## Bus
Number | Name | Area Name | Nom kV | Area Num | Zone Name | Zone Num
15130 | CARREL | SRP | 115 | 15 | SRP EMA 115kV | 1506
46601 | BLAIR | NORTHWEST | 115 | 40 | Tacoma Power - General | 466
73006 | ANTON | WAPA R.M. | 115 | 73 | ZoneEC | 752
10370 | WESTMS_1 | NEW MEXICO | 115 | 10 | PNM: Albuquerque | 101
10341 | TL-1 | NEW MEXICO | 115 | 10 | PNM: Albuquerque | 101
73378 | FMN | WAPA R.M. | 115 | 73 | ZoneEC | 752
73002 | AIRPORT | WAPA R.M. | 115 | 73 | ZoneFH | 754
24160 | VALLEYSC | SOCALIF | 115 | 24 | SCE Valley 115kV | 947
46451 | UNION T | NORTHWEST | 115 | 40 | Seattle City Light | 464
71017 | PEAKVIEWHI | PSCOLORADO | 115 | 70 | ZoneWP | 712
72753 | RCKCREEK | WAPA R.M. | 115 | 73 | Zone69 | 791
24773 | TIEFORT | SOCALIF | 115 | 24 | SCE Kramer/Inyokern/Coolwater | 953
15123 | REFINERY | SRP | 115 | 15 | SRP EMA 115kV | 1506
73377 | EXCEL | WAPA R.M. | 115 | 73 | ZoneEC | 752
34162 | ORO LOMA | PG AND E | 115 | 30 | Conf Load (Yosemite) | 313
46632 | CANYONTA | NORTHWEST | 115 | 40 | Tacoma Power - General | 466
46898 | ANDYORKW | NORTHWEST | 115 | 40 | Central Washington | 403
24165 | VALLEYSP | SOCALIF | 115 | 24 | SCE Valley 115kV | 947
73031 | BRUSHTAP | WAPA R.M. | 115 | 73 | ZoneEC | 752
34144 | MERCED | PG AND E | 115 | 30 | Conf Load (Yosemite) | 313
40389 | ELLISFRD# | NORTHWEST | 115 | 40 | Central Washington | 403
70971 | mid pt | PSCOLORADO | 115 | 70 | ZoneSL | 710
43755 | CEDARHL# | NORTHWEST | 115 | 40 | Portland General - BES NODE | 452
10192 | MANZANO | NEW MEXICO | 115 | 10 | PNM: Belen | 102
43763 | HEMLOCK# | NORTHWEST | 115 | 40 | Portland General - BES NODE | 452
300101 | KERNRDGE_L11 | PG AND E | 115 | 30 | Conf Load (Kern) | 315
46946 | FRDRKSN | NORTHWEST | 115 | 40 | Tacoma Power - General | 466
34771 | REGULUS | PG AND E | 115 | 30 | Conf Load (Kern) | 315
73309 | HENDERSON | WAPA R.M. | 115 | 73 | ZoneEC | 752
11206 | AIRPOR | EL PASO | 115 | 11 | EPE - Native Load | 110
72909 | MONO_TP | WAPA R.M. | 115 | 73 | ZoneEW | 753
72922 | IRONCRK | WAPA R.M. | 115 | 73 | ZoneBH | 750
46635 | TAYLORTA | NORTHWEST | 115 | 40 | Tacoma Power - General | 466
70546 | BRICKCTR | PSCOLORADO | 115 | 70 | ZoneRD | 700
42422 | MERCRWDT | NORTHWEST | 115 | 40 | N.KING | 426
46897 | RI TIE | NORTHWEST | 115 | 40 | Central Washington | 403
34761 | RNFROTP1 | PG AND E | 115 | 30 | Conf Load (Kern) | 315
34417 | KINGS J2 | PG AND E | 115 | 30 | Conf Load (Fresno) | 314
73007 | ARAPASUB | WAPA R.M. | 115 | 73 | ZoneEC | 752
73030 | BRIGHTNW | WAPA R.M. | 115 | 73 | ZoneFH | 754
45867 | VILLAGE | NORTHWEST | 115 | 40 | Snohomish PUD | 468
70096 | CF&ISE1 | PSCOLORADO | 115 | 70 | ZoneRS | 704
32022 | PUTHCRK1 | PG AND E | 115 | 30 | Conf Load (Sacramento) | 304
65730 | GREATDIV | PACE | 115 | 65 | WY CENTRAL | 651
40493 | H2F# | NORTHWEST | 115 | 40 | Lower Columbia Basin | 404
43693 | DURHAM | NORTHWEST | 115 | 40 | Portland General - BES NODE | 452
46443 | SHORELIN | NORTHWEST | 115 | 40 | Seattle City Light | 464
34763 | RNFROTP2 | PG AND E | 115 | 30 | Conf Load (Kern) | 315
40299 | COURT+ | NORTHWEST | 115 | 40 | Lower Columbia Basin | 404
38412 | ROGERS-T | PG AND E | 115 | 30 | Conf Load (TID) | 324
72726 | DOLORES_HV | WAPA R.M. | 115 | 73 | ZoneR4 | 790
48405 | SPKINDPK | NORTHWEST | 115 | 40 | AVA: Spokane | 447
11245 | SOLAR_HV | EL PASO | 115 | 11 | EPE - Native Load | 110
10187 | M_PLAZA | NEW MEXICO | 115 | 10 | PNM: Albuquerque | 101
73100 | KORTESTP | WAPA R.M. | 115 | 73 | ZoneEW | 753
73117 | LOST CK | WAPA R.M. | 115 | 73 | ZoneEC | 752
34808 | ROSEDAL | PG AND E | 115 | 30 | Conf Load (Kern) | 315
34773 | BP21ZFFD | PG AND E | 115 | 30 | Conf Load (Kern) | 315
73298 | BELLVUTP | WAPA R.M. | 115 | 73 | ZoneFH | 754
46073 | QUINCY | NORTHWEST | 115 | 40 | Grant County, WA | 482
999897 | CRZSNB11 | PG AND E | 115 | 30 | Conf Load (Central Coast) | 319
46490 | DENNYWY1 | NORTHWEST | 115 | 40 | Seattle City Light | 464
72780 | GOODMNPT | WAPA R.M. | 115 | 73 | ZoneR4 | 790
43777 | RALGHHL# | NORTHWEST | 115 | 40 | Portland General - BES NODE | 452
34424 | GRDNGLS1WB | PG AND E | 115 | 30 | Conf Load (Fresno) | 314
631071 | TIBER | WAPA U.W. | 115 | 63 | NOGF_WAUW | 631
13314 | WHITEROK | NEW MEXICO | 115 | 10 | Los Alamos County | 133
34420 | CORCORAN | PG AND E | 115 | 30 | Conf Load (Fresno) | 314
42418 | MEDINA | NORTHWEST | 115 | 40 | N.KING | 426
40631 | LANGLOIS# | NORTHWEST | 115 | 40 | Western Oregon | 402
31214 | GEYSERS34 | PG AND E | 115 | 30 | Conf Load (N. Coast) | 302
40617 | LACLEDE+ | NORTHWEST | 115 | 40 | Spokane Area, N Idaho, W Montana | 406
32576 | SKGGS J1 | PG AND E | 115 | 30 | Conf Load (North Bay) | 306
34758 | LAMONT | PG AND E | 115 | 30 | Conf Load (Kern) | 315
34760 | RIO BRVO | PG AND E | 115 | 30 | Conf Load (Kern) | 315
70611 | REUNION | PSCOLORADO | 115 | 70 | ZoneRD | 700
45859 | SWAMP CREEK | NORTHWEST | 115 | 40 | Snohomish PUD | 468
32588 | HGHWY J1 | PG AND E | 115 | 30 | Conf Load (North Bay) | 306
73008 | ARCHER | WAPA R.M. | 115 | 73 | ZoneEW | 753
40447 | FROMAN+ | NORTHWEST | 115 | 40 | Western Oregon | 402
73010 | ARICKARE | WAPA R.M. | 115 | 73 | ZoneEC | 752
73025 | BONNY CK | WAPA R.M. | 115 | 73 | ZoneEC | 752
31239 | MONROE2 | PG AND E | 115 | 30 | Conf Load (N. Coast) | 302
45732 | N STANWOOD T | NORTHWEST | 115 | 40 | Snohomish PUD | 468
70159 | DOT_TAP | PSCOLORADO | 115 | 70 | ZoneWP | 712
70098 | CF&ISE2 | PSCOLORADO | 115 | 70 | ZoneRS | 704
70023 | ALLISON | PSCOLORADO | 115 | 70 | ZoneRD | 700
402478 | COLFALL_TX-W | NORTHWEST | 115 | 40 | Western Montana | 486
40397 | FAIRCHLD | NORTHWEST | 115 | 40 | AVA: Spokane | 447
45910 | QUILCEDA T2 | NORTHWEST | 115 | 40 | Snohomish PUD | 468
96177 | mid_96177 | WAPA R.M. | 115 | 73 | ZoneEC | 752
40491 | GUM_ST# | NORTHWEST | 115 | 40 | Lower Columbia Basin | 404
43691 | CURTISPG | NORTHWEST | 115 | 40 | Portland General - BES S/S | 451
43686 | BLUELAKE2 | NORTHWEST | 115 | 40 | Portland General - BES S/S | 451
38411 | WASHINGTON | PG AND E | 115 | 30 | Conf Load (TID) | 324
46022 | COLRIDGE | NORTHWEST | 115 | 40 | Grant County, WA | 482
11253 | GR | EL PASO | 115 | 11 | EPE - Native Load | 110
10382 | YAHTAHEY | NEW MEXICO | 115 | 10 | PNM: Northwestern | 107
66710 | WILSON | PACE | 115 | 65 | ID BPA | 665
39172 | PUMPJACK_TP | PG AND E | 115 | 30 | Conf Load (Kern) | 315
40247 | COLMBIA_FALS | NORTHWEST | 115 | 40 | Western Montana | 486
46749 | MADIGAN | NORTHWEST | 115 | 40 | Tacoma Power - General | 466
48403 | SPIRITLT | NORTHWEST | 115 | 40 | AVA: Coeur D'Alene | 441
34161 | DFSTP | PG AND E | 115 | 30 | Conf Load (Yosemite) | 313
31990 | DAVIS | PG AND E | 115 | 30 | Conf Load (Sacramento) | 304
48409 | SPKWASTE | NORTHWEST | 115 | 40 | AVA: Spokane | 447
73042 | CASPERLM | WAPA R.M. | 115 | 73 | ZoneEW | 753
73058 | FLATIRON | WAPA R.M. | 115 | 73 | ZoneFH | 754
15129 | SUPERIOR | SRP | 115 | 15 | SRP EMA 115kV | 1506
73077 | HAPPYJCK | WAPA R.M. | 115 | 73 | ZoneEW | 753
73062 | FREMONT | WAPA R.M. | 115 | 73 | ZoneEW | 753
73099 | KORTES | WAPA R.M. | 115 | 73 | ZoneEW | 753
73112 | LINGLE | WAPA R.M. | 115 | 73 | ZoneEW | 753
47230 | SILVERADO# | NORTHWEST | 115 | 40 | Seattle Area, Olympic Peninsula | 400
47129 | BRIDGBAR# | NORTHWEST | 115 | 40 | Central Washington | 403
12005 | ALGODONE | NEW MEXICO | 115 | 10 | PNM: Sandoval | 103
629025 | PLAINS | MONTANA | 115 | 62 | MISSOULA_MT | 629
73145 | NUNN | WAPA R.M. | 115 | 73 | ZoneFH | 754
11289 | ROBERTS | EL PASO | 115 | 11 | EPE - Native Load | 110
73297 | BELLEVUE | WAPA R.M. | 115 | 73 | ZoneFH | 754
73366 | WAGNHNDS | WAPA R.M. | 115 | 73 | ZoneEW | 753
40587 | JOSO+ | NORTHWEST | 115 | 40 | Lower Columbia Basin | 404
46670 | ALDER | NORTHWEST | 115 | 40 | Tacoma Power - General | 466
46926 | LODHLM-T | NORTHWEST | 115 | 40 | Tacoma Power - General | 466
46673 | TAYLORTP | NORTHWEST | 115 | 40 | Tacoma Power - General | 466
10179 | LOSANGEL | NEW MEXICO | 115 | 10 | PNM: Albuquerque | 101
46631 | NORTHEAST_A | NORTHWEST | 115 | 40 | Tacoma Power - General | 466
71506 | FRANKTOWN_CR | PSCOLORADO | 115 | 70 | ZoneRS | 704
46047 | DOVER | NORTHWEST | 115 | 40 | Grant County, WA | 482
72801 | PEACHVLY | WAPA R.M. | 115 | 73 | Zone69 | 791
42400 | GOODESCN | NORTHWEST | 115 | 40 | N.KING | 426
12159 | CIMARRON | NEW MEXICO | 115 | 10 | TSGT: North NM | 121
46886 | WESTERN | NORTHWEST | 115 | 40 | Central Washington | 403
70542 | SNOWMASS | PSCOLORADO | 115 | 70 | ZoneRW | 708
31206 | HPLND JT | PG AND E | 115 | 30 | Conf Load (N. Coast) | 302
42397 | FACTORIA | NORTHWEST | 115 | 40 | N.KING | 426
42406 | INGLEWOD | NORTHWEST | 115 | 40 | N.KING | 426
34489 | SANGERCGN | PG AND E | 115 | 30 | Conf Load (Fresno) | 314
40647 | LEVEY+ | NORTHWEST | 115 | 40 | Lower Columbia Basin | 404
10251 | LA LUZ | NEW MEXICO | 115 | 10 | PNM: Belen | 102
46711 | FLETT | NORTHWEST | 115 | 40 | Tacoma Power - General | 466
13320 | STA | NEW MEXICO | 115 | 10 | Los Alamos County | 133
46662 | CUSMN2T2 | NORTHWEST | 115 | 40 | Tacoma Power - General | 466
33207 | BAYSHOR2 | PG AND E | 115 | 30 | Conf Load (S.F.) | 309
31212 | AIDLINGYSR | PG AND E | 115 | 30 | Conf Load (N. Coast) | 302
410731 | TIL_TRA_CIO2 | NORTHWEST | 115 | 40 | Portland Area | 401
13008 | HURLEY_# | NEW MEXICO | 115 | 10 | PNM: Southwest | 132
46612 | BRKDALTP | NORTHWEST | 115 | 40 | Tacoma Power - General | 466
46607 | COWLITZ | NORTHWEST | 115 | 40 | Tacoma Power - General | 466
46894 | RI NORTH | NORTHWEST | 115 | 40 | Central Washington | 403
34706 | WESTPARK | PG AND E | 115 | 30 | Conf Load (Kern) | 315
40527 | HEBO+ | NORTHWEST | 115 | 40 | Portland Area | 401
34402 | CAL AVE | PG AND E | 115 | 30 | Conf Load (Fresno) | 314
10710 | CIBOLA | NEW MEXICO | 115 | 10 | PNM: Albuquerque | 101
65425 | DAVEJOHN | PACE | 115 | 65 | WY EAST | 679
34136 | WILSON B | PG AND E | 115 | 30 | Conf Load (Yosemite) | 313
40479 | GOOSE_LK+ | NORTHWEST | 115 | 40 | Central Washington | 403
46730 | LACAMAS1 | NORTHWEST | 115 | 40 | Tacoma Power - General | 466
71010 | BUSCHRNCH_HI | PSCOLORADO | 115 | 70 | ZoneWP | 712
70531 | AIR_LIQ | PSCOLORADO | 115 | 70 | ZoneRD | 700
43481 | ROSEWAY | NORTHWEST | 115 | 40 | Portland General - BES NODE | 452
13007 | HIDALGO | NEW MEXICO | 115 | 10 | PNM: Southwest | 132
40440 | FRANKL E | NORTHWEST | 115 | 40 | Lower Columbia Basin | 404
40419 | FIRST+ | NORTHWEST | 115 | 40 | Lower Columbia Basin | 404
73024 | BLKHLWTP | WAPA R.M. | 115 | 73 | ZoneFH | 754
40427 | FOR GROV | NORTHWEST | 115 | 40 | Portland Area | 401
10299 | SANPEDRO | NEW MEXICO | 115 | 10 | PNM: Albuquerque | 101
40407 | FAIRVIEW | NORTHWEST | 115 | 40 | Western Oregon | 402
43223 | GRNDROND | NORTHWEST | 115 | 40 | Portland General - BES S/S | 451
70202 | GODFRETP | PSCOLORADO | 115 | 70 | ZoneRN | 706
70174 | FEDERHT23 | PSCOLORADO | 115 | 70 | ZoneRD | 700
70162 | EAST | PSCOLORADO | 115 | 70 | ZoneRD | 700
70124 | CONIFER | PSCOLORADO | 115 | 70 | ZoneFR | 705
70099 | THORNTON | PSCOLORADO | 115 | 70 | ZoneRD | 700
70071 | CABINCRK | PSCOLORADO | 115 | 70 | ZoneFR | 705
70025 | ALMSA_TM | PSCOLORADO | 115 | 70 | ZoneSL | 710
70006 | BRUSH1_3 | PSCOLORADO | 115 | 70 | ZoneRN | 706
15113 | KNOLL | SRP | 115 | 15 | SRP EMA 115kV | 1506
67925 | REFNRYPP | PACE | 115 | 65 | WY EAST | 679
45871 | GRANFAL T2 | NORTHWEST | 115 | 40 | Snohomish PUD | 468
40396 | EUREKA | NORTHWEST | 115 | 40 | Western Montana | 486
40391 | ELMO+ | NORTHWEST | 115 | 40 | Western Montana | 486
46002 | ADAMS RD | NORTHWEST | 115 | 40 | Grant County, WA | 482
70604 | PARKWAY | PSCOLORADO | 115 | 70 | ZoneRB | 703
79189 | SUNSH SM | WAPA R.M. | 115 | 73 | ZoneR4 | 790
70926 | HARTSEL_CR | PSCOLORADO | 115 | 70 | ZoneRM | 709
79122 | TOWAOC | WAPA R.M. | 115 | 73 | ZoneR4 | 790
40277 | COSMOPLS | NORTHWEST | 115 | 40 | Seattle Area, Olympic Peninsula | 400
42508 | BERRYDAL | NORTHWEST | 115 | 40 | S.KING | 428
70642 | GREENHSE | PSCOLORADO | 115 | 70 | ZoneRN | 706
40158 | WORDEN# | NORTHWEST | 115 | 40 | Lower Columbia Basin | 404
66472 | PAL_SNR_CIO | PACE | 115 | 65 | ID BPA | 665
72137 | TELLURID | WAPA R.M. | 115 | 73 | ZoneR4 | 790
34765 | SM1T013141 | PG AND E | 115 | 30 | Conf Load (Kern) | 315
10372 | WAYNE 2 | NEW MEXICO | 115 | 10 | PNM: Albuquerque | 101
46033 | GB55 | NORTHWEST | 115 | 40 | Grant County, WA | 482
46034 | GRAHAMRD | NORTHWEST | 115 | 40 | Grant County, WA | 482
46037 | JERICHO | NORTHWEST | 115 | 40 | Grant County, WA | 482
12148 | BISON | NEW MEXICO | 115 | 10 | TSGT: North NM | 121
40038 | ALDERWD_T2# | NORTHWEST | 115 | 40 | Western Oregon | 402
623156 | CASTLEROCK T | MONTANA | 115 | 62 | BILLINGS_MT | 623
40191 | CATHLAMET+ | NORTHWEST | 115 | 40 | Portland Area | 401
42569 | BLK.DIAM | NORTHWEST | 115 | 40 | S.KING | 428
31518 | WYANDJT1 | PG AND E | 115 | 30 | Conf Load (N. Valley) | 303
38446 | OAK-TAP1 | PG AND E | 115 | 30 | City and County of San Francisco | 357
38420 | TUOLUMN | PG AND E | 115 | 30 | Conf Load (TID) | 324
38222 | STNDFDM2 | PG AND E | 115 | 30 | Conf Load (MID) | 323
37647 | NIMBUS | PG AND E | 115 | 30 | Conf Load (Western) | 325
34393 | EXCELSIORSS | PG AND E | 115 | 30 | Conf Load (Fresno) | 314
43752 | BEAVTN # | NORTHWEST | 115 | 40 | Portland General - BES NODE | 452
625026 | SO CUTBK GEC | MONTANA | 115 | 62 | NOGF_MT | 625
625021 | SHELBY WAPA | MONTANA | 115 | 62 | NOGF_MT | 625
37060 | STA. D | PG AND E | 115 | 30 | Conf Load (SMUD) | 322
48411 | SPRAGUE | NORTHWEST | 115 | 40 | AVA: Big Bend | 445
48170 | JULIA ST | NORTHWEST | 115 | 40 | AVA: Coeur D'Alene | 441
73039 | CARTERLK TAP | WAPA R.M. | 115 | 73 | ZoneFH | 754
73046 | DALTON | WAPA R.M. | 115 | 73 | ZoneWN | 756
34769 | BPFFD | PG AND E | 115 | 30 | Conf Load (Kern) | 315
35925 | CSTRVLJ1 | PG AND E | 115 | 30 | Conf Load (Central Coast) | 319
73059 | FLEMING | WAPA R.M. | 115 | 73 | ZoneEC | 752
73069 | GLENDO | WAPA R.M. | 115 | 73 | ZoneEW | 753
34766 | SHAFTER | PG AND E | 115 | 30 | Conf Load (Kern) | 315
24769 | EDWARDS | SOCALIF | 115 | 24 | SCE Kramer/Inyokern/Coolwater | 953
73089 | HRSTHTAP | WAPA R.M. | 115 | 73 | ZoneFH | 754
10196 | MARQUEZ | NEW MEXICO | 115 | 10 | PNM: Northwestern | 107
73097 | KIOWA CK | WAPA R.M. | 115 | 73 | ZoneEC | 752
47228 | STKFRD | NORTHWEST | 115 | 40 | Clark County, WA | 456
73110 | LIBERTY | WAPA R.M. | 115 | 73 | ZoneEC | 752
35604 | ZANKER | PG AND E | 115 | 30 | Conf Load (San Jose) | 318
47231 | SUNNYSIDE | NORTHWEST | 115 | 40 | Lower Columbia Basin | 404
47181 | LM JNS | NORTHWEST | 115 | 40 | Clark County, WA | 456
47130 | BURNT | NORTHWEST | 115 | 40 | Clark County, WA | 456
47085 | SO NILE | NORTHWEST | 115 | 40 | Central Washington | 403
47051 | HANNA | NORTHWEST | 115 | 40 | Central Washington | 403
24790 | COSO | SOCALIF | 115 | 24 | SCE Kramer/Inyokern/Coolwater | 953
70290 | MONFORT | PSCOLORADO | 115 | 70 | ZoneRN | 706
629027 | THOMPFL PM T | MONTANA | 115 | 62 | MISSOULA_MT | 629
46948 | LACAMS-T | NORTHWEST | 115 | 40 | Tacoma Power - General | 466
73170 | RIVERTON | WAPA R.M. | 115 | 73 | ZoneBH | 750
46055 | PEC | NORTHWEST | 115 | 40 | Grant County, WA | 482
73213 | WIGGINS TAP | WAPA R.M. | 115 | 73 | ZoneEC | 752
46071 | QUIN CH | NORTHWEST | 115 | 40 | Grant County, WA | 482
73354 | JACKLOPE | WAPA R.M. | 115 | 73 | ZoneEW | 753
40582 | SMITHSON# | NORTHWEST | 115 | 40 | Central Washington | 403
46075 | GB-56 | NORTHWEST | 115 | 40 | Grant County, WA | 482
15111 | KEARNY | SRP | 115 | 15 | SRP EMA 115kV | 1506
43463 | RIVRGT B | NORTHWEST | 115 | 40 | Portland General - BES S/S | 451
70394 | SMELTER | PSCOLORADO | 115 | 70 | ZoneWP | 712
70426 | TARRYALL | PSCOLORADO | 115 | 70 | ZoneRS | 704
34711 | ALPAUGHSTH | PG AND E | 115 | 30 | Conf Load (Fresno) | 314
24649 | COLOSEM2 | SOCALIF | 115 | 24 | SCE Ivanpah | 957
70503 | PIONEER_CR | PSCOLORADO | 115 | 70 | ZoneRD | 700
46674 | ALEXANDR | NORTHWEST | 115 | 40 | Tacoma Power - General | 466
46675 | ARTNDL-1 | NORTHWEST | 115 | 40 | Tacoma Power - General | 466
40732 | METALINE# | NORTHWEST | 115 | 40 | AVA: Pend Oreille PUD | 448
46641 | SCHNTZTP | NORTHWEST | 115 | 40 | Tacoma Power - General | 466
40819 | PLYMOUTH# | NORTHWEST | 115 | 40 | Lower Columbia Basin | 404
72781 | DOECANYN | WAPA R.M. | 115 | 73 | ZoneR4 | 790
34120 | SHARON | PG AND E | 115 | 30 | Conf Load (Yosemite) | 313
15135 | MIAMI 4 | SRP | 115 | 15 | SRP EMA 115kV | 1506
40759 | MT_VERNON# | NORTHWEST | 115 | 40 | Western Oregon | 402
46701 | EAST_F | NORTHWEST | 115 | 40 | Tacoma Power - General | 466
13500 | ELBUT_US | NEW MEXICO | 115 | 10 | USBR NM | 135
42394 | EASTGATE | NORTHWEST | 115 | 40 | N.KING | 426
470910 | USK_TIE | NORTHWEST | 115 | 40 | AVA: Pend Oreille PUD | 448
405478 | WHITCOMB+ | NORTHWEST | 115 | 40 | Lower Columbia Basin | 404
34423 | GAURD J1 | PG AND E | 115 | 30 | Conf Load (Fresno) | 314
11310 | EMRLDTAP | EL PASO | 115 | 11 | EPE - Native Load | 110
631070 | TIBER TAP | WAPA U.W. | 115 | 63 | NOGF_WAUW | 631
34442 | KANSAS | PG AND E | 115 | 30 | Conf Load (Fresno) | 314
300100 | KERNRDGE_G32 | PG AND E | 115 | 30 | Conf Load (Kern) | 315
45805 | TULALIP | NORTHWEST | 115 | 40 | Snohomish PUD | 468
79254 | COALBANK | WAPA R.M. | 115 | 73 | ZoneR4 | 790
46707 | FARWEST | NORTHWEST | 115 | 40 | Tacoma Power - General | 466
46709 | FIFE | NORTHWEST | 115 | 40 | Tacoma Power - General | 466
40675 | BAKERSCRN# | NORTHWEST | 115 | 40 | Cowlitz County, WA | 457
79081 | CRSTBUTT | WAPA R.M. | 115 | 73 | Zone69 | 791
42403 | HOLLYWD | NORTHWEST | 115 | 40 | N.KING | 426
45143 | HLLYWOOD | NORTHWEST | 115 | 40 | PAC:PTLD | 489
40669 | LONGVIEW_S | NORTHWEST | 115 | 40 | Cowlitz County, WA | 457
42410 | KENMORE | NORTHWEST | 115 | 40 | N.KING | 426
40649 | LEXINGTN | NORTHWEST | 115 | 40 | Portland Area | 401
40641 | LEBANON | NORTHWEST | 115 | 40 | Western Oregon | 402
45824 | SCOTT 2L | NORTHWEST | 115 | 40 | Snohomish PUD | 468
409790 | SIF_LAC_CIO | NORTHWEST | 115 | 40 | Portland Area | 401
40632 | LANGLOIS | NORTHWEST | 115 | 40 | Western Oregon | 402
78099 | LOVE E | PSCOLORADO | 115 | 70 | PRPA | 780
41013 | SPRINGFIELD | NORTHWEST | 115 | 40 | Western Oregon | 402
45045 | CHILQUIN | NORTHWEST | 115 | 40 | PAC:KFAL | 484
24782 | CAL GEN | SOCALIF | 115 | 24 | SCE Kramer/Inyokern/Coolwater | 953
44903 | PARKDALE_21 | NORTHWEST | 115 | 40 | PAC:GRPS | 481
40623 | LAKE_SID+ | NORTHWEST | 115 | 40 | Western Oregon | 402
42415 | ARDMORE | NORTHWEST | 115 | 40 | N.KING | 426
73547 | GOSH COUNTY | WAPA R.M. | 115 | 73 | ZoneEW | 753
42421 | MERCERWD | NORTHWEST | 115 | 40 | N.KING | 426
42437 | OVLAKETP | NORTHWEST | 115 | 40 | N.KING | 426
70571 | KIOWA_CR | PSCOLORADO | 115 | 70 | ZoneRS | 704
46613 | CUSHMN1 | NORTHWEST | 115 | 40 | Tacoma Power - General | 466
46716 | GIGHBR# | NORTHWEST | 115 | 40 | Tacoma Power - Mutuals | 467
46608 | SW_CEDAR | NORTHWEST | 115 | 40 | Tacoma Power - General | 466
40547 | HORSE HV | NORTHWEST | 115 | 40 | Lower Columbia Basin | 404
45849 | SCOTT | NORTHWEST | 115 | 40 | Snohomish PUD | 468
34134 | WILSON A | PG AND E | 115 | 30 | Conf Load (Yosemite) | 313
40991 | SNIPES+ | NORTHWEST | 115 | 40 | Lower Columbia Basin | 404
65380 | CRYSTAL_SP | PACE | 115 | 65 | ID BPA | 665
13046 | TULAROSA | NEW MEXICO | 115 | 10 | PNM: Southeast | 130
46901 | POTLATTA | NORTHWEST | 115 | 40 | Tacoma Power - General | 466
32586 | HGHWY J2 | PG AND E | 115 | 30 | Conf Load (North Bay) | 306
10268 | RIOHONDO | NEW MEXICO | 115 | 10 | PNM: Sandoval | 103
45725 | N ALDERWOOD | NORTHWEST | 115 | 40 | Snohomish PUD | 468
40992 | SNOHOMISH_S3 | NORTHWEST | 115 | 40 | Seattle Area, Olympic Peninsula | 400
40517 | HATTON# | NORTHWEST | 115 | 40 | Lower Columbia Basin | 404
40514 | STARVRIDGE# | NORTHWEST | 115 | 40 | Southern Oregon | 405
46718 | GOVE | NORTHWEST | 115 | 40 | Tacoma Power - General | 466
414040 | HOR_ALK_CIO | NORTHWEST | 115 | 40 | Lower Columbia Basin | 404
40481 | GRANDVEW | NORTHWEST | 115 | 40 | Lower Columbia Basin | 404
40463 | GEISEL_M+ | NORTHWEST | 115 | 40 | Western Oregon | 402
42446 | SAHALEE | NORTHWEST | 115 | 40 | N.KING | 426
42447 | SBELLVUE | NORTHWEST | 115 | 40 | N.KING | 426
40401 | FAIRMONT | NORTHWEST | 115 | 40 | Seattle Area, Olympic Peninsula | 400
70538 | CHMBERS | PSCOLORADO | 115 | 70 | ZoneRD | 700
43545 | STHELENS | NORTHWEST | 115 | 40 | Portland General - BES S/S | 451
70514 | PLUMCRK | PSCOLORADO | 115 | 70 | ZoneRS | 704
10328 | SPEDRO_T | NEW MEXICO | 115 | 10 | PNM: Albuquerque | 101
70429 | TINYTOWN | PSCOLORADO | 115 | 70 | ZoneFR | 705
40448 | CHCKN_CK+ | NORTHWEST | 115 | 40 | Central Washington | 403
31230 | HOMEPROC | PG AND E | 115 | 30 | Conf Load (N. Coast) | 302
42118 | FIDALGO# | NORTHWEST | 115 | 40 | PSEOTHER | 439
40984 | SNOHOMISH_S1 | NORTHWEST | 115 | 40 | Seattle Area, Olympic Peninsula | 400
40442 | FRANKL W | NORTHWEST | 115 | 40 | Lower Columbia Basin | 404
31232 | HOMEGRND | PG AND E | 115 | 30 | Conf Load (N. Coast) | 302
34152 | GILLRAN | PG AND E | 115 | 30 | Conf Load (Yosemite) | 313
42455 | STERLNGP | NORTHWEST | 115 | 40 | N.KING | 426
70279 | MARTIN_1 | PSCOLORADO | 115 | 70 | ZoneRD | 700
43095 | CLACKMAS | NORTHWEST | 115 | 40 | Portland General - BES NODE | 452
45866 | EAGLE CREEK | NORTHWEST | 115 | 40 | Snohomish PUD | 468
70199 | GILMAN | PSCOLORADO | 115 | 70 | ZoneRM | 709
70236 | HYDEPARK | PSCOLORADO | 115 | 70 | ZoneWP | 712
43237 | HARSNPGE | NORTHWEST | 115 | 40 | Portland General - BES S/S | 451
70215 | HARRISPS | PSCOLORADO | 115 | 70 | ZoneRD | 700
45407 | MERLIN | NORTHWEST | 115 | 40 | PAC:GRPS | 481
43227 | HARBORTN | NORTHWEST | 115 | 40 | Portland General - BES S/S | 451
70197 | GEORGETN | PSCOLORADO | 115 | 70 | ZoneFR | 705
70175 | FEDERHT1 | PSCOLORADO | 115 | 70 | ZoneRD | 700
70168 | ENGLEWD3 | PSCOLORADO | 115 | 70 | ZoneRD | 700
43195 | FARGO | NORTHWEST | 115 | 40 | Portland General - BES NODE | 452
70153 | DERBY_1 | PSCOLORADO | 115 | 70 | ZoneRD | 700
70126 | CONOCO | PSCOLORADO | 115 | 70 | ZoneRD | 700
70115 | HPCYN | PSCOLORADO | 115 | 70 | ZoneRD | 700
43101 | CNTENL 1 | NORTHWEST | 115 | 40 | Portland General - BES NODE | 452
70079 | LAMSO | PSCOLORADO | 115 | 70 | ZoneWP | 712
43087 | CARVER | NORTHWEST | 115 | 40 | Portland General - BES S/S | 451
70052 | BLUERIVR | PSCOLORADO | 115 | 70 | ZoneRM | 709
70030 | APT_PARK | PSCOLORADO | 115 | 70 | ZoneWP | 712
43029 | BEAVRTON | NORTHWEST | 115 | 40 | Portland General - BES S/S | 451
70007 | FTN_LAKE | PSCOLORADO | 115 | 70 | ZoneWP | 712
70002 | BURNTMIL | PSCOLORADO | 115 | 70 | ZoneWP | 712
45521 | WARRNTON | NORTHWEST | 115 | 40 | PAC:CLTP | 411
42958 | PMADSNTP | NORTHWEST | 115 | 40 | KITSAP | 434
47042 | LONE_P | NORTHWEST | 115 | 40 | Central Washington | 403
67932 | ELKHORN | PACE | 115 | 65 | WY EAST | 679
40959 | SCOOTNEY | NORTHWEST | 115 | 40 | Lower Columbia Basin | 404
42942 | FRAGARIA | NORTHWEST | 115 | 40 | KITSAP | 434
34146 | MERCED M | PG AND E | 115 | 30 | Conf Load (Yosemite) | 313
13003 | MD | NEW MEXICO | 115 | 10 | PNM: Southwest | 132
45902 | CLEARVIEW | NORTHWEST | 115 | 40 | Snohomish PUD | 468
66839 | HOOP_SPRNG_N | PACE | 115 | 65 | ID BPA | 665
15131 | TRASK | SRP | 115 | 15 | SRP EMA 115kV | 1506
43574 | SWAN TP2 | NORTHWEST | 115 | 40 | Portland General - BES NODE | 452
42502 | TALBOT | NORTHWEST | 115 | 40 | S.KING | 428
40353 | DRAIN | NORTHWEST | 115 | 40 | Western Oregon | 402
43643 | WLBRSHOOFLY | NORTHWEST | 115 | 40 | Portland General - BES NODE | 452
46411 | CANAL | NORTHWEST | 115 | 40 | Seattle City Light | 464
462921 | GAT_MCK_CIO | NORTHWEST | 115 | 40 | Eugene, OR | 480
46437 | NORTH | NORTHWEST | 115 | 40 | Seattle City Light | 464
40509 | HARRISBURG+ | NORTHWEST | 115 | 40 | Western Oregon | 402
46743 | LINDETP | NORTHWEST | 115 | 40 | Tacoma Power - General | 466
10533 | MENDOZAT | NEW MEXICO | 115 | 10 | PNM: Other | 108
42575 | BOE2 S | NORTHWEST | 115 | 40 | S.KING | 428
31263 | LWRLAKEJ | PG AND E | 115 | 30 | Conf Load (N. Coast) | 302
46756 | OHOP-1 | NORTHWEST | 115 | 40 | Tacoma Power - General | 466
40215 | CHENEY | NORTHWEST | 115 | 40 | AVA: Spokane | 447
46762 | PLAZATP | NORTHWEST | 115 | 40 | Tacoma Power - General | 466
31458 | MALACHA2 | PG AND E | 115 | 30 | Conf Load (N. Valley) | 303
46767 | PURDY-2 | NORTHWEST | 115 | 40 | Tacoma Power - General | 466
40119 | BLUE_RIVER# | NORTHWEST | 115 | 40 | Eugene, OR | 480
71022 | PUEBRESVR | PSCOLORADO | 115 | 70 | ZoneWP | 712
72130 | OLIVETAP | WAPA R.M. | 115 | 73 | ZoneEC | 752
46019 | CEPHRATA | NORTHWEST | 115 | 40 | Grant County, WA | 482
97891 | mid_97891 | MONTANA | 115 | 62 | MISSOULA_MT | 629
34158 | PANOCHE2 | PG AND E | 115 | 30 | Conf Load (Yosemite) | 313
97922 | mid_97922 | MONTANA | 115 | 62 | NOGF_MT | 625
42615 | LKMCDO T | NORTHWEST | 115 | 40 | S.KING | 428
46029 | FRENCHHL | NORTHWEST | 115 | 40 | Grant County, WA | 482
34160 | HAMMONDS | PG AND E | 115 | 30 | Conf Load (Yosemite) | 313
42631 | OLYRENTN | NORTHWEST | 115 | 40 | S.KINGI | 429
46027 | EVERGN T | NORTHWEST | 115 | 40 | Grant County, WA | 482
34755 | TEVISJ2 | PG AND E | 115 | 30 | Conf Load (Kern) | 315
40055 | ANGUS+ | NORTHWEST | 115 | 40 | Lower Columbia Basin | 404
622118 | DUTTON PUMP | MONTANA | 115 | 62 | NOGF_MT | 625
66540 | THERPACE | PACE | 115 | 65 | WY NORTH | 650
31490 | BUTTVLLY | PG AND E | 115 | 30 | Conf Load (N. Valley) | 303
40025 | ALBANY | NORTHWEST | 115 | 40 | Western Oregon | 402
40013 | ACTON | NORTHWEST | 115 | 40 | Portland Area | 401
402770 | ABE_COS_CIO | NORTHWEST | 115 | 40 | Seattle Area, Olympic Peninsula | 400
39173 | PUMPJACK | PG AND E | 115 | 30 | Conf Load (Kern) | 315
42741 | AIR PROD | NORTHWEST | 115 | 40 | PIERCEI | 431
10497 | HERMANAT | NEW MEXICO | 115 | 10 | PNM: Deming | 104
42760 | GRAVTAP | NORTHWEST | 115 | 40 | PIERCE | 430
42759 | GRAVELLY | NORTHWEST | 115 | 40 | PIERCE | 430
10490 | LB_INT | NEW MEXICO | 115 | 10 | PNM: Southwest | 132
42773 | RHODESLK | NORTHWEST | 115 | 40 | PIERCE | 430
38432 | OAKDLTID | PG AND E | 115 | 30 | Conf Load (TID) | 324
42788 | WOODLNDP | NORTHWEST | 115 | 40 | PIERCE | 430
38241 | CONAGRA | PG AND E | 115 | 30 | Conf Load (MID) | 323
31961 | WOODLANDBIOM | PG AND E | 115 | 30 | Conf Load (Sacramento) | 304
42812 | SPURGEON | NORTHWEST | 115 | 40 | THURSTN | 432
42810 | OLY P S | NORTHWEST | 115 | 40 | THURSTN | 432
46168 | FRENCHMN | NORTHWEST | 115 | 40 | Grant County, WA | 482
32768 | RICHMOND | PG AND E | 115 | 30 | Conf Load (East Bay) | 307
37648 | KNAUF | PG AND E | 115 | 30 | Conf Load (Redding) | 329
10371 | WESTMS_2 | NEW MEXICO | 115 | 10 | PNM: Albuquerque | 101
46827 | SUMMIT | NORTHWEST | 115 | 40 | Central Washington | 403
10054 | MSSIONT | NEW MEXICO | 115 | 10 | PNM: Albuquerque | 101
12079 | STORRIE | NEW MEXICO | 115 | 10 | TSGT: North NM | 121
45623 | CASINO | NORTHWEST | 115 | 40 | Snohomish PUD | 468
45912 | QUILCEDA T1 | NORTHWEST | 115 | 40 | Snohomish PUD | 468
48465 | WICKES | NORTHWEST | 115 | 40 | AVA: Lewiston/Clarkston | 444
48442 | VALLEYWAYTAP | NORTHWEST | 115 | 40 | AVA: Spokane | 447
48413 | SPULLMAN | NORTHWEST | 115 | 40 | AVA: Palouse | 446
48298 | OLDTOWN | NORTHWEST | 115 | 40 | AVA: Coeur D'Alene | 441
48365 | RITZVILL | NORTHWEST | 115 | 40 | AVA: Big Bend | 445
48299 | OPPORTUN | NORTHWEST | 115 | 40 | AVA: Spokane | 447
72740 | COWCREEK | WAPA R.M. | 115 | 73 | Zone69 | 791
73045 | COPPERMT | WAPA R.M. | 115 | 73 | ZoneBH | 750
48243 | MOSCCITY | NORTHWEST | 115 | 40 | AVA: Palouse | 446
46931 | VAUGHN# | NORTHWEST | 115 | 40 | Tacoma Power - Mutuals | 467
34767 | RENFRO2 | PG AND E | 115 | 30 | Conf Load (Kern) | 315
48078 | LEWMILLROAD | NORTHWEST | 115 | 40 | AVA: Lewiston/Clarkston | 444
48129 | FTWRIGHT | NORTHWEST | 115 | 40 | AVA: Spokane | 447
48079 | COLBERT | NORTHWEST | 115 | 40 | AVA: Spokane | 447
10019 | ASPEN | NEW MEXICO | 115 | 10 | PNM: Albuquerque | 101
25634 | BUCKWND | SOCALIF | 115 | 24 | SCE Devers 115kV | 941
73067 | GERING | WAPA R.M. | 115 | 73 | ZoneWN | 756
48005 | NELSONT | NORTHWEST | 115 | 40 | AVA: Spokane | 447
73071 | DAVEJTPS | WAPA R.M. | 115 | 73 | ZoneEW | 753
70065 | BROOMFLD | PSCOLORADO | 115 | 70 | ZoneRB | 703
47408 | CRC | NORTHWEST | 115 | 40 | Cowlitz County, WA | 457
72752 | SUNNYSDE | WAPA R.M. | 115 | 73 | Zone69 | 791
11243 | TALAVERA | EL PASO | 115 | 11 | EPE - Native Load | 110
47433 | OCEANBCH | NORTHWEST | 115 | 40 | Cowlitz County, WA | 457
73081 | HDOME | WAPA R.M. | 115 | 73 | ZoneBH | 750
46942 | COLLINS | NORTHWEST | 115 | 40 | Tacoma Power - General | 466
73096 | KIMBALL | WAPA R.M. | 115 | 73 | ZoneWN | 756
35629 | MABURY J | PG AND E | 115 | 30 | Conf Load (San Jose) | 318
47229 | JOHNSONCRK+ | NORTHWEST | 115 | 40 | Seattle Area, Olympic Peninsula | 400
47297 | HW_HILL_2 | NORTHWEST | 115 | 40 | Lower Columbia Basin | 404
32954 | DOW TAP1 | PG AND E | 115 | 30 | Conf Load (Diablo) | 308
47282 | BOCGASES | NORTHWEST | 115 | 40 | Clark County, WA | 456
47268 | LACAMAS | NORTHWEST | 115 | 40 | Clark County, WA | 456
47244 | SW62 | NORTHWEST | 115 | 40 | Clark County, WA | 456
47232 | SUNYSIDE# | NORTHWEST | 115 | 40 | Lower Columbia Basin | 404
47217 | S ELMA | NORTHWEST | 115 | 40 | Seattle Area, Olympic Peninsula | 400
47182 | LYLE | NORTHWEST | 115 | 40 | Lower Columbia Basin | 404
47155 | EVERGRN | NORTHWEST | 115 | 40 | Clark County, WA | 456
47131 | BURTON | NORTHWEST | 115 | 40 | Clark County, WA | 456
47112 | 99TH# | NORTHWEST | 115 | 40 | Clark County, WA | 456
47086 | PINE ST | NORTHWEST | 115 | 40 | AVA: Pend Oreille PUD | 448
47069 | ORONDO | NORTHWEST | 115 | 40 | Central Washington | 403
47052 | THOMCRK1# | NORTHWEST | 115 | 40 | Western Oregon | 402
46232 | IRVING E | NORTHWEST | 115 | 40 | Eugene, OR | 480
629030 | CROWCRKJCT A | MONTANA | 115 | 62 | MISSOULA_MT | 629
34373 | SCWAXJCT | PG AND E | 115 | 30 | Conf Load (Fresno) | 314
34745 | OLIVE_SS | PG AND E | 115 | 30 | Conf Load (Fresno) | 314
34380 | REEDLEY | PG AND E | 115 | 30 | Conf Load (Fresno) | 314
46250 | SENECA | NORTHWEST | 115 | 40 | Eugene, OR | 480
73126 | LYMAN | WAPA R.M. | 115 | 73 | ZoneEW | 753
79050 | NORTHFRK | WAPA R.M. | 115 | 73 | ZoneR4 | 790
46059 | PELICAN | NORTHWEST | 115 | 40 | Grant County, WA | 482
24776 | LEE VINE | SOCALIF | 115 | 24 | SCE Control | 952
73183 | SKYLINE | WAPA R.M. | 115 | 73 | ZoneEW | 753
10186 | LUNA | NEW MEXICO | 115 | 10 | PNM: Deming | 104
31221 | GEYSR11 | PG AND E | 115 | 30 | Conf Load (N. Coast) | 302
73217 | WINDRIVT | WAPA R.M. | 115 | 73 | ZoneBH | 750
73233 | MARYLKTP | WAPA R.M. | 115 | 73 | ZoneFH | 754
34797 | EANDB | PG AND E | 115 | 30 | Conf Load (Kern) | 315
999900 | EVRMTC11 | PG AND E | 115 | 30 | Conf Load (San Jose) | 318
73340 | NAHNEJEN | WAPA R.M. | 115 | 73 | ZoneBH | 750
413312 | TARLETT2 | NORTHWEST | 115 | 40 | Portland Area | 401
15112 | KEARNYTP | SRP | 115 | 15 | SRP EMA 115kV | 1506
73368 | GUERNRRL | WAPA R.M. | 115 | 73 | ZoneEW | 753
46870 | MANSNTAP | NORTHWEST | 115 | 40 | Central Washington | 403
70330 | PORTLAND | PSCOLORADO | 115 | 70 | ZoneWP | 712
73364 | WARMSPGS | WAPA R.M. | 115 | 73 | ZoneEW | 753
629028 | USANTIMONY A | MONTANA | 115 | 62 | MISSOULA_MT | 629
46290 | HYUNDAI | NORTHWEST | 115 | 40 | Eugene, OR | 480
24730 | INYO PS | SOCALIF | 115 | 24 | SCE Control | 952
43423 | PROGRESS | NORTHWEST | 115 | 40 | Portland General - BES S/S | 451
46774 | STARWDTA | NORTHWEST | 115 | 40 | Tacoma Power - General | 466
43347 | MURRAY H | NORTHWEST | 115 | 40 | Portland General - BES S/S | 451
472090 | PATEROS | NORTHWEST | 115 | 40 | Central Washington | 403
70420 | SUMMIT2 | PSCOLORADO | 115 | 70 | ZoneRM | 709
46723 | HAWTHT_W | NORTHWEST | 115 | 40 | Tacoma Power - General | 466
46724 | HAWTHT_E | NORTHWEST | 115 | 40 | Tacoma Power - General | 466
34521 | LEPRNOFD | PG AND E | 115 | 30 | Conf Load (Fresno) | 314
79655 | SAN JUAN | WAPA R.M. | 115 | 73 | FEUS | 793
34436 | FRSHWTRJCT | PG AND E | 115 | 30 | Conf Load (Fresno) | 314
46692 | CRESCNT2 | NORTHWEST | 115 | 40 | Tacoma Power - General | 466
34432 | WESTLNDS | PG AND E | 115 | 30 | Conf Load (Fresno) | 314
46676 | ARTNDL | NORTHWEST | 115 | 40 | Tacoma Power - Mutuals | 467
40893 | ROGUE | NORTHWEST | 115 | 40 | Western Oregon | 402
42335 | SNOQPWR2 | NORTHWEST | 115 | 40 | N.KING | 426
40872 | RED MTN | NORTHWEST | 115 | 40 | Lower Columbia Basin | 404
411830 | ANG_BIG_CIO | NORTHWEST | 115 | 40 | Lower Columbia Basin | 404
19047 | DEL BAC | WAPA L.C. | 115 | 19 | WAPA-DSW | 191
40847 | PORT_ORFORD+ | NORTHWEST | 115 | 40 | Western Oregon | 402
34176 | CALPEAKPNCHE | PG AND E | 115 | 30 | Conf Load (Yosemite) | 313
72782 | ANASAZI | WAPA R.M. | 115 | 73 | Zone69 | 791
300111 | KERNRDGE_L32 | PG AND E | 115 | 30 | Conf Load (Kern) | 315
20077 | SMN-115 | MEXICO-CFE | 115 | 20 | ZoneEN | 205
46015 | BURKEGPD | NORTHWEST | 115 | 40 | Grant County, WA | 482
46035 | JERIC TP | NORTHWEST | 115 | 40 | Grant County, WA | 482
11025 | AUSTIN | EL PASO | 115 | 11 | EPE - Native Load | 110
20076 | SQN-115 | MEXICO-CFE | 115 | 20 | ZoneEN | 205
40733 | MIDWAY B | NORTHWEST | 115 | 40 | Lower Columbia Basin | 404
40737 | MAC_HEIGHTS | NORTHWEST | 115 | 40 | Clark County, WA | 456
41018 | T3BA_DAS+ | NORTHWEST | 115 | 40 | Seattle Area, Olympic Peninsula | 400
17001 | APACHE | AEPCO | 115 | 17 | AEPCO | 170
40717 | MCNARY1 | NORTHWEST | 115 | 40 | Lower Columbia Basin | 404
40718 | MCNARY2 | NORTHWEST | 115 | 40 | Lower Columbia Basin | 404
41023 | STATION_FG+ | NORTHWEST | 115 | 40 | Seattle Area, Olympic Peninsula | 400
42393 | DUVAL | NORTHWEST | 115 | 40 | N.KING | 426
45412 | PATRICK | NORTHWEST | 115 | 40 | PAC:CRES | 479
45419 | SELMA | NORTHWEST | 115 | 40 | PAC:GRPS | 481
45391 | FERN HIL | NORTHWEST | 115 | 40 | PAC:CLTP | 411
45715 | MEADWD T | NORTHWEST | 115 | 40 | Snohomish PUD | 468
42395 | EASTON | NORTHWEST | 115 | 40 | KITTITAS | 436
42399 | GLDBRTIE | NORTHWEST | 115 | 40 | N.KING | 426
42396 | EVERGREN | NORTHWEST | 115 | 40 | N.KING | 426
45807 | TULALIP T | NORTHWEST | 115 | 40 | Snohomish PUD | 468
40695 | MAPLETON+ | NORTHWEST | 115 | 40 | Western Oregon | 402
410350 | STEVNSON3# | NORTHWEST | 115 | 40 | Portland Area | 401
79079 | BULLOCK | WAPA R.M. | 115 | 73 | Zone69 | 791
41015 | SPRNGHIL | NORTHWEST | 115 | 40 | Spokane Area, N Idaho, W Montana | 406
45809 | TURNERS CR | NORTHWEST | 115 | 40 | Snohomish PUD | 468
10844 | DULCE | NEW MEXICO | 115 | 10 | PNM: Other | 108
79614 | BLUFVIEW | WAPA R.M. | 115 | 73 | FEUS | 793
79616 | COLLEG | WAPA R.M. | 115 | 73 | FEUS | 793
15102 | ASARCOTP | SRP | 115 | 15 | SRP EMA 115kV | 1506
79255 | MOLASTAP | WAPA R.M. | 115 | 73 | ZoneR4 | 790
79103 | GARNET M | WAPA R.M. | 115 | 73 | Zone69 | 791
42404 | HOUGHTON | NORTHWEST | 115 | 40 | N.KING | 426
31204 | UKIAH | PG AND E | 115 | 30 | Conf Load (N. Coast) | 302
79108 | HOVENWEP | WAPA R.M. | 115 | 73 | Zone69 | 791
47036 | DONEEN | NORTHWEST | 115 | 40 | Central Washington | 403
45203 | MILE HI | NORTHWEST | 115 | 40 | PAC:LAKE | 485
79084 | LAKECITY | WAPA R.M. | 115 | 73 | Zone69 | 791
45813 | W MONROE | NORTHWEST | 115 | 40 | Snohomish PUD | 468
33512 | LID | PG AND E | 115 | 30 | Conf Load (Stockton) | 311
45182 | FISHCREK | NORTHWEST | 115 | 40 | PAC:ROSE | 471
34785 | KERNFRNT | PG AND E | 115 | 30 | Conf Load (Kern) | 315
42408 | JUANITAP | NORTHWEST | 115 | 40 | N.KING | 426
79023 | DURANGO | WAPA R.M. | 115 | 73 | ZoneR4 | 790
31210 | AIDLINJCT | PG AND E | 115 | 30 | Conf Load (N. Coast) | 302
34361 | AIRWAYS | PG AND E | 115 | 30 | Conf Load (Fresno) | 314
20083 | SAZ-115 | MEXICO-CFE | 115 | 20 | ZoneEN | 205
78681 | TEMPLTON | PSCOLORADO | 115 | 70 | CSU | 785
31213 | GEYSERS56 | PG AND E | 115 | 30 | Conf Load (N. Coast) | 302
40636 | CONNLEY# | NORTHWEST | 115 | 40 | Southern Oregon | 405
46712 | FRDRKSN1 | NORTHWEST | 115 | 40 | Tacoma Power - General | 466
78666 | FONTERO E | PSCOLORADO | 115 | 70 | CSU | 785
40633 | LAPINE | NORTHWEST | 115 | 40 | Southern Oregon | 405
78673 | KETTLECK S | PSCOLORADO | 115 | 70 | CSU | 785
78667 | FONTERO W | PSCOLORADO | 115 | 70 | CSU | 785
78660 | DRAKE E | PSCOLORADO | 115 | 70 | CSU | 785
78654 | BRADLEY N | PSCOLORADO | 115 | 70 | CSU | 785
78111 | HARVARD | PSCOLORADO | 115 | 70 | PRPA | 780
73534 | MEETSETP | WAPA R.M. | 115 | 73 | ZoneBH | 750
45061 | COPCO | NORTHWEST | 115 | 40 | PAC:YRKA | 478
78071 | LAPORTE | PSCOLORADO | 115 | 70 | PRPA | 780
33208 | MARTIN C | PG AND E | 115 | 30 | Conf Load (S.F.) | 309
78106 | LONGPEAK | PSCOLORADO | 115 | 70 | PRPA | 780
74040 | SWANRNCH | WAPA R.M. | 115 | 73 | ZoneEW | 753
73611 | EMI TAP | WAPA R.M. | 115 | 73 | ZoneEW | 753
40625 | LANE | NORTHWEST | 115 | 40 | Western Oregon | 402
42419 | MERCER T | NORTHWEST | 115 | 40 | N.KING | 426
73543 | WILLOBY | WAPA R.M. | 115 | 73 | ZoneEC | 752
33045 | FIBRJCT1 | PG AND E | 115 | 30 | Conf Load (Diablo) | 308
73556 | WAGONWHL | WAPA R.M. | 115 | 73 | ZoneFH | 754
33043 | IMHOFF_2 | PG AND E | 115 | 30 | Conf Load (Diablo) | 308
46115 | WARDEN G | NORTHWEST | 115 | 40 | Grant County, WA | 482
40612 | KITSAPN | NORTHWEST | 115 | 40 | Seattle Area, Olympic Peninsula | 400
73510 | CAMBELL | WAPA R.M. | 115 | 73 | ZoneBK | 751
40545 | HORN_RAP+ | NORTHWEST | 115 | 40 | Lower Columbia Basin | 404
40603 | KELLER | NORTHWEST | 115 | 40 | Central Washington | 403
10386 | ZIA_1 | NEW MEXICO | 115 | 10 | PNM: Santa Fe | 106
70583 | ELIZABTH_CR | PSCOLORADO | 115 | 70 | ZoneRS | 704
46614 | N_FORK-1 | NORTHWEST | 115 | 40 | Tacoma Power - General | 466
45846 | GRANFAL T1 | NORTHWEST | 115 | 40 | Snohomish PUD | 468
10721 | ENCINO_SOLAR | NEW MEXICO | 115 | 10 | PNM: EHV and Gen | 100
43589 | TIGARD 1 | NORTHWEST | 115 | 40 | Portland General - BES NODE | 452
45851 | MUKILTEO | NORTHWEST | 115 | 40 | Snohomish PUD | 468
73218 | WINDSOR | WAPA R.M. | 115 | 73 | ZoneFH | 754
73194 | SWOODROW | WAPA R.M. | 115 | 73 | ZoneEC | 752
32991 | MARTNZ E | PG AND E | 115 | 30 | Conf Load (Diablo) | 308
46715 | FTLEWCTL | NORTHWEST | 115 | 40 | Tacoma Power - General | 466
73184 | SMOKYHLW | WAPA R.M. | 115 | 73 | ZoneEC | 752
40525 | HAYFORD | NORTHWEST | 115 | 40 | AVA: Spokane | 447
73150 | PEETZ | WAPA R.M. | 115 | 73 | ZoneEC | 752
73151 | PILOT BU | WAPA R.M. | 115 | 73 | ZoneBH | 750
73121 | N. CODY 115 | WAPA R.M. | 115 | 73 | ZoneBH | 750
40539 | HOLCOMB+ | NORTHWEST | 115 | 40 | Seattle Area, Olympic Peninsula | 400
10144 | ISLETAPA | NEW MEXICO | 115 | 10 | PNM: Belen | 102
40529 | HEDGES+ | NORTHWEST | 115 | 40 | Lower Columbia Basin | 404
34757 | TEVIS2 | PG AND E | 115 | 30 | Conf Load (Kern) | 315
73063 | FRENCHCK | WAPA R.M. | 115 | 73 | ZoneEC | 752
45844 | FLORAL H T2 | NORTHWEST | 115 | 40 | Snohomish PUD | 468
43809 | OAKHILL1 | NORTHWEST | 115 | 40 | Portland General - BES NODE | 452
43800 | ARMSTRONGTP1 | NORTHWEST | 115 | 40 | Portland General - BES NODE | 452
41012 | SNOKING_S2 | NORTHWEST | 115 | 40 | Seattle Area, Olympic Peninsula | 400
41009 | SNYDER+ | NORTHWEST | 115 | 40 | Lower Columbia Basin | 404
72789 | NORWOOD | WAPA R.M. | 115 | 73 | Zone69 | 791
42164 | BURLIGTN | NORTHWEST | 115 | 40 | SKAGIT | 422
406365 | ROCK_GARDEN | NORTHWEST | 115 | 40 | Southern Oregon | 405
13020 | LORDSBRG | NEW MEXICO | 115 | 10 | PNM: Southwest | 132
40518 | BEST_LANE# | NORTHWEST | 115 | 40 | Southern Oregon | 405
42436 | OVERLAKE | NORTHWEST | 115 | 40 | N.KING | 426
10249 | PITT-MID | NEW MEXICO | 115 | 10 | PNM: Northwestern | 107
20023 | MSN-115 | MEXICO-CFE | 115 | 20 | ZoneEN | 205
72005 | FINNERTY | WAPA R.M. | 115 | 73 | ZoneEW | 753
70903 | CLOVERLY | PSCOLORADO | 115 | 70 | ZoneRN | 706
46719 | GRAHAM | NORTHWEST | 115 | 40 | Tacoma Power - General | 466
40494 | HALSEYMIL_1# | NORTHWEST | 115 | 40 | Western Oregon | 402
464013 | BOTHELL115_C | NORTHWEST | 115 | 40 | Seattle City Light | 464
13010 | PDTYRONE | NEW MEXICO | 115 | 10 | PNM: SNM Mining | 131
40469 | GLASGOW# | NORTHWEST | 115 | 40 | Western Oregon | 402
70648 | COLFER | PSCOLORADO | 115 | 70 | ZoneRN | 706
65470 | DRUMMOND | PACE | 115 | 65 | ID BPA | 665
468001 | OHMESUB | NORTHWEST | 115 | 40 | Central Washington | 403
34707 | ALPAUGHN_JCT | PG AND E | 115 | 30 | Conf Load (Fresno) | 314
13004 | CHINO | NEW MEXICO | 115 | 10 | PNM: Southwest | 132
70576 | COMPARK_CR | PSCOLORADO | 115 | 70 | ZoneRS | 704
70547 | BENNETT_CR | PSCOLORADO | 115 | 70 | ZoneRD | 700
43551 | STMARYES | NORTHWEST | 115 | 40 | Portland General - BES NODE | 452
79625 | GALLEGOS | WAPA R.M. | 115 | 73 | FEUS | 793
70534 | BERTHOUD | PSCOLORADO | 115 | 70 | ZoneFH | 754
70523 | SULPHUR | PSCOLORADO | 115 | 70 | ZoneRD | 700
70515 | DAVIDSON_CR | PSCOLORADO | 115 | 70 | ZoneRS | 704
70483 | WATERTN_TP | PSCOLORADO | 115 | 70 | ZoneRD | 700
32481 | APLHTAP2 | PG AND E | 115 | 30 | Conf Load (Sierra) | 305
70456 | W.STATON | PSCOLORADO | 115 | 70 | ZoneWP | 712
43471 | RIVRVW 1 | NORTHWEST | 115 | 40 | Portland General - BES NODE | 452
70276 | MAPLETO1 | PSCOLORADO | 115 | 70 | ZoneRD | 700
42448 | SCENIC | NORTHWEST | 115 | 40 | N.KING | 426
34352 | CANTUA | PG AND E | 115 | 30 | Conf Load (Fresno) | 314
10066 | CLAREMNT | NEW MEXICO | 115 | 10 | PNM: Albuquerque | 101
70368 | ROSEDALE | PSCOLORADO | 115 | 70 | ZoneRN | 706
32276 | CPM | PG AND E | 115 | 30 | Conf Load (Sierra) | 305
70339 | PUEBPLNT | PSCOLORADO | 115 | 70 | ZoneWP | 712
70312 | RAY LEWI | PSCOLORADO | 115 | 70 | ZoneRM | 709
40979 | SIFTON | NORTHWEST | 115 | 40 | Portland Area | 401
10126 | HERMANAS | NEW MEXICO | 115 | 10 | PNM: Deming | 104
19065 | ED-2 | WAPA L.C. | 115 | 19 | WAPA-DSW | 191
40437 | FOSTER_C+ | NORTHWEST | 115 | 40 | Central Washington | 403
43792 | WILBRDG# | NORTHWEST | 115 | 40 | Portland General - BES NODE | 452
73022 | BGEORGE | WAPA R.M. | 115 | 73 | ZoneBH | 750
40434 | FOSSIL | NORTHWEST | 115 | 40 | Lower Columbia Basin | 404
40431 | FORTROCK+ | NORTHWEST | 115 | 40 | Southern Oregon | 405
70280 | MARTIN_2 | PSCOLORADO | 115 | 70 | ZoneRD | 700
70281 | MAYFLOWR | PSCOLORADO | 115 | 70 | ZoneRM | 709
32238 | BELL PGE | PG AND E | 115 | 30 | Conf Load (Sierra) | 305
70257 | LEADVIL1 | PSCOLORADO | 115 | 70 | ZoneRM | 709
34138 | EL CAPTN | PG AND E | 115 | 30 | Conf Load (Yosemite) | 313
42460 | UNIONHLL | NORTHWEST | 115 | 40 | N.KING | 426
70234 | HUDSON | PSCOLORADO | 115 | 70 | ZoneRN | 706
70240 | JOHNSTN | PSCOLORADO | 115 | 70 | ZoneRN | 706
43255 | HOGAN #2 | NORTHWEST | 115 | 40 | Portland General - BES NODE | 452
17015 | PANTANO | AEPCO | 115 | 17 | AEPCO: SSVEC | 172
10416 | LOS_MORR | NEW MEXICO | 115 | 10 | PNM: Belen | 102
70218 | HENDERPS | PSCOLORADO | 115 | 70 | ZoneFR | 705
70216 | HAVANA1 | PSCOLORADO | 115 | 70 | ZoneRD | 700
17022 | THREEPNT | AEPCO | 115 | 17 | AEPCO: Trico | 171
10418 | FRST_STT | NEW MEXICO | 115 | 10 | PNM: Belen | 102
10204 | MSSION | NEW MEXICO | 115 | 10 | PNM: Albuquerque | 101
43235 | HARMONY | NORTHWEST | 115 | 40 | Portland General - BES NODE | 452
45409 | OBRIEN P | NORTHWEST | 115 | 40 | PAC:GRPS | 481
10419 | KEWA | NEW MEXICO | 115 | 10 | PNM: Santa Fe | 106
70198 | GILCREST | PSCOLORADO | 115 | 70 | ZoneRN | 706
70193 | FTN_VLY | PSCOLORADO | 115 | 70 | ZoneWP | 712
70190 | DAVIS_PS_TAP | PSCOLORADO | 115 | 70 | ZoneRN | 706
70173 | FEDCTRTP | PSCOLORADO | 115 | 70 | ZoneRD | 700
70169 | ENNIS | PSCOLORADO | 115 | 70 | ZoneRD | 700
70167 | ENGLEWD2 | PSCOLORADO | 115 | 70 | ZoneRD | 700
70164 | ELDORADO | PSCOLORADO | 115 | 70 | ZoneRB | 703
70158 | DOT | PSCOLORADO | 115 | 70 | ZoneWP | 712
70154 | DERBY_2 | PSCOLORADO | 115 | 70 | ZoneRD | 700
70150 | SWALLOWS | PSCOLORADO | 115 | 70 | ZoneRS | 704
70127 | COORSREC | PSCOLORADO | 115 | 70 | ZoneRD | 700
70121 | COMANCHE | PSCOLORADO | 115 | 70 | ZoneRS | 704
70117 | CRWFTVLY | PSCOLORADO | 115 | 70 | ZoneRS | 704
32221 | DTCH FL2 | PG AND E | 115 | 30 | Conf Load (Sierra) | 305
32220 | DUTCHFLAT1JT | PG AND E | 115 | 30 | Conf Load (Sierra) | 305
43091 | CEDARHIL | NORTHWEST | 115 | 40 | Portland General - BES NODE | 452
70081 | FAIRGRNDS | PSCOLORADO | 115 | 70 | ZoneRD | 700
43088 | CARVER B | NORTHWEST | 115 | 40 | Portland General - BES S/S | 451
70073 | CALIFOR | PSCOLORADO | 115 | 70 | ZoneRD | 700
70060 | BOONE | PSCOLORADO | 115 | 70 | ZoneWP | 712
43055 | BETHANY | NORTHWEST | 115 | 40 | Portland General - BES NODE | 452
70040 | ARSENAL | PSCOLORADO | 115 | 70 | ZoneRD | 700
70031 | BACULITE | PSCOLORADO | 115 | 70 | ZoneWP | 712
10210 | MORRIS | NEW MEXICO | 115 | 10 | PNM: Albuquerque | 101
70019 | PDA_5 | PSCOLORADO | 115 | 70 | ZoneWP | 712
33900 | DONNELLS | PG AND E | 115 | 30 | Conf Load (Stanislaus) | 312
70008 | KELIM | PSCOLORADO | 115 | 70 | ZoneRN | 706
10457 | AN_TAP | NEW MEXICO | 115 | 10 | PNM: Santa Fe | 106
70004 | GREENHRN | PSCOLORADO | 115 | 70 | ZoneWP | 712
10077 | COLLGE | NEW MEXICO | 115 | 10 | PNM: Belen | 102
32102 | CAMPUS | PG AND E | 115 | 30 | Conf Load (Sacramento) | 304
32021 | MDSNVDXSW159 | PG AND E | 115 | 30 | Conf Load (Sacramento) | 304
42979 | SKEYPORT | NORTHWEST | 115 | 40 | KITSAP | 434
42983 | WINSLOWT | NORTHWEST | 115 | 40 | KITSAP | 434
42981 | TRACYTON | NORTHWEST | 115 | 40 | KITSAP | 434
42961 | POULSBO | NORTHWEST | 115 | 40 | KITSAP | 434
42972 | SHERIDNP | NORTHWEST | 115 | 40 | KITSAP | 434
69153 | BARNUNN | PACE | 115 | 65 | WY EAST | 679
34435 | CORCORANPV_P | PG AND E | 115 | 30 | Conf Load (Fresno) | 314
42953 | MCWILLY | NORTHWEST | 115 | 40 | KITSAP | 434
32006 | VCVLLE1J | PG AND E | 115 | 30 | Conf Load (Sacramento) | 304
42930 | AGATE PA | NORTHWEST | 115 | 40 | KITSAP | 434
66838 | HOOPERSP | PACE | 115 | 65 | ID BPA | 665
42940 | FERNWD T | NORTHWEST | 115 | 40 | KITSAP | 434
31995 | HALE | PG AND E | 115 | 30 | Conf Load (Sacramento) | 304
40395 | EUGENE | NORTHWEST | 115 | 40 | Western Oregon | 402
40393 | ELY+ | NORTHWEST | 115 | 40 | Lower Columbia Basin | 404
42875 | LUHR BCH | NORTHWEST | 115 | 40 | THURSTN | 432
31968 | WODLNDJ2 | PG AND E | 115 | 30 | Conf Load (Sacramento) | 304
45913 | POLARIS T | NORTHWEST | 115 | 40 | Snohomish PUD | 468
10091 | EAST_TAP | NEW MEXICO | 115 | 10 | PNM: Albuquerque | 101
32590 | HIGHWAY | PG AND E | 115 | 30 | Conf Load (North Bay) | 306
40383 | EGRANVIL | NORTHWEST | 115 | 40 | AVA: Lewiston/Clarkston | 444
40382 | EECLOUSE# | NORTHWEST | 115 | 40 | Lower Columbia Basin | 404
40380 | EECLOUSE | NORTHWEST | 115 | 40 | Lower Columbia Basin | 404
40370 | PINECREEK# | NORTHWEST | 115 | 40 | Central Washington | 403
40371 | E OMAK | NORTHWEST | 115 | 40 | Central Washington | 403
43621 | URBAN_M1 | NORTHWEST | 115 | 40 | Portland General - BES S/S | 451
43627 | WACKER | NORTHWEST | 115 | 40 | Portland General - BES S/S | 451
14356 | SAG.EAST | APS | 115 | 14 | APS | 141
43651 | SULZER | NORTHWEST | 115 | 40 | Portland General - Industrial | 455
46922 | ARTNDL-2 | NORTHWEST | 115 | 40 | Tacoma Power - General | 466
462920 | MCK_THU_CIO | NORTHWEST | 115 | 40 | Eugene, OR | 480
66840 | HOOP_SPRNG_S | PACE | 115 | 65 | ID BPA | 665
34363 | CLOVISJ1 | PG AND E | 115 | 30 | Conf Load (Fresno) | 314
32618 | NTWRJCT1 | PG AND E | 115 | 30 | Conf Load (North Bay) | 306
40507 | HARNEY | NORTHWEST | 115 | 40 | Southern Oregon | 405
42515 | ASBURY | NORTHWEST | 115 | 40 | S.KING | 428
40309 | COWL CCP | NORTHWEST | 115 | 40 | Cowlitz County, WA | 457
46746 | LODHLM-2 | NORTHWEST | 115 | 40 | Tacoma Power - General | 466
474350 | LON_WAS_CIO | NORTHWEST | 115 | 40 | Cowlitz County, WA | 457
40271 | CONNELL | NORTHWEST | 115 | 40 | Lower Columbia Basin | 404
42573 | ENUMCLAW | NORTHWEST | 115 | 40 | S.KING | 428
42191 | OLYBAYVW | NORTHWEST | 115 | 40 | SKAGITI | 423
42577 | OSCEOLA | NORTHWEST | 115 | 40 | S.KING | 428
10532 | BRITTON_PNM | NEW MEXICO | 115 | 10 | PNM: Sandoval | 103
31450 | WILDWOOD | PG AND E | 115 | 30 | Conf Load (N. Valley) | 303
42592 | EARLGTON | NORTHWEST | 115 | 40 | S.KINGI | 429
40217 | CHENOWTH | NORTHWEST | 115 | 40 | Lower Columbia Basin | 404
40205 | CHEHALIS | NORTHWEST | 115 | 40 | Seattle Area, Olympic Peninsula | 400
40193 | CEDRVIL_JCT+ | NORTHWEST | 115 | 40 | Southern Oregon | 405
24724 | OXBOW B | SOCALIF | 115 | 24 | SCE Control | 952
12158 | mid pt | NEW MEXICO | 115 | 10 | TSGT: North NM | 121
42660 | WEYHRSRT | NORTHWEST | 115 | 40 | S.KING | 428
40173 | CAPEHORN+ | NORTHWEST | 115 | 40 | Portland Area | 401
42656 | VICTORIA | NORTHWEST | 115 | 40 | S.KINGI | 429
40159 | BURBANK+ | NORTHWEST | 115 | 40 | Lower Columbia Basin | 404
35923 | CSTRVLJ2 | PG AND E | 115 | 30 | Conf Load (Central Coast) | 319
46881 | SSHORE | NORTHWEST | 115 | 40 | Central Washington | 403
72102 | SCHRAMM | WAPA R.M. | 115 | 73 | ZoneEC | 752
46927 | PURDY-1 | NORTHWEST | 115 | 40 | Tacoma Power - General | 466
72142 | REDBOX | WAPA R.M. | 115 | 73 | ZoneEC | 752
34724 | KRN OL J | PG AND E | 115 | 30 | Conf Load (Kern) | 315
46782 | UNIVER | NORTHWEST | 115 | 40 | Tacoma Power - General | 466
46017 | CASCADEG | NORTHWEST | 115 | 40 | Grant County, WA | 482
66471 | PAL_SWA_CIO | PACE | 115 | 65 | ID BPA | 665
34157 | PANOCHET | PG AND E | 115 | 30 | Conf Load (Yosemite) | 313
97931 | mid_97931 | MONTANA | 115 | 62 | BILLINGS_MT | 623
24728 | INYO | SOCALIF | 115 | 24 | SCE Control | 952
31475 | KANAKAJT | PG AND E | 115 | 30 | Conf Load (N. Valley) | 303
40107 | BIG EDDY | NORTHWEST | 115 | 40 | Lower Columbia Basin | 404
46783 | VGNLKB-1 | NORTHWEST | 115 | 40 | Tacoma Power - General | 466
46031 | FRENCHSP | NORTHWEST | 115 | 40 | Grant County, WA | 482
40080 | POTLCH_EM_TI | NORTHWEST | 115 | 40 | Seattle Area, Olympic Peninsula | 400
12127 | BURRIS_T | NEW MEXICO | 115 | 10 | TSGT: Central NM | 120
40077 | BANGOR | NORTHWEST | 115 | 40 | Seattle Area, Olympic Peninsula | 400
40075 | BANDON | NORTHWEST | 115 | 40 | Western Oregon | 402
40071 | BADGER | NORTHWEST | 115 | 40 | Lower Columbia Basin | 404
15133 | ELLISOTP | SRP | 115 | 15 | SRP EMA 115kV | 1506
42640 | REDONDO | NORTHWEST | 115 | 40 | S.KING | 428
46054 | PAXSON | NORTHWEST | 115 | 40 | Grant County, WA | 482
34101 | CERTAN T | PG AND E | 115 | 30 | Conf Load (Yosemite) | 313
42645 | S.DMOINE | NORTHWEST | 115 | 40 | S.KING | 428
42648 | 4CORNERS | NORTHWEST | 115 | 40 | S.KING | 428
40047 | ALVEY_N | NORTHWEST | 115 | 40 | Western Oregon | 402
40953 | SCARCELO | NORTHWEST | 115 | 40 | AVA: Coeur D'Alene | 441
42650 | SHERWD T | NORTHWEST | 115 | 40 | S.KING | 428
622106 | GTF 230SWYD | MONTANA | 115 | 62 | GTFALLS_MT | 622
46788 | MINTER-2 | NORTHWEST | 115 | 40 | Tacoma Power - General | 466
42653 | TUKWILA | NORTHWEST | 115 | 40 | S.KING | 428
10499 | DEMTAP1 | NEW MEXICO | 115 | 10 | PNM: Deming | 104
40163 | CAMAS | NORTHWEST | 115 | 40 | Clark County, WA | 456
40015 | ADAIR# | NORTHWEST | 115 | 40 | Portland Area | 401
46801 | ANDRS CN | NORTHWEST | 115 | 40 | Central Washington | 403
40183 | CARSON# | NORTHWEST | 115 | 40 | Portland Area | 401
39601 | KMPUDJCT | PG AND E | 115 | 30 | Conf Load (Stockton) | 311
31501 | CHICOTP1 | PG AND E | 115 | 30 | Conf Load (N. Valley) | 303
39070 | AEVICTORYJT | PG AND E | 115 | 30 | Conf Load (Kern) | 315
31503 | CHICOTP2 | PG AND E | 115 | 30 | Conf Load (N. Valley) | 303
66816 | FREEDOM | PACE | 115 | 65 | ID BPA | 665
66821 | TINCUP# | PACE | 115 | 65 | ID BPA | 665
34716 | LRDO JCT | PG AND E | 115 | 30 | Conf Load (Kern) | 315
46758 | OLDTWN | NORTHWEST | 115 | 40 | Tacoma Power - General | 466
40239 | CLARKSTN | NORTHWEST | 115 | 40 | Spokane Area Publics | 491
42761 | HEMLOCK | NORTHWEST | 115 | 40 | PIERCE | 430
24716 | COLWATER | SOCALIF | 115 | 24 | SCE Kramer/Inyokern/Coolwater | 953
42767 | HOLDEN | NORTHWEST | 115 | 40 | PIERCE | 430
40266 | CONDON+ | NORTHWEST | 115 | 40 | Lower Columbia Basin | 404
38448 | OAK-TAP2 | PG AND E | 115 | 30 | City and County of San Francisco | 357
10484 | GALLINAT | NEW MEXICO | 115 | 10 | PNM: Las Vegas NM | 105
42782 | TILCM TP | NORTHWEST | 115 | 40 | PIERCE | 430
12093 | PYRAMID | NEW MEXICO | 115 | 10 | TSGT: Southern NM | 123
38421 | CASTLEME | PG AND E | 115 | 30 | Conf Load (TID) | 324
42525 | SHUF115E | NORTHWEST | 115 | 40 | S.KING | 428
12092 | PYRTAP1 | NEW MEXICO | 115 | 10 | TSGT: Southern NM | 123
38230 | STANDFRD | PG AND E | 115 | 30 | Conf Load (MID) | 323
38224 | CLAUS | PG AND E | 115 | 30 | Conf Load (MID) | 323
46167 | POTHOLEG | NORTHWEST | 115 | 40 | Grant County, WA | 482
37962 | BSNS P2 | PG AND E | 115 | 30 | Conf Load (Redding) | 329
40343 | DEMOSS | NORTHWEST | 115 | 40 | Lower Columbia Basin | 404
42806 | TONO | NORTHWEST | 115 | 40 | THURSTN | 432
37953 | TIERRA O | PG AND E | 115 | 30 | Conf Load (Redding) | 329
37922 | EUREKA W | PG AND E | 115 | 30 | Conf Load (Redding) | 329
40351 | DORENA# | NORTHWEST | 115 | 40 | Western Oregon | 402
35924 | CSTRVLLE | PG AND E | 115 | 30 | Conf Load (Central Coast) | 319
37907 | BELTLINE | PG AND E | 115 | 30 | Conf Load (Redding) | 329
46887 | DIA FND | NORTHWEST | 115 | 40 | Central Washington | 403
24229 | VALLEY-S | SOCALIF | 115 | 24 | SCE Valley 115kV | 947
37649 | LLNLAB | PG AND E | 115 | 30 | Conf Load (Western) | 325
42176 | RIVERBND | NORTHWEST | 115 | 40 | SKAGIT | 422
31973 | ZAMORA2 | PG AND E | 115 | 30 | Conf Load (Sacramento) | 304
42873 | HOFFMAN | NORTHWEST | 115 | 40 | S.KING | 428
10472 | PACHMANN | NEW MEXICO | 115 | 10 | PNM: Sandoval | 103
42884 | PRINE | NORTHWEST | 115 | 40 | THURSTN | 432
625022 | BROWNING GEC | MONTANA | 115 | 62 | NOGF_MT | 625
31987 | CALPEAK | PG AND E | 115 | 30 | Conf Load (Sacramento) | 304
34421 | GAURD J2 | PG AND E | 115 | 30 | Conf Load (Fresno) | 314
42897 | PLUM | NORTHWEST | 115 | 40 | THURSTN | 432
12073 | SOCORROP | NEW MEXICO | 115 | 10 | TSGT: Southern NM | 123
48522 | BOULDERE | NORTHWEST | 115 | 40 | AVA: Spokane | 447
48467 | WILBUR | NORTHWEST | 115 | 40 | AVA: Big Bend | 445
48455 | WARDEN A | NORTHWEST | 115 | 40 | AVA: Big Bend | 445
37055 | MID CTY | PG AND E | 115 | 30 | Conf Load (SMUD) | 322
48427 | TEKOA | NORTHWEST | 115 | 40 | AVA: Palouse | 446
48417 | STMARIES | NORTHWEST | 115 | 40 | AVA: Coeur D'Alene | 441
48363 | REARDAN | NORTHWEST | 115 | 40 | AVA: Big Bend | 445
48389 | SLEWIST | NORTHWEST | 115 | 40 | AVA: Lewiston/Clarkston | 444
48377 | SANDPT A | NORTHWEST | 115 | 40 | AVA: Coeur D'Alene | 441
48367 | ROCKFORD | NORTHWEST | 115 | 40 | AVA: Palouse | 446
48353 | RATHBUS2 | NORTHWEST | 115 | 40 | AVA: Coeur D'Alene | 441
48329 | POST FLS | NORTHWEST | 115 | 40 | AVA: Coeur D'Alene | 441
48301 | ORIN | NORTHWEST | 115 | 40 | AVA: Big Bend | 445
43057 | BOONESFR | NORTHWEST | 115 | 40 | Portland General - BES NODE | 452
48171 | KAMIAH | NORTHWEST | 115 | 40 | AVA: Lewiston/Clarkston | 444
34398 | BALCH | PG AND E | 115 | 30 | Conf Load (Fresno) | 314
36969 | MID_TAP4 | PG AND E | 115 | 30 | City and County of San Francisco | 357
48245 | MOSCITYT | NORTHWEST | 115 | 40 | AVA: Palouse | 446
48175 | KETTLEAV | NORTHWEST | 115 | 40 | AVA: Big Bend | 445
73049 | DELCAMIN | WAPA R.M. | 115 | 73 | ZoneFH | 754
48177 | KOOSKIA | NORTHWEST | 115 | 40 | AVA: Lewiston/Clarkston | 444
36303 | GLDTRJC1 | PG AND E | 115 | 30 | Conf Load (Los Padres) | 320
48148 | HAYDEN | NORTHWEST | 115 | 40 | AVA: Coeur D'Alene | 441
48127 | FRANCEDR | NORTHWEST | 115 | 40 | AVA: Spokane | 447
48141 | GRANGVIL | NORTHWEST | 115 | 40 | AVA: Lewiston/Clarkston | 444
48131 | GARDENSP | NORTHWEST | 115 | 40 | AVA: Spokane | 447
48118 | BECKROAD | NORTHWEST | 115 | 40 | AVA: Spokane | 447
48103 | DEVILGPE | NORTHWEST | 115 | 40 | AVA: Big Bend | 445
48099 | DAVENPRT | NORTHWEST | 115 | 40 | AVA: Big Bend | 445
43821 | MAXIM | NORTHWEST | 115 | 40 | Portland General - Industrial | 455
48033 | BELL TAP | NORTHWEST | 115 | 40 | AVA: Spokane | 447
36253 | FTHILTP2 | PG AND E | 115 | 30 | Conf Load (Los Padres) | 320
48035 | BENEWAH | NORTHWEST | 115 | 40 | AVA: Palouse | 446
36231 | SW149MANVLTA | PG AND E | 115 | 30 | Conf Load (Los Padres) | 320
48023 | BEACON N | NORTHWEST | 115 | 40 | AVA: Spokane | 447
48009 | AIRWAYHT | NORTHWEST | 115 | 40 | AVA: Spokane | 447
70050 | BERGENPK | PSCOLORADO | 115 | 70 | ZoneFR | 705
35926 | DOLAN RD | PG AND E | 115 | 30 | Conf Load (Central Coast) | 319
19058 | VALLEYFARMS | WAPA L.C. | 115 | 19 | WAPA-DSW | 191
35920 | SALINAS | PG AND E | 115 | 30 | Conf Load (Central Coast) | 319
47564 | PRAIRIEC+ | NORTHWEST | 115 | 40 | Seattle Area, Olympic Peninsula | 400
47509 | MICA | NORTHWEST | 115 | 40 | AVA: Spokane | 447
34425 | SUNMAIDJCT | PG AND E | 115 | 30 | Conf Load (Fresno) | 314
47547 | TYEE | NORTHWEST | 115 | 40 | Tacoma Power - Mutuals | 467
73088 | HOYT | WAPA R.M. | 115 | 73 | ZoneEC | 752
47524 | GREENBERRY | NORTHWEST | 115 | 40 | Western Oregon | 402
20020 | POP-115 | MEXICO-CFE | 115 | 20 | ZoneTJ | 203
34732 | COLUMBUS | PG AND E | 115 | 30 | Conf Load (Kern) | 315
47435 | WASH.WAY | NORTHWEST | 115 | 40 | Cowlitz County, WA | 457
47409 | CORDUROY | NORTHWEST | 115 | 40 | Cowlitz County, WA | 457
47422 | MINTFARM | NORTHWEST | 115 | 40 | Cowlitz County, WA | 457
47410 | DELAMETR | NORTHWEST | 115 | 40 | Cowlitz County, WA | 457
47411 | GARDNERS | NORTHWEST | 115 | 40 | Cowlitz County, WA | 457
47412 | GRN MTN | NORTHWEST | 115 | 40 | Cowlitz County, WA | 457
47376 | SETTERS | NORTHWEST | 115 | 40 | AVA: Palouse | 446
35636 | EVRGRN 1 | PG AND E | 115 | 30 | Conf Load (San Jose) | 318
47295 | HW_HILL _1 | NORTHWEST | 115 | 40 | Lower Columbia Basin | 404
47361 | BROADMOOR+ | NORTHWEST | 115 | 40 | Lower Columbia Basin | 404
41039 | STILLWATER+ | NORTHWEST | 115 | 40 | Western Montana | 486
35625 | ST TRESA | PG AND E | 115 | 30 | Conf Load (San Jose) | 318
47301 | LINCOLN ROCK | NORTHWEST | 115 | 40 | Central Washington | 403
10201 | MEJIA_T | NEW MEXICO | 115 | 10 | PNM: Santa Fe | 106
47292 | SOU FORK | NORTHWEST | 115 | 40 | Portland Area | 401
47283 | BAKER_CRK+ | NORTHWEST | 115 | 40 | Portland Area | 401
47277 | TRASK_RV# | NORTHWEST | 115 | 40 | Portland Area | 401
47270 | GOBLE# | NORTHWEST | 115 | 40 | Portland Area | 401
47253 | UNION CC | NORTHWEST | 115 | 40 | Clark County, WA | 456
47247 | THREE_MILE | NORTHWEST | 115 | 40 | Lower Columbia Basin | 404
47239 | SW48 | NORTHWEST | 115 | 40 | Clark County, WA | 456
47233 | SW1 | NORTHWEST | 115 | 40 | Clark County, WA | 456
47227 | ST HELN | NORTHWEST | 115 | 40 | Clark County, WA | 456
47219 | S KELSO | NORTHWEST | 115 | 40 | Cowlitz County, WA | 457
47206 | GORMLEY+ | NORTHWEST | 115 | 40 | Portland Area | 401
47185 | MALOTT# | NORTHWEST | 115 | 40 | Central Washington | 403
47167 | FIELDS_HEC | NORTHWEST | 115 | 40 | Southern Oregon | 405
47159 | FELIDA | NORTHWEST | 115 | 40 | Clark County, WA | 456
47145 | LAWEN_HEC+ | NORTHWEST | 115 | 40 | Southern Oregon | 405
47132 | CAPLES | NORTHWEST | 115 | 40 | Clark County, WA | 456
47122 | BENSON+ | NORTHWEST | 115 | 40 | Seattle Area, Olympic Peninsula | 400
47115 | ALC_SW48_CIO | NORTHWEST | 115 | 40 | Clark County, WA | 456
34828 | KERNWTR_LD | PG AND E | 115 | 30 | Conf Load (Kern) | 315
47087 | TENTH ST | NORTHWEST | 115 | 40 | Western Oregon | 402
47078 | PORT_TWN_MIL | NORTHWEST | 115 | 40 | Seattle Area, Olympic Peninsula | 400
47070 | PT_MILL_1# | NORTHWEST | 115 | 40 | Seattle Area, Olympic Peninsula | 400
47061 | LATHAM# | NORTHWEST | 115 | 40 | Western Oregon | 402
47053 | HARBOR | NORTHWEST | 115 | 40 | Western Oregon | 402
47044 | FSTR CR | NORTHWEST | 115 | 40 | Central Washington | 403
42454 | SPIRTBRK | NORTHWEST | 115 | 40 | N.KING | 426
24792 | DOWNS | SOCALIF | 115 | 24 | SCE Kramer/Inyokern/Coolwater | 953
47023 | CRESWELL+ | NORTHWEST | 115 | 40 | Western Oregon | 402
11356 | LARGO | EL PASO | 115 | 11 | EPE - Native Load | 110
70273 | MALTA | PSCOLORADO | 115 | 70 | ZoneRM | 709
46972 | CUSTERTA | NORTHWEST | 115 | 40 | Tacoma Power - General | 466
46865 | COLLEGEC | NORTHWEST | 115 | 40 | Central Washington | 403
46243 | OAKWAY | NORTHWEST | 115 | 40 | Eugene, OR | 480
11374 | SNO_EXEC_TAP | EL PASO | 115 | 11 | EPE - Native Load | 110
46269 | WILAKENZ | NORTHWEST | 115 | 40 | Eugene, OR | 480
34377 | AIRPROD | PG AND E | 115 | 30 | Conf Load (Fresno) | 314
300110 | KERNRDGE_L18 | PG AND E | 115 | 30 | Conf Load (Kern) | 315
73125 | LSCHANCE | WAPA R.M. | 115 | 73 | ZoneEC | 752
73127 | LYONS | WAPA R.M. | 115 | 73 | ZoneFH | 754
15124 | SILVERK1 | SRP | 115 | 15 | SRP EMA 115kV | 1506
40970 | SNO3FIFY | NORTHWEST | 115 | 40 | Seattle Area, Olympic Peninsula | 400
73147 | ORCHARD | WAPA R.M. | 115 | 73 | ZoneEC | 752
73161 | QUALLS | WAPA R.M. | 115 | 73 | ZoneEW | 753
46950 | LYNCH-2 | NORTHWEST | 115 | 40 | Tacoma Power - General | 466
15121 | PINTOVLY | SRP | 115 | 15 | SRP EMA 115kV | 1506
45142 | DALLAS | NORTHWEST | 115 | 40 | PAC:WLMT | 472
15119 | PINAL | SRP | 115 | 15 | SRP EMA 115kV | 1506
10343 | TOME | NEW MEXICO | 115 | 10 | PNM: Belen | 102
15118 | OAKFLAT | SRP | 115 | 15 | SRP EMA 115kV | 1506
34178 | MADERAPR | PG AND E | 115 | 30 | Conf Load (Yosemite) | 313
11218 | JORNADA | EL PASO | 115 | 11 | EPE - Native Load | 110
73216 | WINDRIVR | WAPA R.M. | 115 | 73 | ZoneBH | 750
32259 | DIMOND_2 | PG AND E | 115 | 30 | Conf Load (Sierra) | 305
15115 | MOONSHIN | SRP | 115 | 15 | SRP EMA 115kV | 1506
73236 | GREENWOD | WAPA R.M. | 115 | 73 | ZoneWN | 756
999894 | STOEVR11 | PG AND E | 115 | 30 | Conf Load (San Jose) | 318
73305 | EFMORGTP | WAPA R.M. | 115 | 73 | ZoneEC | 752
73326 | ROBB | WAPA R.M. | 115 | 73 | ZoneEC | 752
42073 | NUGENT | NORTHWEST | 115 | 40 | WHATCOM | 420
73336 | ERVAYBAS | WAPA R.M. | 115 | 73 | ZoneBH | 750
34132 | GALLO | PG AND E | 115 | 30 | Conf Load (Yosemite) | 313
73359 | LIMESTON | WAPA R.M. | 115 | 73 | ZoneEW | 753
73310 | FME | WAPA R.M. | 115 | 73 | ZoneEC | 752
73361 | MEDBOWHS | WAPA R.M. | 115 | 73 | ZoneEW | 753
73365 | EMIGRANT | WAPA R.M. | 115 | 73 | ZoneWN | 756
34387 | SUNMAID | PG AND E | 115 | 30 | Conf Load (Fresno) | 314
46273 | WILLAMET | NORTHWEST | 115 | 40 | Eugene, OR | 480
34748 | WHTRVRWST | PG AND E | 115 | 30 | Conf Load (Kern) | 315
46868 | LAKEWEN | NORTHWEST | 115 | 40 | Central Washington | 403
24753 | SUNGEN | SOCALIF | 115 | 24 | SCE Kramer/Inyokern/Coolwater | 953
43364 | NORTHERN | NORTHWEST | 115 | 40 | Portland General - BES S/S | 451
70335 | PUEB_W | PSCOLORADO | 115 | 70 | ZoneRS | 704
46821 | ROCKY RH | NORTHWEST | 115 | 40 | Central Washington | 403
46808 | MCKENZIS | NORTHWEST | 115 | 40 | Central Washington | 403
629037 | TFALLS CTY A | MONTANA | 115 | 62 | MISSOULA_MT | 629
46275 | WILLOW C | NORTHWEST | 115 | 40 | Eugene, OR | 480
34731 | CALWTRTP | PG AND E | 115 | 30 | Conf Load (Kern) | 315
46797 | MASHEL-2 | NORTHWEST | 115 | 40 | Tacoma Power - General | 466
70379 | SARGENT | PSCOLORADO | 115 | 70 | ZoneSL | 710
70387 | SHOSHONE | PSCOLORADO | 115 | 70 | ZoneRW | 708
40929 | SAND CRK | NORTHWEST | 115 | 40 | Spokane Area, N Idaho, W Montana | 406
24727 | HOLGATE | SOCALIF | 115 | 24 | SCE Kramer/Inyokern/Coolwater | 953
43447 | REDLAND | NORTHWEST | 115 | 40 | Portland General - BES NODE | 452
46241 | MONROE E | NORTHWEST | 115 | 40 | Eugene, OR | 480
70401 | SOUTH_1 | PSCOLORADO | 115 | 70 | ZoneRD | 700
43395 | ARMSTRONG | NORTHWEST | 115 | 40 | Portland General - SUBT NODE | 454
46941 | COLLIN-T | NORTHWEST | 115 | 40 | Tacoma Power - General | 466
70421 | SUMTAP2 | PSCOLORADO | 115 | 70 | ZoneRM | 709
45758 | BRIGHTWATER | NORTHWEST | 115 | 40 | Snohomish PUD | 468
46737 | MOUNTAIN | NORTHWEST | 115 | 40 | Tacoma Power - General | 466
43475 | ROCKWD | NORTHWEST | 115 | 40 | Portland General - BES NODE | 452
46725 | HIGHLDTA | NORTHWEST | 115 | 40 | Tacoma Power - General | 466
46873 | MISSIONC | NORTHWEST | 115 | 40 | Central Washington | 403
32482 | APLHTAP1 | PG AND E | 115 | 30 | Conf Load (Sierra) | 305
46713 | FRDRKSN2 | NORTHWEST | 115 | 40 | Tacoma Power - General | 466
43507 | BETSY_J# | NORTHWEST | 115 | 40 | Portland General - BES NODE | 452
46876 | PLAIN | NORTHWEST | 115 | 40 | Central Washington | 403
629152 | THOMPSNFLSPM | MONTANA | 115 | 62 | MISSOULA_MT | 629
46697 | DEFIANTP | NORTHWEST | 115 | 40 | Tacoma Power - General | 466
46693 | CRESENT | NORTHWEST | 115 | 40 | Tacoma Power - General | 466
46003 | ANCIENTL | NORTHWEST | 115 | 40 | Grant County, WA | 482
34750 | TUPMAN | PG AND E | 115 | 30 | Conf Load (Kern) | 315
34430 | HENRETTA | PG AND E | 115 | 30 | Conf Load (Fresno) | 314
46677 | ATLASTP | NORTHWEST | 115 | 40 | Tacoma Power - General | 466
11110 | NEWMAN | EL PASO | 115 | 11 | EPE - Native Load | 110
34105 | CERTANJ1 | PG AND E | 115 | 30 | Conf Load (Yosemite) | 313
42228 | LANGLEY | NORTHWEST | 115 | 40 | ISLAND | 424
40877 | REEDSPRT | NORTHWEST | 115 | 40 | Western Oregon | 402
10376 | WINROCK | NEW MEXICO | 115 | 10 | PNM: Albuquerque | 101
33947 | RIVRBKJT | PG AND E | 115 | 30 | Conf Load (Stanislaus) | 312
40873 | RDMND_E | NORTHWEST | 115 | 40 | Southern Oregon | 405
42301 | SAMMAMSH | NORTHWEST | 115 | 40 | N.KING | 426
19048 | EMPIRE | WAPA L.C. | 115 | 19 | WAPA-DSW | 191
40860 | RADAR_HILL# | NORTHWEST | 115 | 40 | Lower Columbia Basin | 404
40856 | PRIEST_AVA# | NORTHWEST | 115 | 40 | Spokane Area, N Idaho, W Montana | 406
11267 | PICANTE | EL PASO | 115 | 11 | EPE - Native Load | 110
46902 | HARDIE | NORTHWEST | 115 | 40 | Tacoma Power - General | 466
72755 | IRONHRS | WAPA R.M. | 115 | 73 | Zone69 | 791
10899 | VEF | NEW MEXICO | 115 | 10 | PNM: EHV and Gen | 100
20072 | FAM-115 | MEXICO-CFE | 115 | 20 | ZoneEN | 205
40806 | ORCHRD_VIEW+ | NORTHWEST | 115 | 40 | Lower Columbia Basin | 404
45779 | SNOH SNPD | NORTHWEST | 115 | 40 | Snohomish PUD | 468
40799 | OMAK | NORTHWEST | 115 | 40 | Central Washington | 403
34107 | CERTANJ2 | PG AND E | 115 | 30 | Conf Load (Yosemite) | 313
45795 | TAMBARK 1 | NORTHWEST | 115 | 40 | Snohomish PUD | 468
72757 | SALVADOR | WAPA R.M. | 115 | 73 | Zone69 | 791
40781 | NO_BROOK# | NORTHWEST | 115 | 40 | Western Oregon | 402
40779 | NEWPORTB | NORTHWEST | 115 | 40 | Spokane Area Publics | 491
45617 | CAMANO | NORTHWEST | 115 | 40 | Snohomish PUD | 468
40775 | NASELLE | NORTHWEST | 115 | 40 | Portland Area | 401
40773 | N_PASCO# | NORTHWEST | 115 | 40 | Lower Columbia Basin | 404
34111 | CHWCHLA2 | PG AND E | 115 | 30 | Conf Load (Yosemite) | 313
34225 | BELRDG J | PG AND E | 115 | 30 | Conf Load (Kern) | 315
34357 | AIRWAYJ1 | PG AND E | 115 | 30 | Conf Load (Fresno) | 314
11256 | VERDE | EL PASO | 115 | 11 | EPE - Native Load | 110
42384 | BRIDLE | NORTHWEST | 115 | 40 | N.KING | 426
45506 | TOKETESS | NORTHWEST | 115 | 40 | PAC:ROSE | 471
24775 | RUSH | SOCALIF | 115 | 24 | SCE Control | 952
40731 | METALINE | NORTHWEST | 115 | 40 | AVA: Pend Oreille PUD | 448
10118 | HAMILTON | NEW MEXICO | 115 | 10 | PNM: Albuquerque | 101
33962 | SALDO TP | PG AND E | 115 | 30 | Conf Load (Stanislaus) | 312
24648 | IVANPAH | SOCALIF | 115 | 24 | SCE Ivanpah | 957
45495 | STEAMBT | NORTHWEST | 115 | 40 | PAC:ROSE | 471
41026 | STAT. X | NORTHWEST | 115 | 40 | Seattle Area, Olympic Peninsula | 400
15110 | GASCLEAN | SRP | 115 | 15 | SRP EMA 115kV | 1506
41025 | STATION_H+ | NORTHWEST | 115 | 40 | Seattle Area, Olympic Peninsula | 400
33578 | FAYETTE | PG AND E | 115 | 30 | Conf Load (Stockton) | 311
40713 | MCMINVIL | NORTHWEST | 115 | 40 | Portland Area | 401
45433 | ORCHARDW | NORTHWEST | 115 | 40 | PAC:YKMA | 477
33574 | LLNL TAP | PG AND E | 115 | 30 | Conf Load (Stockton) | 311
999903 | ATWSMY11 | PG AND E | 115 | 30 | Conf Load (Kern) | 315
33572 | RIPONCOGEN | PG AND E | 115 | 30 | Conf Load (Stockton) | 311
11087 | LARGOTAP | EL PASO | 115 | 11 | EPE - Native Load | 110
45411 | PARK ST | NORTHWEST | 115 | 40 | PAC:GRPS | 481
41019 | ST JOHNS | NORTHWEST | 115 | 40 | Portland Area | 401
45366 | OAKKNOLL | NORTHWEST | 115 | 40 | PAC:MDFD | 470
42155 | ANACPUMP | NORTHWEST | 115 | 40 | SKAGITI | 423
33566 | CAMANCHE | PG AND E | 115 | 30 | Conf Load (Stockton) | 311
31015 | BRDGVLLE | PG AND E | 115 | 30 | Conf Load (Humboldt) | 301
46493 | DEN_BR | NORTHWEST | 115 | 40 | Seattle City Light | 464
45364 | NORWAYTI | NORTHWEST | 115 | 40 | PAC:CBAY | 473
45324 | MEDCO | NORTHWEST | 115 | 40 | PAC:MDFD | 470
31020 | HMBOBAYPPB | PG AND E | 115 | 30 | Conf Load (Humboldt) | 301
40703 | MARTN CR | NORTHWEST | 115 | 40 | Western Oregon | 402
45337 | WEED JPS | NORTHWEST | 115 | 40 | PAC:YRKA | 478
34487 | SANGERCGNJCT | PG AND E | 115 | 30 | Conf Load (Fresno) | 314
46706 | ELKPLN-2 | NORTHWEST | 115 | 40 | Tacoma Power - General | 466
31200 | MENDOCNO | PG AND E | 115 | 30 | Conf Load (N. Coast) | 302
33549 | SCHULTE | PG AND E | 115 | 30 | Conf Load (Stockton) | 311
79253 | CRYSTAL | WAPA R.M. | 115 | 73 | ZoneR4 | 790
45314 | LWSCLARK | NORTHWEST | 115 | 40 | PAC:CLTP | 411
78663 | FAIRVWCS | PSCOLORADO | 115 | 70 | CSU | 785
79638 | MESA TAP | WAPA R.M. | 115 | 73 | FEUS | 793
45296 | LHRT TAP | NORTHWEST | 115 | 40 | PAC:CBAY | 473
79641 | MILAGR | WAPA R.M. | 115 | 73 | FEUS | 793
46155 | ROCKYFD | NORTHWEST | 115 | 40 | Grant County, WA | 482
11293 | EXECUTIVE | EL PASO | 115 | 11 | EPE - Native Load | 110
79632 | HOGBAK | WAPA R.M. | 115 | 73 | FEUS | 793
79622 | FOOTHILS | WAPA R.M. | 115 | 73 | FEUS | 793
79617 | COLLTAP | WAPA R.M. | 115 | 73 | FEUS | 793
79604 | A-R TAP | WAPA R.M. | 115 | 73 | FEUS | 793
33535 | SFWY_TP2 | PG AND E | 115 | 30 | Conf Load (Stockton) | 311
45261 | PUNKIN C | NORTHWEST | 115 | 40 | PAC:YKMA | 477
79256 | SILVERTN | WAPA R.M. | 115 | 73 | ZoneR4 | 790
79179 | GRT CUT | WAPA R.M. | 115 | 73 | ZoneR4 | 790
79196 | N.GUNNSN | WAPA R.M. | 115 | 73 | Zone69 | 791
79180 | GRCUT TP | WAPA R.M. | 115 | 73 | ZoneR4 | 790
79080 | CASCADEL | WAPA R.M. | 115 | 73 | Zone69 | 791
79128 | ANIMARIV | WAPA R.M. | 115 | 73 | Zone69 | 791
79104 | GARNETAP | WAPA R.M. | 115 | 73 | Zone69 | 791
79118 | Y.JACK W | WAPA R.M. | 115 | 73 | Zone69 | 791
79110 | MAIN CO | WAPA R.M. | 115 | 73 | Zone69 | 791
11118 | MONTWOOD | EL PASO | 115 | 11 | EPE - Native Load | 110
14358 | SNMNUELN | APS | 115 | 14 | APS | 141
10333 | SUNSHN_T | NEW MEXICO | 115 | 10 | PNM: Northwestern | 107
79092 | AVON | PSCOLORADO | 115 | 70 | ZoneRW | 708
365626 | 1320-WD | PG AND E | 115 | 30 | Conf Load (Los Padres) | 320
79085 | NORTHMSA | WAPA R.M. | 115 | 73 | Zone69 | 791
79083 | JUANITA | WAPA R.M. | 115 | 73 | Zone69 | 791
79082 | HAPPYCAN | WAPA R.M. | 115 | 73 | Zone69 | 791
79078 | BODO | WAPA R.M. | 115 | 73 | Zone69 | 791
365154 | Q1143 | PG AND E | 115 | 30 | Conf Load (Fresno) | 314
79075 | EMPIRETS | WAPA R.M. | 115 | 73 | Zone69 | 791
79073 | BLUEDOOR | WAPA R.M. | 115 | 73 | ZoneR4 | 790
79071 | HESPERUS | WAPA R.M. | 115 | 73 | ZoneR4 | 790
999932 | LKYFAI11 | NORTHWEST | 115 | 40 | S.KING | 428
65100 | BAIROIL | PACE | 115 | 65 | WY CENTRAL | 651
46708 | FARWSTTP | NORTHWEST | 115 | 40 | Tacoma Power - General | 466
45166 | EAGLE PT | NORTHWEST | 115 | 40 | PAC:MDFD | 470
45177 | LOCKHRT | NORTHWEST | 115 | 40 | PAC:CBAY | 473
47001 | 2ND_ST# | NORTHWEST | 115 | 40 | Lower Columbia Basin | 404
13321 | WTA | NEW MEXICO | 115 | 10 | Los Alamos County | 133
45147 | HOPLAND | NORTHWEST | 115 | 40 | PAC:YKMA | 477
40655 | LIBBY | NORTHWEST | 115 | 40 | Western Montana | 486
79034 | GRANDJCT | PSCOLORADO | 115 | 70 | ZoneRW | 708
45819 | WESTGATE | NORTHWEST | 115 | 40 | Snohomish PUD | 468
79011 | CAHONE | WAPA R.M. | 115 | 73 | ZoneR4 | 790
45127 | HARRISON | NORTHWEST | 115 | 40 | PAC:PTLD | 489
33321 | RVNSWD D | PG AND E | 115 | 30 | Conf Load (Peninsula) | 310
40645 | LEDBEDER+ | NORTHWEST | 115 | 40 | Lower Columbia Basin | 404
33320 | LONESTAR | PG AND E | 115 | 30 | Conf Load (Peninsula) | 310
40637 | LARENE+ | NORTHWEST | 115 | 40 | Spokane Area, N Idaho, W Montana | 406
78683 | WOODMEN S | PSCOLORADO | 115 | 70 | CSU | 785
34122 | OAKHURST | PG AND E | 115 | 30 | Conf Load (Yosemite) | 313
78679 | SANTA FE N | PSCOLORADO | 115 | 70 | CSU | 785
78677 | ROCKISLD | PSCOLORADO | 115 | 70 | CSU | 785
78678 | RUSTIQUE | PSCOLORADO | 115 | 70 | CSU | 785
999940 | BERBEL11 | NEW MEXICO | 115 | 10 | TSGT: Southern NM | 123
78674 | RAMPART N | PSCOLORADO | 115 | 70 | CSU | 785
11157 | SUNSET_N | EL PASO | 115 | 11 | EPE - Native Load | 110
78668 | FOUNTAIN N | PSCOLORADO | 115 | 70 | CSU | 785
78669 | FOUNTAIN S | PSCOLORADO | 115 | 70 | CSU | 785
98271 | mid_98271 | PACE | 115 | 65 | WY EAST | 679
78661 | DRAKE N | PSCOLORADO | 115 | 70 | CSU | 785
78659 | CTTNWD S | PSCOLORADO | 115 | 70 | CSU | 785
78655 | BRADLEY S | PSCOLORADO | 115 | 70 | CSU | 785
78121 | FORDHAM | PSCOLORADO | 115 | 70 | PRPA | 780
45067 | COQUILLE | NORTHWEST | 115 | 40 | PAC:CBAY | 473
78101 | BOYD | PSCOLORADO | 115 | 70 | PRPA | 780
45069 | CRAGVIEW | NORTHWEST | 115 | 40 | PAC:YRKA | 478
78098 | CROSSRDS | PSCOLORADO | 115 | 70 | PRPA | 780
47006 | CHIMACUM+ | NORTHWEST | 115 | 40 | Seattle Area, Olympic Peninsula | 400
78081 | RICHARDS | PSCOLORADO | 115 | 70 | PRPA | 780
33300 | DALY CTY | PG AND E | 115 | 30 | Conf Load (Peninsula) | 310
47003 | 3MILE# | NORTHWEST | 115 | 40 | Lower Columbia Basin | 404
45037 | CAVE JCT | NORTHWEST | 115 | 40 | PAC:GRPS | 481
77502 | POUDRE | PSCOLORADO | 115 | 70 | PRPA | 780
77500 | DERBYHIL | PSCOLORADO | 115 | 70 | PRPA | 780
47009 | BOX_CANYON_W | NORTHWEST | 115 | 40 | AVA: Pend Oreille PUD | 448
33206 | BAYSHOR1 | PG AND E | 115 | 30 | Conf Load (S.F.) | 309
45011 | ASTOR TP | NORTHWEST | 115 | 40 | PAC:CLTP | 411
74041 | EB PARK | WAPA R.M. | 115 | 73 | ZoneEW | 753
33200 | LARKIN D | PG AND E | 115 | 30 | Conf Load (S.F.) | 309
44960 | WEED | NORTHWEST | 115 | 40 | PAC:YRKA | 478
15127 | SPURLOCK | SRP | 115 | 15 | SRP EMA 115kV | 1506
73626 | COHIWND | WAPA R.M. | 115 | 73 | ZoneEC | 752
44945 | CIRCLTP1 | NORTHWEST | 115 | 40 | PAC:WLMT | 472
73607 | WAGHN NT | WAPA R.M. | 115 | 73 | ZoneEW | 753
73597 | OWL_CRK | WAPA R.M. | 115 | 73 | ZoneFH | 754
73578 | GLDNPNDS | WAPA R.M. | 115 | 73 | ZoneFH | 754
46975 | CURTISTP | NORTHWEST | 115 | 40 | Tacoma Power - General | 466
73558 | WHITNEY | WAPA R.M. | 115 | 73 | ZoneFH | 754
73555 | BRACEWLL | WAPA R.M. | 115 | 73 | ZoneFH | 754
10172 | LEYENDKR | NEW MEXICO | 115 | 10 | PNM: Albuquerque | 101
11291 | TRIUMPH | EL PASO | 115 | 11 | EPE - Native Load | 110
31216 | LUCERNE | PG AND E | 115 | 30 | Conf Load (N. Coast) | 302
15103 | BONNEYTP | SRP | 115 | 15 | SRP EMA 115kV | 1506
34409 | PNDLJ2 | PG AND E | 115 | 30 | Conf Load (Fresno) | 314
24777 | BAKER | SOCALIF | 115 | 24 | SCE Kramer/Inyokern/Coolwater | 953
44902 | PARKDALE_88 | NORTHWEST | 115 | 40 | PAC:GRPS | 481
73478 | GALIEN | WAPA R.M. | 115 | 73 | ZoneEC | 752
410730 | TIL_TRA_CIO1 | NORTHWEST | 115 | 40 | Portland Area | 401
73371 | BETHELLM | WAPA R.M. | 115 | 73 | ZoneEC | 752
42423 | MIDLAKES | NORTHWEST | 115 | 40 | N.KING | 426
45841 | KELLOGM T2 | NORTHWEST | 115 | 40 | Snohomish PUD | 468
43572 | SWAN ISL | NORTHWEST | 115 | 40 | Portland General - BES NODE | 452
34416 | BULLARD | PG AND E | 115 | 30 | Conf Load (Fresno) | 314
46616 | N_FORK-T | NORTHWEST | 115 | 40 | Tacoma Power - General | 466
40595 | KEELER_E | NORTHWEST | 115 | 40 | Portland Area | 401
40590 | SMITHSON | NORTHWEST | 115 | 40 | Central Washington | 403
73362 | MEDBOWTP | WAPA R.M. | 115 | 73 | ZoneEW | 753
34130 | LIVNGSTN | PG AND E | 115 | 30 | Conf Load (Yosemite) | 313
40579 | JENKINS | NORTHWEST | 115 | 40 | Central Washington | 403
40581 | JUNCT_CTY+ | NORTHWEST | 115 | 40 | Western Oregon | 402
40565 | ICE_HARBOR_1 | NORTHWEST | 115 | 40 | Lower Columbia Basin | 404
32578 | SKGGS J2 | PG AND E | 115 | 30 | Conf Load (North Bay) | 306
73311 | FMS | WAPA R.M. | 115 | 73 | ZoneEC | 752
40567 | ICE_HARBOR_2 | NORTHWEST | 115 | 40 | Lower Columbia Basin | 404
73255 | LINGLETP | WAPA R.M. | 115 | 73 | ZoneEW | 753
73256 | LYMANTP | WAPA R.M. | 115 | 73 | ZoneEW | 753
44521 | VERNTP | NORTHWEST | 115 | 40 | PAC:PTLD | 489
73221 | WOODROW | WAPA R.M. | 115 | 73 | ZoneEC | 752
73195 | TCAPS | WAPA R.M. | 115 | 73 | ZoneBH | 750
73208 | WAGES | WAPA R.M. | 115 | 73 | ZoneEC | 752
13301 | BUCKMAN | NEW MEXICO | 115 | 10 | PNM: Santa Fe | 106
73200 | TIMNATH | WAPA R.M. | 115 | 73 | ZoneFH | 754
46009 | BABCOCK | NORTHWEST | 115 | 40 | Grant County, WA | 482
73185 | SO. FORK | WAPA R.M. | 115 | 73 | ZoneEC | 752
40541 | HOOD RVR | NORTHWEST | 115 | 40 | Portland Area | 401
34799 | PONDROAD | PG AND E | 115 | 30 | Conf Load (Kern) | 315
73173 | ROUNDTOP | WAPA R.M. | 115 | 73 | ZoneEW | 753
73166 | REDWILLW | WAPA R.M. | 115 | 73 | ZoneEC | 752
32973 | LAKEWD-C | PG AND E | 115 | 30 | Conf Load (Diablo) | 308
73152 | PINEBLUF | WAPA R.M. | 115 | 73 | ZoneEW | 753
73139 | MYERS | WAPA R.M. | 115 | 73 | ZoneEW | 753
73140 | MYERS TP | WAPA R.M. | 115 | 73 | ZoneEW | 753
73123 | LOVELL | WAPA R.M. | 115 | 73 | ZoneBH | 750
73090 | HYGIENE | WAPA R.M. | 115 | 73 | ZoneFH | 754
40535 | HIGHLAND+ | NORTHWEST | 115 | 40 | Lower Columbia Basin | 404
40530 | HENKL ST | NORTHWEST | 115 | 40 | Seattle Area, Olympic Peninsula | 400
73093 | JIMREADY | WAPA R.M. | 115 | 73 | ZoneBH | 750
73094 | JOES | WAPA R.M. | 115 | 73 | ZoneEC | 752
40523 | HAUSER# | NORTHWEST | 115 | 40 | Western Oregon | 402
46301 | UNIV | NORTHWEST | 115 | 40 | Eugene, OR | 480
43827 | MAXIM1 | NORTHWEST | 115 | 40 | Portland General - Industrial | 455
73065 | GARY | WAPA R.M. | 115 | 73 | ZoneEC | 752
20022 | PNU-115 | MEXICO-CFE | 115 | 20 | ZoneEN | 205
73055 | KERSEY W | WAPA R.M. | 115 | 73 | ZoneEC | 752
73043 | CHEYENNE | WAPA R.M. | 115 | 73 | ZoneEW | 753
73037 | BUSHNELL | WAPA R.M. | 115 | 73 | ZoneWN | 756
73028 | BOYSEN | WAPA R.M. | 115 | 73 | ZoneBH | 750
73019 | BASIN | WAPA R.M. | 115 | 73 | ZoneBH | 750
43793 | SULZER # | NORTHWEST | 115 | 40 | Portland General - BES NODE | 452
15122 | RAY | SRP | 115 | 15 | SRP EMA 115kV | 1506
41010 | SOUTH M | NORTHWEST | 115 | 40 | Portland Area | 401
33967 | MILER TP | PG AND E | 115 | 30 | Conf Load (Stanislaus) | 312
72910 | MONOLTH | WAPA R.M. | 115 | 73 | ZoneEW | 753
72794 | WILSNMSA | WAPA R.M. | 115 | 73 | Zone69 | 791
72240 | SPRNGCK | WAPA R.M. | 115 | 73 | Zone69 | 791
19071 | ED-4 | WAPA L.C. | 115 | 19 | WAPA-DSW | 191
45729 | N MARYS | NORTHWEST | 115 | 40 | Snohomish PUD | 468
46057 | PEC TP | NORTHWEST | 115 | 40 | Grant County, WA | 482
10012 | ANDERSON | NEW MEXICO | 115 | 10 | PNM: Albuquerque | 101
41002 | SNOKING_S1 | NORTHWEST | 115 | 40 | Seattle Area, Olympic Peninsula | 400
33968 | TEICHERT | PG AND E | 115 | 30 | Conf Load (Stockton) | 311
406750 | BAK_BAK_CIO | NORTHWEST | 115 | 40 | Cowlitz County, WA | 457
71508 | ROBTUNNEL_CR | PSCOLORADO | 115 | 70 | ZoneRD | 700
159031 | SANDSTON1 | SRP | 115 | 15 | SRP OTHER SUB 69kV | 1508
72195 | PIERCE | WAPA R.M. | 115 | 73 | ZoneFH | 754
40515 | HATTON | NORTHWEST | 115 | 40 | Lower Columbia Basin | 404
72001 | PANORAMW | WAPA R.M. | 115 | 73 | ZoneEC | 752
72146 | CHLKBLFF | WAPA R.M. | 115 | 73 | ZoneEC | 752
72128 | BURDETT | WAPA R.M. | 115 | 73 | ZoneEC | 752
72100 | E YUMA TAP | WAPA R.M. | 115 | 73 | ZoneEC | 752
71024 | N_PENROSE | PSCOLORADO | 115 | 70 | ZoneWP | 712
79127 | SYLVSTGU | WAPA R.M. | 115 | 73 | Zone69 | 791
40510 | HANFORD2_CON | NORTHWEST | 115 | 40 | Lower Columbia Basin | 404
40506 | EOF/PSF+ | NORTHWEST | 115 | 40 | Lower Columbia Basin | 404
34701 | SEMI_TAP | PG AND E | 115 | 30 | Conf Load (Kern) | 315
13014 | TURQUOIS | NEW MEXICO | 115 | 10 | PNM: Southwest | 132
464011 | BOTHELL115_A | NORTHWEST | 115 | 40 | Seattle City Light | 464
40483 | GREEN BL | NORTHWEST | 115 | 40 | Spokane Area, N Idaho, W Montana | 406
462360 | HOL_THU_CIO | NORTHWEST | 115 | 40 | Eugene, OR | 480
464016 | BOTHELL115_F | NORTHWEST | 115 | 40 | Seattle City Light | 464
10063 | CHURCH_R | NEW MEXICO | 115 | 10 | PNM: Northwestern | 107
46704 | ELBE-2 | NORTHWEST | 115 | 40 | Tacoma Power - General | 466
365931 | Q653F | PG AND E | 115 | 30 | Conf Load (Sacramento) | 304
43628 | WACKER_W | NORTHWEST | 115 | 40 | Portland General - BES S/S | 451
464014 | BOTHELL115_D | NORTHWEST | 115 | 40 | Seattle City Light | 464
46731 | LACAMAS2 | NORTHWEST | 115 | 40 | Tacoma Power - General | 466
65480 | E_JACKSN | PACE | 115 | 65 | ID BPA | 665
46689 | COLLINS2 | NORTHWEST | 115 | 40 | Tacoma Power - General | 466
43595 | TOWNCNTR | NORTHWEST | 115 | 40 | Portland General - BES NODE | 452
70606 | HENRYLAK | PSCOLORADO | 115 | 70 | ZoneRN | 706
14353 | MURAL | APS | 115 | 14 | APS | 141
42452 | SOMERSET | NORTHWEST | 115 | 40 | N.KING | 426
70584 | CRYSTVA_CR | PSCOLORADO | 115 | 70 | ZoneRS | 704
70581 | GRNDVIEW_CR | PSCOLORADO | 115 | 70 | ZoneRS | 704
43573 | SYLVAN | NORTHWEST | 115 | 40 | Portland General - BES NODE | 452
70549 | APT_MEM | PSCOLORADO | 115 | 70 | ZoneWP | 712
43555 | STMARYSB | NORTHWEST | 115 | 40 | Portland General - BES S/S | 451
70540 | BASLTDST | PSCOLORADO | 115 | 70 | ZoneRW | 708
34752 | KERN PWR | PG AND E | 115 | 30 | Conf Load (Kern) | 315
46878 | SADLROCK | NORTHWEST | 115 | 40 | Central Washington | 403
70537 | FITZSMNS | PSCOLORADO | 115 | 70 | ZoneRD | 700
43547 | STMARYE1 | NORTHWEST | 115 | 40 | Portland General - BES NODE | 452
79630 | HARTCYN | WAPA R.M. | 115 | 73 | FEUS | 793
43533 | SPNWSPR1 | NORTHWEST | 115 | 40 | Portland General - BES NODE | 452
70518 | BAYOU_CR | PSCOLORADO | 115 | 70 | ZoneRS | 704
70516 | PONDERSA_CR | PSCOLORADO | 115 | 70 | ZoneRS | 704
70510 | VICTORY_CR | PSCOLORADO | 115 | 70 | ZoneRD | 700
70484 | MARTIN_TP | PSCOLORADO | 115 | 70 | ZoneRD | 700
70475 | ARROWHLK | PSCOLORADO | 115 | 70 | ZoneRN | 706
70467 | WAVERLY | PSCOLORADO | 115 | 70 | ZoneSL | 710
32412 | ATLANTIC | PG AND E | 115 | 30 | Conf Load (Sierra) | 305
70458 | WALSENBG | PSCOLORADO | 115 | 70 | ZoneRS | 704
70441 | UNIVERS1 | PSCOLORADO | 115 | 70 | ZoneRD | 700
70434 | TWNLAKES | PSCOLORADO | 115 | 70 | ZoneRM | 709
70423 | BOULDERCAN1 | PSCOLORADO | 115 | 70 | ZoneRB | 703
70412 | STMBEACH | PSCOLORADO | 115 | 70 | ZoneRS | 704
42449 | SKYKOMSH | NORTHWEST | 115 | 40 | N.KING | 426
40449 | GAFFNEY | NORTHWEST | 115 | 40 | AVA: Big Bend | 445
45734 | TWIN CITY | NORTHWEST | 115 | 40 | Snohomish PUD | 468
19067 | ED-5 | WAPA L.C. | 115 | 19 | WAPA-DSW | 191
40988 | SNOHOMISH_S2 | NORTHWEST | 115 | 40 | Seattle Area, Olympic Peninsula | 400
42169 | HAMILTNP | NORTHWEST | 115 | 40 | SKAGIT | 422
70390 | SKALA | PSCOLORADO | 115 | 70 | ZoneWP | 712
70377 | SANDOWN | PSCOLORADO | 115 | 70 | ZoneRD | 700
46871 | MANSON | NORTHWEST | 115 | 40 | Central Washington | 403
70373 | S.ACACIO | PSCOLORADO | 115 | 70 | ZoneSL | 710
43393 | OSWEGO | NORTHWEST | 115 | 40 | Portland General - BES S/S | 451
43387 | ORESTEEL | NORTHWEST | 115 | 40 | Portland General - Industrial | 455
70352 | READER | PSCOLORADO | 115 | 70 | ZoneWP | 712
70340 | QUAKER1 | PSCOLORADO | 115 | 70 | ZoneRD | 700
33970 | INGRM C. | PG AND E | 115 | 30 | Conf Load (Stanislaus) | 312
45733 | NAVY | NORTHWEST | 115 | 40 | Snohomish PUD | 468
46078 | ROUNDLKT | NORTHWEST | 115 | 40 | Grant County, WA | 482
42174 | PETHCORN | NORTHWEST | 115 | 40 | SKAGIT | 422
70295 | NCAR | PSCOLORADO | 115 | 70 | ZoneRB | 703
43316 | MIDLGROV | NORTHWEST | 115 | 40 | Portland General - BES NODE | 452
19064 | TUCSON | WAPA L.C. | 115 | 19 | WAPA-DSW | 191
42451 | SNOQDIST | NORTHWEST | 115 | 40 | N.KING | 426
43790 | URBAN # | NORTHWEST | 115 | 40 | Portland General - BES NODE | 452
43795 | OXFRD PG | NORTHWEST | 115 | 40 | Portland General - BES S/S | 451
46455 | VIEWLAND | NORTHWEST | 115 | 40 | Seattle City Light | 464
34396 | PIEDRA 2 | PG AND E | 115 | 30 | Conf Load (Fresno) | 314
42453 | SOUTKIRK | NORTHWEST | 115 | 40 | N.KING | 426
45861 | WATERFRONT | NORTHWEST | 115 | 40 | Snohomish PUD | 468
46255 | THURSTON | NORTHWEST | 115 | 40 | Eugene, OR | 480
34379 | MALAGATP | PG AND E | 115 | 30 | Conf Load (Fresno) | 314
70285 | MIDWAYPS | PSCOLORADO | 115 | 70 | ZoneRS | 704
43321 | MIDWAYPG | NORTHWEST | 115 | 40 | Portland General - BES NODE | 452
46245 | PRAIRIE | NORTHWEST | 115 | 40 | Eugene, OR | 480
70282 | LEETSDAL2 | PSCOLORADO | 115 | 70 | ZoneRD | 700
70242 | KENDRICK | PSCOLORADO | 115 | 70 | ZoneRD | 700
43309 | MCLGHLNA | NORTHWEST | 115 | 40 | Portland General - BES S/S | 451
70258 | LEADVIL2 | PSCOLORADO | 115 | 70 | ZoneRM | 709
70259 | LEETSDAL1 | PSCOLORADO | 115 | 70 | ZoneRD | 700
70252 | LAKEWOD2 | PSCOLORADO | 115 | 70 | ZoneRD | 700
40417 | FILBRT# | NORTHWEST | 115 | 40 | Portland Area | 401
34140 | CRESSEY | PG AND E | 115 | 30 | Conf Load (Yosemite) | 313
10568 | PETROGLYPH | NEW MEXICO | 115 | 10 | PNM: Albuquerque | 101
34743 | SEMITROPIC_E | PG AND E | 115 | 30 | Conf Load (Kern) | 315
43259 | HUBER | NORTHWEST | 115 | 40 | Portland General - BES NODE | 452
17012 | MARANA | AEPCO | 115 | 17 | AEPCO: Trico | 171
24805 | DEVERS | SOCALIF | 115 | 24 | SCE Devers 115kV | 941
12007 | BELEN_PG | NEW MEXICO | 115 | 10 | PNM: Belen | 102
70238 | ANDRKO | PSCOLORADO | 115 | 70 | ZoneRN | 706
24810 | HI DESERT | SOCALIF | 115 | 24 | SCE Devers 115kV | 941
24815 | GARNET | SOCALIF | 115 | 24 | SCE Devers 115kV | 941
12008 | BERNARDO | NEW MEXICO | 115 | 10 | TSGT: Southern NM | 123
24837 | EISNHOW | SOCALIF | 115 | 24 | SCE Devers 115kV | 941
70219 | ANDRKO_TP | PSCOLORADO | 115 | 70 | ZoneRN | 706
70224 | HOGBACK | PSCOLORADO | 115 | 70 | ZoneRD | 700
12011 | BLACKLAK | NEW MEXICO | 115 | 10 | TSGT: North NM | 121
70217 | HAVANA2 | PSCOLORADO | 115 | 70 | ZoneRD | 700
24865 | TAP188 | SOCALIF | 115 | 24 | SCE Kramer/Inyokern/Coolwater | 953
24866 | TAP189 | SOCALIF | 115 | 24 | SCE Kramer/Inyokern/Coolwater | 953
17023 | VALEN-AE | AEPCO | 115 | 17 | AEPCO: Trico | 171
24896 | BORAX | SOCALIF | 115 | 24 | SCE Kramer/Inyokern/Coolwater | 953
17039 | KARTCHNR | AEPCO | 115 | 17 | AEPCO: SSVEC | 172
12012 | BLUEWATR | NEW MEXICO | 115 | 10 | TSGT: Western NM | 122
24903 | VSTA | SOCALIF | 115 | 24 | SCE Vista 115kV | 945
12014 | CABALLOT | NEW MEXICO | 115 | 10 | TSGT: Southern NM | 123
70209 | GREELEY | PSCOLORADO | 115 | 70 | ZoneRN | 706
70208 | GRAY_ST. | PSCOLORADO | 115 | 70 | ZoneRD | 700
17089 | SNDARIO | AEPCO | 115 | 17 | AEPCO: Trico | 171
12017 | CINIZA | NEW MEXICO | 115 | 10 | TSGT: Western NM | 122
10095 | EB-TL | NEW MEXICO | 115 | 10 | PNM: Albuquerque | 101
46227 | HAYDBSUB | NORTHWEST | 115 | 40 | Eugene, OR | 480
12020 | CLAPHAM | NEW MEXICO | 115 | 10 | TSGT: North NM | 121
70194 | FULTONTS | PSCOLORADO | 115 | 70 | ZoneRD | 700
32232 | HIGGINS | PG AND E | 115 | 30 | Conf Load (Sierra) | 305
70191 | FTLUPTON | PSCOLORADO | 115 | 70 | ZoneRN | 706
12023 | CUCHILLO | NEW MEXICO | 115 | 10 | TSGT: Southern NM | 123
10206 | MIMBRES | NEW MEXICO | 115 | 10 | PNM: Deming | 104
70172 | FED_CTR | PSCOLORADO | 115 | 70 | ZoneRD | 700
70170 | NREL | PSCOLORADO | 115 | 70 | ZoneRB | 703
17175 | PICACH-AZ | AEPCO | 115 | 17 | CAP | 179
12027 | DONA_ANA | NEW MEXICO | 115 | 10 | TSGT: Southern NM | 123
70166 | ENGLEWD1 | PSCOLORADO | 115 | 70 | ZoneRD | 700
70165 | ENGLE3TP | PSCOLORADO | 115 | 70 | ZoneRD | 700
12028 | EL_BUTTE | NEW MEXICO | 115 | 10 | TSGT: Southern NM | 123
10207 | MONTANO | NEW MEXICO | 115 | 10 | PNM: Albuquerque | 101
17178 | SANDAR-AZ | AEPCO | 115 | 17 | CAP | 179
70155 | DILLON | PSCOLORADO | 115 | 70 | ZoneRM | 709
12030 | GALLUPPG | NEW MEXICO | 115 | 10 | TSGT: Western NM | 122
70151 | DIAMNDBK | PSCOLORADO | 115 | 70 | ZoneRS | 704
43145 | DENNY | NORTHWEST | 115 | 40 | Portland General - BES NODE | 452
70138 | DANIELPK | PSCOLORADO | 115 | 70 | ZoneRD | 700
10444 | LSTHRZNT | NEW MEXICO | 115 | 10 | PNM: Albuquerque | 101
43126 | CULVER | NORTHWEST | 115 | 40 | Portland General - BES S/S | 451
17182 | BLKMTN-AZ | AEPCO | 115 | 17 | CAP | 179
25423 | ESRP MWD | SOCALIF | 115 | 24 | SCE Valley 115kV | 947
12035 | GRANTS_T | NEW MEXICO | 115 | 10 | TSGT: Western NM | 122
70114 | CLIMAX | PSCOLORADO | 115 | 70 | ZoneRM | 709
17608 | S.BRKRCH | AEPCO | 115 | 17 | AEPCO: Trico | 171
70108 | CHEROKEE_S | PSCOLORADO | 115 | 70 | ZoneRD | 700
34739 | GRIMWAY | PG AND E | 115 | 30 | Conf Load (Kern) | 315
70089 | CARBNDAL | PSCOLORADO | 115 | 70 | ZoneRW | 708
70087 | CAPHILL | PSCOLORADO | 115 | 70 | ZoneRD | 700
70086 | CANONCTY | PSCOLORADO | 115 | 70 | ZoneWP | 712
12041 | HOT_SPRG | NEW MEXICO | 115 | 10 | TSGT: Southern NM | 123
10021 | AVILA | NEW MEXICO | 115 | 10 | PNM: Sandoval | 103
10445 | LOSTHRZN | NEW MEXICO | 115 | 10 | PNM: Albuquerque | 101
25601 | DVLCYN12 | SOCALIF | 115 | 24 | SCE Vista 115kV | 945
10096 | EL_CERRO | NEW MEXICO | 115 | 10 | PNM: Belen | 102
43070 | BUTLER | NORTHWEST | 115 | 40 | Portland General - BES S/S | 451
70058 | BOULDERCAN2 | PSCOLORADO | 115 | 70 | ZoneRB | 703
70055 | BNAVST | PSCOLORADO | 115 | 70 | ZoneRM | 709
999898 | CRZHOL21 | PG AND E | 115 | 30 | Conf Load (Central Coast) | 319
32204 | OLIVHRST | PG AND E | 115 | 30 | Conf Load (Sierra) | 305
70036 | ARAP_A | PSCOLORADO | 115 | 70 | ZoneRD | 700
32200 | PEASE | PG AND E | 115 | 30 | Conf Load (Sierra) | 305
25639 | SEAWIND | SOCALIF | 115 | 24 | SCE Devers 115kV | 941
12047 | MORIARTY | NEW MEXICO | 115 | 10 | TSGT: Central NM | 120
34741 | STK115J1 | PG AND E | 115 | 30 | Conf Load (Kern) | 315
70022 | NYBERG | PSCOLORADO | 115 | 70 | ZoneWP | 712
25650 | MHV SPHN | SOCALIF | 115 | 24 | SCE Vista 115kV | 945
70014 | SNISABEL | PSCOLORADO | 115 | 70 | ZoneRS | 704
12048 | MPC | NEW MEXICO | 115 | 10 | TSGT: Western NM | 122
43016 | BASIN AV | NORTHWEST | 115 | 40 | Portland General - Industrial | 455
12050 | OJO | NEW MEXICO | 115 | 10 | PNM: Santa Fe | 106
25667 | EL CASCO | SOCALIF | 115 | 24 | SCE El Casco 115kV | 946
25668 | WDT1655H | SOCALIF | 115 | 24 | SCE Victor | 954
70005 | BRUSH2_4 | PSCOLORADO | 115 | 70 | ZoneRN | 706
12053 | PALM_T | NEW MEXICO | 115 | 10 | PNM: Sandoval | 103
43007 | ALDERCRT | NORTHWEST | 115 | 40 | Portland General - BES S/S | 451
43005 | ABRNTHY1 | NORTHWEST | 115 | 40 | Portland General - BES NODE | 452
43001 | ABRNATHY | NORTHWEST | 115 | 40 | Portland General - BES NODE | 452
12054 | PDPLAYAS | NEW MEXICO | 115 | 10 | TSGT: Southern NM | 123
10460 | RANDLPHT | NEW MEXICO | 115 | 10 | PNM: Albuquerque | 101
46221 | DILLARDT | NORTHWEST | 115 | 40 | Eugene, OR | 480
42984 | SKOOKUM1 | NORTHWEST | 115 | 40 | THURSTN | 432
12056 | PEGS | NEW MEXICO | 115 | 10 | TSGT: Western NM | 122
25784 | BISHOP4 | SOCALIF | 115 | 24 | SCE Control | 952
42982 | WINSLOW | NORTHWEST | 115 | 40 | KITSAP | 434
32020 | JMSN JCT | PG AND E | 115 | 30 | Conf Load (Sacramento) | 304
42977 | SILVRTAP | NORTHWEST | 115 | 40 | KITSAP | 434
32012 | HALE J2 | PG AND E | 115 | 30 | Conf Load (Sacramento) | 304
10212 | MPLAZA_T | NEW MEXICO | 115 | 10 | PNM: Albuquerque | 101
42976 | SILVERDL | NORTHWEST | 115 | 40 | KITSAP | 434
12059 | PICACHO | NEW MEXICO | 115 | 10 | TSGT: Southern NM | 123
42970 | SERWOLD | NORTHWEST | 115 | 40 | KITSAP | 434
69155 | BIXBY | PACE | 115 | 65 | WY EAST | 679
40960 | SNO_BEV3_CIO | NORTHWEST | 115 | 40 | Seattle Area, Olympic Peninsula | 400
69110 | EVANS | PACE | 115 | 65 | WY EAST | 679
69123 | PLATTJCT | PACE | 115 | 65 | WY EAST | 679
69108 | COMUMNTY | PACE | 115 | 65 | WY EAST | 679
69098 | RAWHIDE | PACE | 115 | 65 | WY EAST | 679
42952 | MANCHEST | NORTHWEST | 115 | 40 | KITSAP | 434
42949 | LOMOTAP | NORTHWEST | 115 | 40 | KITSAP | 434
42944 | FERNW TI | NORTHWEST | 115 | 40 | KITSAP | 434
32001 | UCD_TP2 | PG AND E | 115 | 30 | Conf Load (Sacramento) | 304
34740 | STOCKDLE | PG AND E | 115 | 30 | Conf Load (Kern) | 315
33917 | SPISONORAJCT | PG AND E | 115 | 30 | Conf Load (Stanislaus) | 312
42938 | E P ORCT | NORTHWEST | 115 | 40 | KITSAP | 434
31997 | SCHMLBCH | PG AND E | 115 | 30 | Conf Load (Sacramento) | 304
31996 | HALE J1 | PG AND E | 115 | 30 | Conf Load (Sacramento) | 304
42932 | BUCKLIN | NORTHWEST | 115 | 40 | KITSAP | 434
42933 | C KITSAP | NORTHWEST | 115 | 40 | KITSAP | 434
45613 | BUNKFOSS | NORTHWEST | 115 | 40 | Snohomish PUD | 468
42907 | VALLYJCT | NORTHWEST | 115 | 40 | KITSAP | 434
42901 | S.BREM W | NORTHWEST | 115 | 40 | KITSAP | 434
67923 | CENTERST | PACE | 115 | 65 | WY EAST | 679
67924 | BRYAN | PACE | 115 | 65 | WY EAST | 679
42904 | FOSSCNRN | NORTHWEST | 115 | 40 | KITSAP | 434
11076 | FT._BLIS | EL PASO | 115 | 11 | EPE - Native Load | 110
40377 | EAGLE_LAKE+ | NORTHWEST | 115 | 40 | Lower Columbia Basin | 404
42594 | ELLNGSON | NORTHWEST | 115 | 40 | S.KING | 428
406360 | CONNLEY_LANE | NORTHWEST | 115 | 40 | Southern Oregon | 405
31978 | DPWT_TP2 | PG AND E | 115 | 30 | Conf Load (Sacramento) | 304
40384 | EGYPT# | NORTHWEST | 115 | 40 | Spokane Area, N Idaho, W Montana | 406
45863 | POLARIS | NORTHWEST | 115 | 40 | Snohomish PUD | 468
10315 | SIGNET_T | NEW MEXICO | 115 | 10 | PNM: Albuquerque | 101
42876 | MCKINLY | NORTHWEST | 115 | 40 | THURSTN | 432
34148 | CHENY | PG AND E | 115 | 30 | Conf Load (Yosemite) | 313
472140 | RUN_TRO_CIO | NORTHWEST | 115 | 40 | Clark County, WA | 456
42815 | WEST OLY | NORTHWEST | 115 | 40 | THURSTN | 432
42862 | BARNESLK | NORTHWEST | 115 | 40 | THURSTN | 432
46103 | SOAPL TP | NORTHWEST | 115 | 40 | Grant County, WA | 482
65775 | HOBACK_J | PACE | 115 | 65 | ID BPA | 665
12251 | VINCENTE | NEW MEXICO | 115 | 10 | TSGT: Central NM | 120
70656 | CARMEL | PSCOLORADO | 115 | 70 | ZoneSL | 710
70657 | ZINZER | PSCOLORADO | 115 | 70 | ZoneSL | 710
46409 | BROAD ST | NORTHWEST | 115 | 40 | Seattle City Light | 464
70722 | RDGCREST | PSCOLORADO | 115 | 70 | ZoneEC | 752
43646 | WLBRTP2 | NORTHWEST | 115 | 40 | Portland General - BES NODE | 452
31010 | LOW GAP1 | PG AND E | 115 | 30 | Conf Load (Humboldt) | 301
365681 | Q1103 | PG AND E | 115 | 30 | Conf Load (Stanislaus) | 312
11283 | LIBERTY_ | EL PASO | 115 | 11 | EPE - Native Load | 110
34389 | RAINBWTP | PG AND E | 115 | 30 | Conf Load (Fresno) | 314
70899 | LUCERNE_PS | PSCOLORADO | 115 | 70 | ZoneRN | 706
40485 | GREEN PT | NORTHWEST | 115 | 40 | Western Oregon | 402
42805 | ST CLR E | NORTHWEST | 115 | 40 | THURSTN | 432
42784 | TILCM TI | NORTHWEST | 115 | 40 | PIERCE | 430
40339 | DELENA+ | NORTHWEST | 115 | 40 | Portland Area | 401
31255 | LAKEVLLE | PG AND E | 115 | 30 | Conf Load (N. Coast) | 302
43684 | BLUELAKE | NORTHWEST | 115 | 40 | Portland General - BES S/S | 451
462230 | WIL_HAW_CIO | NORTHWEST | 115 | 40 | Western Oregon | 402
45853 | S CAMANO | NORTHWEST | 115 | 40 | Snohomish PUD | 468
11280 | BLISS_IND | EL PASO | 115 | 11 | EPE - Native Load | 110
10553 | HAWKINS2 | NEW MEXICO | 115 | 10 | PNM: Albuquerque | 101
40311 | CRESTN | NORTHWEST | 115 | 40 | Spokane Area, N Idaho, W Montana | 406
20358 | AUE-115 | MEXICO-CFE | 115 | 20 | ZoneEN | 205
34165 | LUIS_#5 | PG AND E | 115 | 30 | Conf Load (Yosemite) | 313
31256 | FLTN JCT | PG AND E | 115 | 30 | Conf Load (Sacramento) | 304
480362 | RTLSNK_SUBHV | NORTHWEST | 115 | 40 | AVA: Big Bend | 445
12188 | BUEYEROS | NEW MEXICO | 115 | 10 | TSGT: North NM | 121
40281 | GND_COULE_S2 | NORTHWEST | 115 | 40 | Central Washington | 403
11039 | CHAPARAL | EL PASO | 115 | 11 | EPE - Native Load | 110
472791 | PHILIPS | NORTHWEST | 115 | 40 | Lower Columbia Basin | 404
42778 | STEWART | NORTHWEST | 115 | 40 | PIERCE | 430
40269 | CONNEL# | NORTHWEST | 115 | 40 | Lower Columbia Basin | 404
42776 | SHAW | NORTHWEST | 115 | 40 | PIERCE | 430
31952 | PUTH CRK | PG AND E | 115 | 30 | Conf Load (Sacramento) | 304
31262 | CACHE J2 | PG AND E | 115 | 30 | Conf Load (N. Coast) | 302
46752 | MENLOTP | NORTHWEST | 115 | 40 | Tacoma Power - General | 466
46754 | NARROWS2 | NORTHWEST | 115 | 40 | Tacoma Power - General | 466
40257 | COLD_CRK+ | NORTHWEST | 115 | 40 | Lower Columbia Basin | 404
42586 | BOE2 N | NORTHWEST | 115 | 40 | S.KINGI | 429
40245 | CLAYTON | NORTHWEST | 115 | 40 | Spokane Area, N Idaho, W Montana | 406
12167 | HESS_TAP | NEW MEXICO | 115 | 10 | TSGT: North NM | 121
31454 | PANRAMA | PG AND E | 115 | 30 | Conf Load (N. Valley) | 303
31452 | TRINITY | PG AND E | 115 | 30 | Conf Load (N. Valley) | 303
10236 | PANORAMA | NEW MEXICO | 115 | 10 | PNM: Sandoval | 103
40955 | SCHRAG | NORTHWEST | 115 | 40 | Central Washington | 403
10062 | CG-1 | NEW MEXICO | 115 | 10 | PNM: Albuquerque | 101
42720 | FREDRICK | NORTHWEST | 115 | 40 | PIERCE | 430
40201 | CHANDLER# | NORTHWEST | 115 | 40 | Lower Columbia Basin | 404
42708 | ALDRTN E | NORTHWEST | 115 | 40 | PIERCE | 430
40192 | WAHKIAKUM+ | NORTHWEST | 115 | 40 | Portland Area | 401
40189 | DRISCOLL | NORTHWEST | 115 | 40 | Portland Area | 401
40187 | CASCD LK+ | NORTHWEST | 115 | 40 | Portland Area | 401
31500 | BUTTE | PG AND E | 115 | 30 | Conf Load (N. Valley) | 303
46007 | BABCK TP | NORTHWEST | 115 | 40 | Grant County, WA | 482
34717 | DEXZEL | PG AND E | 115 | 30 | Conf Load (Kern) | 315
42603 | GRADY | NORTHWEST | 115 | 40 | S.KING | 428
42658 | W.CAMPUS | NORTHWEST | 115 | 40 | S.KING | 428
31496 | NORD 1 | PG AND E | 115 | 30 | Conf Load (N. Valley) | 303
12157 | VANBREMR | NEW MEXICO | 115 | 10 | TSGT: North NM | 121
40161 | BURNT WD | NORTHWEST | 115 | 40 | Western Oregon | 402
40149 | BRINKENS | NORTHWEST | 115 | 40 | AVA: Palouse | 446
40120 | COUGAR | NORTHWEST | 115 | 40 | Eugene, OR | 480
34720 | DSCVRYTP | PG AND E | 115 | 30 | Conf Load (Kern) | 315
622108 | VALIER-WILMS | MONTANA | 115 | 62 | NOGF_MT | 625
71027 | S.FOWLR | PSCOLORADO | 115 | 70 | ZoneWP | 712
10194 | MARIPOSA | NEW MEXICO | 115 | 10 | PNM: Albuquerque | 101
46769 | ST_PAUL | NORTHWEST | 115 | 40 | Tacoma Power - General | 466
72107 | SLATERTS | WAPA R.M. | 115 | 73 | ZoneFH | 754
622140 | GLACIERSWYD1 | MONTANA | 115 | 62 | NOGF_MT | 625
72141 | KEOTA | WAPA R.M. | 115 | 73 | ZoneEC | 752
10504 | DEMTAP2 | NEW MEXICO | 115 | 10 | PNM: Deming | 104
40132 | MORROWF | NORTHWEST | 115 | 40 | Lower Columbia Basin | 404
42641 | RENTONJT | NORTHWEST | 115 | 40 | S.KING | 428
40127 | BOARDMAN | NORTHWEST | 115 | 40 | Lower Columbia Basin | 404
72171 | HESPERUS2 | WAPA R.M. | 115 | 73 | ZoneR4 | 790
15132 | REFINETP | SRP | 115 | 15 | SRP EMA 115kV | 1506
12138 | C_CANYON | NEW MEXICO | 115 | 10 | TSGT: Southern NM | 123
42633 | ORILLIA | NORTHWEST | 115 | 40 | S.KING | 428
622237 | CNRD SRE AT | MONTANA | 115 | 62 | NOGF_MT | 625
46023 | EQUIN TP | NORTHWEST | 115 | 40 | Grant County, WA | 482
42622 | MER.IS.T | NORTHWEST | 115 | 40 | S.KING | 428
34183 | LUISJCT | PG AND E | 115 | 30 | Conf Load (Yosemite) | 313
42625 | MPLEWOOD | NORTHWEST | 115 | 40 | S.KING | 428
10503 | ZIA_2 | NEW MEXICO | 115 | 10 | PNM: Santa Fe | 106
40093 | BELLNGHM | NORTHWEST | 115 | 40 | Seattle Area, Olympic Peninsula | 400
66380 | SNAKE_R | PACE | 115 | 65 | ID BPA | 665
26706 | HAI | LADWP | 115 | 26 | LA OVES | 284
12130 | RAINVL_T | NEW MEXICO | 115 | 10 | TSGT: North NM | 121
42629 | NNORMTAP | NORTHWEST | 115 | 40 | S.KING | 428
40087 | BELL BPA | NORTHWEST | 115 | 40 | Spokane Area, N Idaho, W Montana | 406
42632 | ORCHARDP | NORTHWEST | 115 | 40 | S.KING | 428
40083 | BEAVER+ | NORTHWEST | 115 | 40 | Portland Area | 401
33963 | TCHRTJCT | PG AND E | 115 | 30 | Conf Load (Stockton) | 311
622207 | CONRAD WAPA | MONTANA | 115 | 62 | NOGF_MT | 625
40074 | BALD_MTN# | NORTHWEST | 115 | 40 | Portland Area | 401
42613 | LEAHILL | NORTHWEST | 115 | 40 | S.KING | 428
66247 | TROWBRDG | PACE | 115 | 65 | WY CENTRAL | 651
10501 | CDELRIO | NEW MEXICO | 115 | 10 | PNM: Santa Fe | 106
12129 | RAINVL1 | NEW MEXICO | 115 | 10 | TSGT: North NM | 121
31463 | WHEELBR | PG AND E | 115 | 30 | Conf Load (N. Valley) | 303
66185 | PALISADES | PACE | 115 | 65 | ID BPA | 665
31462 | SMPSN-AN | PG AND E | 115 | 30 | Conf Load (N. Valley) | 303
40067 | ATHOL | NORTHWEST | 115 | 40 | AVA: Coeur D'Alene | 441
31482 | PALERMO | PG AND E | 115 | 30 | Conf Load (N. Valley) | 303
42618 | LKWILDR | NORTHWEST | 115 | 40 | S.KING | 428
42639 | PRES PK | NORTHWEST | 115 | 40 | S.KING | 428
72414 | VOLLMER | WAPA R.M. | 115 | 73 | ZoneCS | 757
72432 | LINDON | WAPA R.M. | 115 | 73 | ZoneEC | 752
42590 | DESMOINE | NORTHWEST | 115 | 40 | S.KING | 428
40945 | SAPPHO | NORTHWEST | 115 | 40 | Seattle Area, Olympic Peninsula | 400
34727 | ATWELL_JCT | PG AND E | 115 | 30 | Conf Load (Fresno) | 314
40056 | ANGUS_S# | NORTHWEST | 115 | 40 | Lower Columbia Basin | 404
42647 | SEQUOIA | NORTHWEST | 115 | 40 | S.KING | 428
622149 | CUTBANKPUMPT | MONTANA | 115 | 62 | NOGF_MT | 625
66495 | TARGHEE | PACE | 115 | 65 | ID BPA | 665
31225 | HGHLNDJ1 | PG AND E | 115 | 30 | Conf Load (N. Coast) | 302
42589 | COVE | NORTHWEST | 115 | 40 | S.KING | 428
31260 | MNDCNO M | PG AND E | 115 | 30 | Conf Load (N. Coast) | 302
42583 | BOE AUB1 | NORTHWEST | 115 | 40 | S.KINGI | 429
20065 | CIP-115 | MEXICO-CFE | 115 | 20 | ZoneEN | 205
42200 | WHIDBY N | NORTHWEST | 115 | 40 | ISLAND | 424
34726 | PTRL JCT | PG AND E | 115 | 30 | Conf Load (Kern) | 315
66546 | CATTLE_C | PACE | 115 | 65 | ID BPA | 665
46727 | HUSONTP | NORTHWEST | 115 | 40 | Tacoma Power - General | 466
46784 | VGNLKB | NORTHWEST | 115 | 40 | Tacoma Power - Mutuals | 467
34163 | LUIS_#3 | PG AND E | 115 | 30 | Conf Load (Yosemite) | 313
40031 | ALCOA | NORTHWEST | 115 | 40 | Portland Area | 401
12114 | OJOCALI | NEW MEXICO | 115 | 10 | TSGT: North NM | 121
42634 | PACCAR | NORTHWEST | 115 | 40 | S.KING | 428
40023 | AHSAHKA# | NORTHWEST | 115 | 40 | Spokane Area Publics | 491
42657 | W.AUBURN | NORTHWEST | 115 | 40 | S.KING | 428
623141 | MONTANA ONE | MONTANA | 115 | 62 | COLSTRIP_MT | 628
31497 | NDAME J | PG AND E | 115 | 30 | Conf Load (N. Valley) | 303
12113 | OJOCALIT | NEW MEXICO | 115 | 10 | TSGT: North NM | 121
31498 | SYCAMORE | PG AND E | 115 | 30 | Conf Load (N. Valley) | 303
34150 | NEWHALL | PG AND E | 115 | 30 | Conf Load (Yosemite) | 313
31499 | NOTRDAME | PG AND E | 115 | 30 | Conf Load (N. Valley) | 303
12106 | DURAN | NEW MEXICO | 115 | 10 | TSGT: Central NM | 120
10498 | KINDRMOR | NEW MEXICO | 115 | 10 | PNM: Deming | 104
39180 | WILDWOOD1TP | PG AND E | 115 | 30 | Conf Load (Kern) | 315
31236 | FULTON | PG AND E | 115 | 30 | Conf Load (N. Coast) | 302
10023 | AVILA_T | NEW MEXICO | 115 | 10 | PNM: Sandoval | 103
10230 | NORTON_1 | NEW MEXICO | 115 | 10 | PNM: Santa Fe | 106
12105 | TORRANCE | NEW MEXICO | 115 | 10 | TSGT: Central NM | 120
42744 | BOE_PUY | NORTHWEST | 115 | 40 | PIERCEI | 431
12103 | ESTANCIA | NEW MEXICO | 115 | 10 | TSGT: Central NM | 120
19060 | ADAMSTAP | WAPA L.C. | 115 | 19 | WAPA-DSW | 191
31477 | FORBSTWN | PG AND E | 115 | 30 | Conf Load (N. Valley) | 303
34705 | WSCOPRSN | PG AND E | 115 | 30 | Conf Load (Kern) | 315
34715 | OGLE JCT | PG AND E | 115 | 30 | Conf Load (Kern) | 315
42467 | WOLDALE | NORTHWEST | 115 | 40 | KITTITAS | 436
31517 | WYANDJT3 | PG AND E | 115 | 30 | Conf Load (N. Valley) | 303
65675 | GOSHEN | PACE | 115 | 65 | ID BPA | 665
42462 | W.ISSAQU | NORTHWEST | 115 | 40 | N.KING | 426
42459 | TOTEM | NORTHWEST | 115 | 40 | N.KING | 426
34713 | OGLE TAP | PG AND E | 115 | 30 | Conf Load (Kern) | 315
42444 | RHILL TP | NORTHWEST | 115 | 40 | N.KING | 426
31950 | CORTINA | PG AND E | 115 | 30 | Conf Load (Sacramento) | 304
42763 | KNOBLEP | NORTHWEST | 115 | 40 | PIERCE | 430
42582 | BOE AERO | NORTHWEST | 115 | 40 | S.KINGI | 429
46215 | DANEBO | NORTHWEST | 115 | 40 | Eugene, OR | 480
46813 | OKANSUB | NORTHWEST | 115 | 40 | Central Washington | 403
38493 | ALMND115 | PG AND E | 115 | 30 | Conf Load (TID) | 324
46815 | WALLA C | NORTHWEST | 115 | 40 | Central Washington | 403
12096 | PYRTAP2 | NEW MEXICO | 115 | 10 | TSGT: Southern NM | 123
38440 | WEC115 | PG AND E | 115 | 30 | Conf Load (TID) | 324
42779 | SUMNER | NORTHWEST | 115 | 40 | PIERCE | 430
38434 | MARSHALL | PG AND E | 115 | 30 | Conf Load (TID) | 324
38430 | HILMAR | PG AND E | 115 | 30 | Conf Load (TID) | 324
38426 | PINEER | PG AND E | 115 | 30 | Conf Load (TID) | 324
38425 | DOLE | PG AND E | 115 | 30 | Conf Load (TID) | 324
40283 | GND_COULE_S1 | NORTHWEST | 115 | 40 | Central Washington | 403
42442 | RATTLE S | NORTHWEST | 115 | 40 | N.KING | 426
10198 | MARQUEZT | NEW MEXICO | 115 | 10 | PNM: Northwestern | 107
46747 | LYNCH-1 | NORTHWEST | 115 | 40 | Tacoma Power - General | 466
42787 | WOODLDSW | NORTHWEST | 115 | 40 | PIERCE | 430
38240 | HERSHEY | PG AND E | 115 | 30 | Conf Load (MID) | 323
24741 | MOGEN | SOCALIF | 115 | 24 | SCE Kramer/Inyokern/Coolwater | 953
38228 | SNTA CRZ | PG AND E | 115 | 30 | Conf Load (MID) | 323
10482 | MGLLUJAN | NEW MEXICO | 115 | 10 | PNM: Santa Fe | 106
46050 | NELSONRD | NORTHWEST | 115 | 40 | Grant County, WA | 482
46817 | ROCKIS21 | NORTHWEST | 115 | 40 | Central Washington | 403
38030 | LMPC-CTY | PG AND E | 115 | 30 | Conf Load (NCPA) | 328
12089 | WINGATE | NEW MEXICO | 115 | 10 | TSGT: Western NM | 122
40333 | DAVIS CR+ | NORTHWEST | 115 | 40 | Southern Oregon | 405
38024 | JENNY | PG AND E | 115 | 30 | Conf Load (NCPA) | 328
12087 | WILLARD | NEW MEXICO | 115 | 10 | TSGT: Central NM | 120
10481 | ZAFARANT | NEW MEXICO | 115 | 10 | PNM: Santa Fe | 106
37961 | BSNS P1 | PG AND E | 115 | 30 | Conf Load (Redding) | 329
623213 | NICHOLS MYE | MONTANA | 115 | 62 | COLSTRIP_MT | 628
31970 | WOODLD | PG AND E | 115 | 30 | Conf Load (Sacramento) | 304
37945 | STILLWAT | PG AND E | 115 | 30 | Conf Load (Redding) | 329
37934 | OREGON | PG AND E | 115 | 30 | Conf Load (Redding) | 329
42512 | TALBOT S | NORTHWEST | 115 | 40 | S.KING | 428
37931 | OASIS RD | PG AND E | 115 | 30 | Conf Load (Redding) | 329
37925 | GOODWAT | PG AND E | 115 | 30 | Conf Load (Redding) | 329
65307 | CASPER_TP | PACE | 115 | 65 | WY EAST | 679
37916 | COLLEGE V | PG AND E | 115 | 30 | Conf Load (Redding) | 329
37914 | CLEAR CR | PG AND E | 115 | 30 | Conf Load (Redding) | 329
37910 | CANBY | PG AND E | 115 | 30 | Conf Load (Redding) | 329
40347 | DEXTER# | NORTHWEST | 115 | 40 | Western Oregon | 402
37901 | AIRPORTW | PG AND E | 115 | 30 | Conf Load (Redding) | 329
37898 | LLNLU450 | PG AND E | 115 | 30 | Conf Load (Western) | 325
40367 | DWORSHAK | NORTHWEST | 115 | 40 | Southeast Washington | 407
42420 | MERCERIS | NORTHWEST | 115 | 40 | N.KING | 426
42411 | KITTITAS | NORTHWEST | 115 | 40 | KITTITAS | 436
31972 | ZAMORA | PG AND E | 115 | 30 | Conf Load (Sacramento) | 304
31246 | BELLVUE | PG AND E | 115 | 30 | Conf Load (N. Coast) | 302
45632 | QUILCEDA | NORTHWEST | 115 | 40 | Snohomish PUD | 468
67402 | KIRBY CR | PACE | 115 | 65 | WY NORTH | 650
37570 | FLANAGAN | PG AND E | 115 | 30 | Conf Load (Western) | 325
623760 | COLSTART12 T | MONTANA | 115 | 62 | COLSTRIP_MT | 628
31981 | HOWARDJCT1 | PG AND E | 115 | 30 | Conf Load (Sacramento) | 304
625023 | SHELBY T GEC | MONTANA | 115 | 62 | NOGF_MT | 625
45631 | E MARYS | NORTHWEST | 115 | 40 | Snohomish PUD | 468
42888 | TONOROCT | NORTHWEST | 115 | 40 | THURSTN | 432
11032 | MPS | EL PASO | 115 | 11 | EPE - Native Load | 110
42894 | FR.GROVE | NORTHWEST | 115 | 40 | THURSTN | 432
42896 | PL.GLADE | NORTHWEST | 115 | 40 | THURSTN | 432
31989 | BRKR SLG | PG AND E | 115 | 30 | Conf Load (Sacramento) | 304
11031 | BORDER | EL PASO | 115 | 11 | EPE - Native Load | 110
42458 | TOLT | NORTHWEST | 115 | 40 | N.KING | 426
12077 | SPRINGER | NEW MEXICO | 115 | 10 | TSGT: North NM | 121
31991 | BRKR TP | PG AND E | 115 | 30 | Conf Load (Sacramento) | 304
42902 | BREMERTN | NORTHWEST | 115 | 40 | KITSAP | 434
37504 | KES MP3 | PG AND E | 115 | 30 | Conf Load (Western) | 325
37502 | KES MP1 | PG AND E | 115 | 30 | Conf Load (Western) | 325
48469 | WILBURT | NORTHWEST | 115 | 40 | AVA: Big Bend | 445
48461 | WEST | NORTHWEST | 115 | 40 | AVA: Spokane | 447
48457 | WASHTUNA | NORTHWEST | 115 | 40 | AVA: Big Bend | 445
48449 | WAIKIKIT | NORTHWEST | 115 | 40 | AVA: Spokane | 447
48445 | VIOLA | NORTHWEST | 115 | 40 | AVA: Palouse | 446
37053 | HEDGE | PG AND E | 115 | 30 | Conf Load (SMUD) | 322
48429 | TENTHSTW | NORTHWEST | 115 | 40 | AVA: Lewiston/Clarkston | 444
48423 | SWEETWTR | NORTHWEST | 115 | 40 | AVA: Lewiston/Clarkston | 444
48419 | STRATFRD | NORTHWEST | 115 | 40 | AVA: Big Bend | 445
48397 | SPANGLE | NORTHWEST | 115 | 40 | AVA: Palouse | 446
48388 | SILVRLK2 | NORTHWEST | 115 | 40 | AVA: Spokane | 447
48394 | S_OTHELLOTAP | NORTHWEST | 115 | 40 | AVA: Big Bend | 445
48391 | SOTHELLO | NORTHWEST | 115 | 40 | AVA: Big Bend | 445
26054 | HSKLLCYN G | LADWP | 115 | 26 | LA BASIN | 281
48381 | SEVENTAP | NORTHWEST | 115 | 40 | AVA: Spokane | 447
48375 | ROXBORO | NORTHWEST | 115 | 40 | AVA: Big Bend | 445
48369 | ROSALIA | NORTHWEST | 115 | 40 | AVA: Palouse | 446
10221 | NO_BERN | NEW MEXICO | 115 | 10 | PNM: Sandoval | 103
48355 | RATHDRMW | NORTHWEST | 115 | 40 | AVA: Coeur D'Alene | 441
48339 | POSTSTRT | NORTHWEST | 115 | 40 | AVA: Spokane | 447
48341 | POTLAT A | NORTHWEST | 115 | 40 | AVA: Palouse | 446
48311 | OTIS | NORTHWEST | 115 | 40 | AVA: Spokane | 447
48313 | PALOUSE | NORTHWEST | 115 | 40 | AVA: Palouse | 446
48303 | OROFINO | NORTHWEST | 115 | 40 | AVA: Lewiston/Clarkston | 444
48305 | OSBURN | NORTHWEST | 115 | 40 | AVA: Coeur D'Alene | 441
48272 | NINTHCNT_S | NORTHWEST | 115 | 40 | AVA: Spokane | 447
48239 | MISSION | NORTHWEST | 115 | 40 | AVA: Coeur D'Alene | 441
48273 | NMOSCOW | NORTHWEST | 115 | 40 | AVA: Palouse | 446
48277 | NORTHEAS | NORTHWEST | 115 | 40 | AVA: Spokane | 447
48271 | NINTHCNT_N | NORTHWEST | 115 | 40 | AVA: Spokane | 447
48258 | NEWPORTT | NORTHWEST | 115 | 40 | AVA: Coeur D'Alene | 441
42330 | SNOQ SW | NORTHWEST | 115 | 40 | N.KING | 426
48247 | MOSCOW | NORTHWEST | 115 | 40 | AVA: Palouse | 446
48203 | LONGLAKT | NORTHWEST | 115 | 40 | AVA: Big Bend | 445
48233 | MILAN | NORTHWEST | 115 | 40 | AVA: Spokane | 447
48213 | LOON LK | NORTHWEST | 115 | 40 | AVA: Spokane | 447
48215 | LUCKY F | NORTHWEST | 115 | 40 | AVA: Coeur D'Alene | 441
48193 | LITTFALL | NORTHWEST | 115 | 40 | AVA: Big Bend | 445
48194 | LOCUST | NORTHWEST | 115 | 40 | AVA: Spokane | 447
48185 | LIBTYLK | NORTHWEST | 115 | 40 | AVA: Spokane | 447
48181 | LATAH | NORTHWEST | 115 | 40 | AVA: Palouse | 446
48163 | I.E.PAPR | NORTHWEST | 115 | 40 | AVA: Spokane | 447
48164 | INDTRAIL | NORTHWEST | 115 | 40 | AVA: Spokane | 447
48149 | HEADWORK | NORTHWEST | 115 | 40 | AVA: Big Bend | 445
48151 | LUCKYFTP | NORTHWEST | 115 | 40 | AVA: Coeur D'Alene | 441
48147 | HARRNGTN | NORTHWEST | 115 | 40 | AVA: Big Bend | 445
48142 | GREENACRES | NORTHWEST | 115 | 40 | AVA: Spokane | 447
48137 | GLENROSE | NORTHWEST | 115 | 40 | AVA: Spokane | 447
48132 | HAL&WHIT | NORTHWEST | 115 | 40 | AVA: Spokane | 447
48123 | FORD | NORTHWEST | 115 | 40 | AVA: Big Bend | 445
48119 | EGRANTAP | NORTHWEST | 115 | 40 | AVA: Lewiston/Clarkston | 444
48113 | DRYGULCH | NORTHWEST | 115 | 40 | AVA: Lewiston/Clarkston | 444
48105 | DEVILGPW | NORTHWEST | 115 | 40 | AVA: Big Bend | 445
20069 | CEC-115 | MEXICO-CFE | 115 | 20 | ZoneEN | 205
48101 | DEARY | NORTHWEST | 115 | 40 | AVA: Palouse | 446
48083 | COLV AVA | NORTHWEST | 115 | 40 | AVA: Big Bend | 445
48081 | COLLWALN | NORTHWEST | 115 | 40 | AVA: Spokane | 447
48057 | CAB GORG | NORTHWEST | 115 | 40 | AVA: Coeur D'Alene | 441
48075 | CLEARWATER_W | NORTHWEST | 115 | 40 | AVA: Lewiston/Clarkston | 444
48071 | CHEWELAH | NORTHWEST | 115 | 40 | AVA: Big Bend | 445
48065 | CABINETG | NORTHWEST | 115 | 40 | AVA: Coeur D'Alene | 441
48049 | BUNKRHIL | NORTHWEST | 115 | 40 | AVA: Coeur D'Alene | 441
48051 | BURKE | NORTHWEST | 115 | 40 | AVA: Coeur D'Alene | 441
48045 | BLUECRK | NORTHWEST | 115 | 40 | AVA: Coeur D'Alene | 441
48039 | BENTNAVA | NORTHWEST | 115 | 40 | AVA: Big Bend | 445
42184 | SUMMITPK | NORTHWEST | 115 | 40 | SKAGIT | 422
36217 | RIOBRVSLR2 | PG AND E | 115 | 30 | Conf Load (Kern) | 315
48019 | AVONDALE | NORTHWEST | 115 | 40 | AVA: Coeur D'Alene | 441
48013 | APPLEWAY | NORTHWEST | 115 | 40 | AVA: Coeur D'Alene | 441
25636 | RENWIND | SOCALIF | 115 | 24 | SCE Devers 115kV | 941
35930 | SLDAD 4M | PG AND E | 115 | 30 | Conf Load (Central Coast) | 319
47848 | HORNBUTE | NORTHWEST | 115 | 40 | Lower Columbia Basin | 404
35927 | DOLAN J1 | PG AND E | 115 | 30 | Conf Load (Central Coast) | 319
42157 | ANACORT | NORTHWEST | 115 | 40 | SKAGIT | 422
40933 | DOVER_NLI | NORTHWEST | 115 | 40 | Spokane Area, N Idaho, W Montana | 406
47813 | WHITE CK | NORTHWEST | 115 | 40 | Lower Columbia Basin | 404
10455 | VOLCANOT | NEW MEXICO | 115 | 10 | PNM: Albuquerque | 101
35919 | SOLEDAD | PG AND E | 115 | 30 | Conf Load (Central Coast) | 319
35916 | PRUNEDLE | PG AND E | 115 | 30 | Conf Load (Central Coast) | 319
47566 | SUNLAND# | NORTHWEST | 115 | 40 | Seattle Area, Olympic Peninsula | 400
47563 | OLYMPC C | NORTHWEST | 115 | 40 | Seattle Area, Olympic Peninsula | 400
47511 | MOAB | NORTHWEST | 115 | 40 | AVA: Spokane | 447
47560 | EVERGRNC# | NORTHWEST | 115 | 40 | Seattle Area, Olympic Peninsula | 400
47558 | DUN_JCT# | NORTHWEST | 115 | 40 | Seattle Area, Olympic Peninsula | 400
47555 | AGNEW+ | NORTHWEST | 115 | 40 | Seattle Area, Olympic Peninsula | 400
47531 | LOCHNER+ | NORTHWEST | 115 | 40 | Western Oregon | 402
47513 | WEST PLAINS | NORTHWEST | 115 | 40 | AVA: Spokane | 447
47529 | LAKGROV | NORTHWEST | 115 | 40 | Tacoma Power - Mutuals | 467
47525 | HAAKENSON+ | NORTHWEST | 115 | 40 | Tacoma Power - Mutuals | 467
42154 | AIR LIQP | NORTHWEST | 115 | 40 | SKAGITI | 423
33960 | MDSTO CN | PG AND E | 115 | 30 | Conf Load (Stanislaus) | 312
47501 | ARMSTRONG+ | NORTHWEST | 115 | 40 | AVA: Palouse | 446
47503 | CHAMBERS | NORTHWEST | 115 | 40 | AVA: Palouse | 446
35657 | CP LECEF | PG AND E | 115 | 30 | Conf Load (San Jose) | 318
35656 | PIERCY | PG AND E | 115 | 30 | Conf Load (San Jose) | 318
47437 | W KELSO | NORTHWEST | 115 | 40 | Cowlitz County, WA | 457
47438 | WWDLND | NORTHWEST | 115 | 40 | Cowlitz County, WA | 457
47430 | OLYTAP | NORTHWEST | 115 | 40 | Cowlitz County, WA | 457
47431 | PORT KAL | NORTHWEST | 115 | 40 | Cowlitz County, WA | 457
47424 | NWDLND | NORTHWEST | 115 | 40 | Cowlitz County, WA | 457
47425 | OLIVEWAY | NORTHWEST | 115 | 40 | Cowlitz County, WA | 457
47420 | MEEKER | NORTHWEST | 115 | 40 | Cowlitz County, WA | 457
42123 | UP BAKER | NORTHWEST | 115 | 40 | SKAGIT | 422
47418 | LEWISRVR | NORTHWEST | 115 | 40 | Cowlitz County, WA | 457
47413 | HANSENRD | NORTHWEST | 115 | 40 | Cowlitz County, WA | 457
17181 | SNYDHL-AZ | AEPCO | 115 | 17 | CAP | 179
47400 | BAKERSCRN | NORTHWEST | 115 | 40 | Cowlitz County, WA | 457
43143 | DELAWARE | NORTHWEST | 115 | 40 | Portland General - BES NODE | 452
35637 | IBM-CTLE | PG AND E | 115 | 30 | Conf Load (San Jose) | 318
70157 | DIVIDE | PSCOLORADO | 115 | 70 | ZoneRS | 704
47371 | SOUTHRDGE+ | NORTHWEST | 115 | 40 | Lower Columbia Basin | 404
47368 | BRASADA | NORTHWEST | 115 | 40 | Southern Oregon | 405
47362 | GRAZZINI+ | NORTHWEST | 115 | 40 | Tacoma Power - Mutuals | 467
42105 | MARCHPT | NORTHWEST | 115 | 40 | SKAGIT | 422
42089 | WOBURN | NORTHWEST | 115 | 40 | WHATCOM | 420
47330 | PATU# | NORTHWEST | 115 | 40 | Lower Columbia Basin | 404
47339 | OREGONST# | NORTHWEST | 115 | 40 | Lower Columbia Basin | 404
46140 | W_QUINCY | NORTHWEST | 115 | 40 | Grant County, WA | 482
47314 | 9CWIND | NORTHWEST | 115 | 40 | Lower Columbia Basin | 404
35622 | SWIFT | PG AND E | 115 | 30 | Conf Load (San Jose) | 318
34801 | KTL_SF_J1 | PG AND E | 115 | 30 | Conf Load (Kern) | 315
42086 | VIKING | NORTHWEST | 115 | 40 | WHATCOM | 420
47293 | DISCOVERY# | NORTHWEST | 115 | 40 | Seattle Area, Olympic Peninsula | 400
47288 | READ# | NORTHWEST | 115 | 40 | Portland Area | 401
35617 | FMC JCT | PG AND E | 115 | 30 | Conf Load (San Jose) | 318
47281 | DUTCH_CYN# | NORTHWEST | 115 | 40 | Portland Area | 401
47278 | LIBBYFEC | NORTHWEST | 115 | 40 | Western Montana | 486
47275 | FOSTERWELLS+ | NORTHWEST | 115 | 40 | Lower Columbia Basin | 404
47271 | SAND_HILL+ | NORTHWEST | 115 | 40 | Lower Columbia Basin | 404
42053 | BLAINTAP | NORTHWEST | 115 | 40 | WHATCOM | 420
47254 | USK SWTCHYD | NORTHWEST | 115 | 40 | AVA: Pend Oreille PUD | 448
47251 | TWISP | NORTHWEST | 115 | 40 | Central Washington | 403
42063 | ENTRPRIS | NORTHWEST | 115 | 40 | WHATCOM | 420
47243 | PIONEER | NORTHWEST | 115 | 40 | Clark County, WA | 456
47240 | SW50 | NORTHWEST | 115 | 40 | Clark County, WA | 456
47237 | SW119 | NORTHWEST | 115 | 40 | Clark County, WA | 456
47234 | SW100 | NORTHWEST | 115 | 40 | Clark County, WA | 456
46660 | GINKGO | NORTHWEST | 115 | 40 | Tacoma Power - General | 466
41259 | STEVENSON2# | NORTHWEST | 115 | 40 | Portland Area | 401
47225 | SIFT TP | NORTHWEST | 115 | 40 | Clark County, WA | 456
47221 | SARA | NORTHWEST | 115 | 40 | Clark County, WA | 456
47214 | RUNYAN | NORTHWEST | 115 | 40 | Clark County, WA | 456
47207 | PACIF WY | NORTHWEST | 115 | 40 | Cowlitz County, WA | 457
47200 | NESTUCCA# | NORTHWEST | 115 | 40 | Portland Area | 401
47186 | MANOR | NORTHWEST | 115 | 40 | Clark County, WA | 456
47171 | HZLDL CC | NORTHWEST | 115 | 40 | Clark County, WA | 456
47168 | HEYE MYR | NORTHWEST | 115 | 40 | Clark County, WA | 456
47165 | HANLY R1 | NORTHWEST | 115 | 40 | Southern Oregon | 405
47160 | FIELDS_SS | NORTHWEST | 115 | 40 | Southern Oregon | 405
47150 | ELMGRN | NORTHWEST | 115 | 40 | Clark County, WA | 456
47146 | CRANE_HEC | NORTHWEST | 115 | 40 | Southern Oregon | 405
47137 | CHESHIRE+ | NORTHWEST | 115 | 40 | Western Oregon | 402
47133 | CASCD PK | NORTHWEST | 115 | 40 | Clark County, WA | 456
47127 | BRAYS LD | NORTHWEST | 115 | 40 | Central Washington | 403
47123 | BIGPASCO+ | NORTHWEST | 115 | 40 | Lower Columbia Basin | 404
47120 | BABERTN | NORTHWEST | 115 | 40 | Clark County, WA | 456
47116 | ARCHERCC | NORTHWEST | 115 | 40 | Clark County, WA | 456
47110 | 4TH PLAIN | NORTHWEST | 115 | 40 | Clark County, WA | 456
47099 | WELLS | NORTHWEST | 115 | 40 | Central Washington | 403
47092 | DIAMONDLAKE | NORTHWEST | 115 | 40 | AVA: Pend Oreille PUD | 448
47089 | TERRY T | NORTHWEST | 115 | 40 | Central Washington | 403
47083 | SEUFERT+ | NORTHWEST | 115 | 40 | Lower Columbia Basin | 404
47079 | ENRPRISE | NORTHWEST | 115 | 40 | Clark County, WA | 456
47074 | SHANO | NORTHWEST | 115 | 40 | Lower Columbia Basin | 404
47071 | PALISADS | NORTHWEST | 115 | 40 | Central Washington | 403
47066 | PARKVIEW+ | NORTHWEST | 115 | 40 | Western Oregon | 402
47063 | LAURA | NORTHWEST | 115 | 40 | Western Oregon | 402
47057 | JASPER | NORTHWEST | 115 | 40 | Western Oregon | 402
47054 | HEISSON | NORTHWEST | 115 | 40 | Clark County, WA | 456
41260 | SULLIVAN+ | NORTHWEST | 115 | 40 | Spokane Area, N Idaho, W Montana | 406
47045 | GATEWAY# | NORTHWEST | 115 | 40 | Western Oregon | 402
34375 | RIOBRVOFSNOJ | PG AND E | 115 | 30 | Conf Load (Fresno) | 314
10094 | EB-HW | NEW MEXICO | 115 | 10 | PNM: Albuquerque | 101
70251 | LAKEWOD1 | PSCOLORADO | 115 | 70 | ZoneRD | 700
70253 | LAMAR_CO | PSCOLORADO | 115 | 70 | ZoneWP | 712
24791 | TAP710 | SOCALIF | 115 | 24 | SCE Kramer/Inyokern/Coolwater | 953
12002 | ALAMOGPG | NEW MEXICO | 115 | 10 | TSGT: Southern NM | 123
47019 | CHEIGHTS+ | NORTHWEST | 115 | 40 | Lower Columbia Basin | 404
46236 | HOLDEN_CRK | NORTHWEST | 115 | 40 | Eugene, OR | 480
43311 | MCLGHLNB | NORTHWEST | 115 | 40 | Portland General - BES S/S | 451
70272 | LUDLOTAP | PSCOLORADO | 115 | 70 | ZoneRS | 704
46231 | HILYARD | NORTHWEST | 115 | 40 | Eugene, OR | 480
46973 | TYEETP | NORTHWEST | 115 | 40 | Tacoma Power - General | 466
46971 | MCNEIL | NORTHWEST | 115 | 40 | Tacoma Power - General | 466
46969 | WAPATOTA | NORTHWEST | 115 | 40 | Tacoma Power - General | 466
41319 | ALKALI | NORTHWEST | 115 | 40 | Lower Columbia Basin | 404
629026 | THOMPSNFALLS | MONTANA | 115 | 62 | MISSOULA_MT | 629
46924 | GIGHBR-1 | NORTHWEST | 115 | 40 | Tacoma Power - General | 466
17003 | AVRA | AEPCO | 115 | 17 | AEPCO: Trico | 171
34381 | KRCDP | PG AND E | 115 | 30 | Conf Load (Fresno) | 314
24774 | DUNNSIDE | SOCALIF | 115 | 24 | SCE Kramer/Inyokern/Coolwater | 953
46863 | CHLNDIST | NORTHWEST | 115 | 40 | Central Washington | 403
34382 | WAHTOKE | PG AND E | 115 | 30 | Conf Load (Fresno) | 314
24772 | SHERWIN | SOCALIF | 115 | 24 | SCE Control | 952
73092 | JACINTO | WAPA R.M. | 115 | 73 | ZoneWN | 756
46862 | ANDYORKE | NORTHWEST | 115 | 40 | Central Washington | 403
15125 | SILVERK2 | SRP | 115 | 15 | SRP EMA 115kV | 1506
19221 | NOGALES | WAPA L.C. | 115 | 19 | WAPA-DSW | 191
70298 | NORTH_PS | PSCOLORADO | 115 | 70 | ZoneRD | 700
73128 | MAY | WAPA R.M. | 115 | 73 | ZoneEW | 753
45163 | KNAPPA | NORTHWEST | 115 | 40 | PAC:CLTP | 411
41229 | LOOKOUTN | NORTHWEST | 115 | 40 | Western Oregon | 402
42230 | PORTER | NORTHWEST | 115 | 40 | ISLANDI | 425
70342 | QUAKERTP | PSCOLORADO | 115 | 70 | ZoneRD | 700
46663 | SOUTHWEST_B | NORTHWEST | 115 | 40 | Tacoma Power - General | 466
42006 | ARCO S | NORTHWEST | 115 | 40 | WHATCOMI | 421
73155 | POLEHILL | WAPA R.M. | 115 | 73 | ZoneFH | 754
34775 | RENFRJCT | PG AND E | 115 | 30 | Conf Load (Kern) | 315
46951 | LYNCH-T | NORTHWEST | 115 | 40 | Tacoma Power - General | 466
40932 | SANDFLAT+ | NORTHWEST | 115 | 40 | Central Washington | 403
73175 | SANDHILL | WAPA R.M. | 115 | 73 | ZoneEC | 752
300103 | KERNRDGE_S17 | PG AND E | 115 | 30 | Conf Load (Kern) | 315
34777 | FELLOWSG | PG AND E | 115 | 30 | Conf Load (Kern) | 315
46961 | LINDETA | NORTHWEST | 115 | 40 | Tacoma Power - General | 466
72783 | CORTZPIP | WAPA R.M. | 115 | 73 | Zone69 | 791
73178 | SENTINEL | WAPA R.M. | 115 | 73 | ZoneEW | 753
47028 | DISCV_NW# | NORTHWEST | 115 | 40 | Lower Columbia Basin | 404
41210 | HAGEN_2# | NORTHWEST | 115 | 40 | Portland Area | 401
34776 | TAFT | PG AND E | 115 | 30 | Conf Load (Kern) | 315
46968 | RSVLT | NORTHWEST | 115 | 40 | Tacoma Power - General | 466
46967 | UNIONTA | NORTHWEST | 115 | 40 | Tacoma Power - General | 466
73206 | VERNONTP | WAPA R.M. | 115 | 73 | ZoneEC | 752
73210 | WAUNETA | WAPA R.M. | 115 | 73 | ZoneEC | 752
24778 | MTN PASS | SOCALIF | 115 | 24 | SCE Kramer/Inyokern/Coolwater | 953
41211 | HIDEAWAY+ | NORTHWEST | 115 | 40 | Western Oregon | 402
20067 | PCH-115 | MEXICO-CFE | 115 | 20 | ZoneEN | 205
404932 | H2F_2 | NORTHWEST | 115 | 40 | Lower Columbia Basin | 404
73223 | WRAY | WAPA R.M. | 115 | 73 | ZoneEC | 752
44531 | KENNEDY | NORTHWEST | 115 | 40 | PAC:PTLD | 489
73234 | JIMRDYTP | WAPA R.M. | 115 | 73 | ZoneBH | 750
73235 | MASONVIL | WAPA R.M. | 115 | 73 | ZoneFH | 754
41190 | BOX_CANYON# | NORTHWEST | 115 | 40 | AVA: Pend Oreille PUD | 448
34408 | BARTON | PG AND E | 115 | 30 | Conf Load (Fresno) | 314
41137 | WARREN+ | NORTHWEST | 115 | 40 | Portland Area | 401
43372 | LKHARIET | NORTHWEST | 115 | 40 | Portland General - Generation | 450
73304 | CRETESWT | WAPA R.M. | 115 | 73 | ZoneEC | 752
11212 | PATRIOT | EL PASO | 115 | 11 | EPE - Native Load | 110
41167 | BROTHERS+ | NORTHWEST | 115 | 40 | Southern Oregon | 405
42072 | MCKENZE | NORTHWEST | 115 | 40 | WHATCOM | 420
407730 | N_PASCO+ | NORTHWEST | 115 | 40 | Lower Columbia Basin | 404
45681 | HARTFORD | NORTHWEST | 115 | 40 | Snohomish PUD | 468
24764 | TAP704 | SOCALIF | 115 | 24 | SCE Control | 952
45845 | FLORAL H T1 | NORTHWEST | 115 | 40 | Snohomish PUD | 468
42427 | N.BOTHEL | NORTHWEST | 115 | 40 | N.KING | 426
42076 | OLYMOBIL | NORTHWEST | 115 | 40 | WHATCOMI | 421
46947 | ELKPLN-T | NORTHWEST | 115 | 40 | Tacoma Power - General | 466
41147 | WHITE_BLF_1 | NORTHWEST | 115 | 40 | Lower Columbia Basin | 404
42083 | SLATER | NORTHWEST | 115 | 40 | WHATCOM | 420
46883 | UNIONVLY | NORTHWEST | 115 | 40 | Central Washington | 403
46875 | PESHASTI | NORTHWEST | 115 | 40 | Central Washington | 403
45847 | GLENWD T | NORTHWEST | 115 | 40 | Snohomish PUD | 468
406250 | DAN_LANE_CIO | NORTHWEST | 115 | 40 | Western Oregon | 402
24761 | TAP701 | SOCALIF | 115 | 24 | SCE Kramer/Inyokern/Coolwater | 953
41132 | DAYTON# | NORTHWEST | 115 | 40 | Southeast Washington | 407
34749 | TPMNTP1 | PG AND E | 115 | 30 | Conf Load (Kern) | 315
42092 | OLD TOWN | NORTHWEST | 115 | 40 | WHATCOM | 420
19203 | BRAWLEY | WAPA L.C. | 115 | 19 | WAPA-DSW | 191
41116 | 16TH_AVE+ | NORTHWEST | 115 | 40 | Spokane Area, N Idaho, W Montana | 406
41115 | VERA | NORTHWEST | 115 | 40 | Spokane Area, N Idaho, W Montana | 406
70322 | PLAINVW | PSCOLORADO | 115 | 70 | ZoneRD | 700
46866 | ENTIAT | NORTHWEST | 115 | 40 | Central Washington | 403
42172 | PADILLA | NORTHWEST | 115 | 40 | SKAGITI | 423
70328 | PORTAL | PSCOLORADO | 115 | 70 | ZoneRM | 709
41119 | VISTA+ | NORTHWEST | 115 | 40 | Lower Columbia Basin | 404
43357 | NEWBERG | NORTHWEST | 115 | 40 | Portland General - BES S/S | 451
34391 | QUEBECTP | PG AND E | 115 | 30 | Conf Load (Fresno) | 314
34103 | CHWCGNJT | PG AND E | 115 | 30 | Conf Load (Yosemite) | 313
34737 | ATWELL_ISL | PG AND E | 115 | 30 | Conf Load (Kern) | 315
34738 | BOLTHSE | PG AND E | 115 | 30 | Conf Load (Kern) | 315
34384 | SESWTF | PG AND E | 115 | 30 | Conf Load (Fresno) | 314
46292 | MCKENZEW | NORTHWEST | 115 | 40 | Eugene, OR | 480
405473 | COLMBA_CRST+ | NORTHWEST | 115 | 40 | Lower Columbia Basin | 404
629036 | TFALLS CITY | MONTANA | 115 | 62 | MISSOULA_MT | 629
42108 | BAKER SW | NORTHWEST | 115 | 40 | SKAGIT | 422
10199 | MEJIA | NEW MEXICO | 115 | 10 | PNM: Santa Fe | 106
46872 | MILLER C | NORTHWEST | 115 | 40 | Central Washington | 403
46798 | MASHEL-T | NORTHWEST | 115 | 40 | Tacoma Power - General | 466
46795 | MILWAUKE | NORTHWEST | 115 | 40 | Tacoma Power - General | 466
70381 | SEDALIA | PSCOLORADO | 115 | 70 | ZoneRS | 704
33959 | TCHRT_T2 | PG AND E | 115 | 30 | Conf Load (Stockton) | 311
70384 | SHERIDAN | PSCOLORADO | 115 | 70 | ZoneRD | 700
42106 | MARCHPTN | NORTHWEST | 115 | 40 | SKAGIT | 422
40931 | SANDPOINT | NORTHWEST | 115 | 40 | Spokane Area, N Idaho, W Montana | 406
45749 | PERRINV T | NORTHWEST | 115 | 40 | Snohomish PUD | 468
43443 | RAMAPO | NORTHWEST | 115 | 40 | Portland General - BES NODE | 452
34721 | RASMSNTP | PG AND E | 115 | 30 | Conf Load (Kern) | 315
46771 | SURPRSE_LAKE | NORTHWEST | 115 | 40 | Tacoma Power - Mutuals | 467
41087 | TREGO | NORTHWEST | 115 | 40 | Western Montana | 486
70400 | SODALAKE | PSCOLORADO | 115 | 70 | ZoneRD | 700
64228 | SUMMIT 1 | SIERRA | 115 | 64 | SPP-North Tahoe | 647
70402 | SOUTH_2 | PSCOLORADO | 115 | 70 | ZoneRD | 700
33958 | INGREDIONJCT | PG AND E | 115 | 30 | Conf Load (Stockton) | 311
24723 | CONTROL | SOCALIF | 115 | 24 | SCE Control | 952
46223 | HAWKINS | NORTHWEST | 115 | 40 | Eugene, OR | 480
70418 | SUMMIT1 | PSCOLORADO | 115 | 70 | ZoneRM | 709
46807 | MCKENZIN | NORTHWEST | 115 | 40 | Central Washington | 403
70416 | STRASBRG_CR | PSCOLORADO | 115 | 70 | ZoneRD | 700
45707 | LYNNWOOD T | NORTHWEST | 115 | 40 | Snohomish PUD | 468
40915 | SACJWA# | NORTHWEST | 115 | 40 | Lower Columbia Basin | 404
629031 | TAFT AUTO | MONTANA | 115 | 62 | MISSOULA_MT | 629
46742 | LIDFRDTP | NORTHWEST | 115 | 40 | Tacoma Power - General | 466
46127 | WHITE TR | NORTHWEST | 115 | 40 | Grant County, WA | 482
43473 | ROCKCRTAP | NORTHWEST | 115 | 40 | Portland General - BES NODE | 452
70452 | VILAS | PSCOLORADO | 115 | 70 | ZoneWP | 712
34704 | SEMITROPIC_D | PG AND E | 115 | 30 | Conf Load (Kern) | 315
408192 | PRIOR_2+ | NORTHWEST | 115 | 40 | Lower Columbia Basin | 404
46721 | HAKNSN-2 | NORTHWEST | 115 | 40 | Tacoma Power - General | 466
43484 | RUBY | NORTHWEST | 115 | 40 | Portland General - BES S/S | 451
34700 | SMYRNA | PG AND E | 115 | 30 | Conf Load (Kern) | 315
45751 | PICNIC PT | NORTHWEST | 115 | 40 | Snohomish PUD | 468
32549 | SILVRDJ2 | PG AND E | 115 | 30 | Conf Load (N. Coast) | 302
40919 | SAGEHILL# | NORTHWEST | 115 | 40 | Lower Columbia Basin | 404
24651 | COLOSEM1 | SOCALIF | 115 | 24 | SCE Ivanpah | 957
10930 | HLWR_1 | NEW MEXICO | 115 | 10 | PNM: EHV and Gen | 100
42226 | MAXWELTN | NORTHWEST | 115 | 40 | ISLAND | 424
42231 | SWANTOWN | NORTHWEST | 115 | 40 | ISLAND | 424
11316 | OTERO | EL PASO | 115 | 11 | EPE - Native Load | 110
34358 | KERCKHOFFPH2 | PG AND E | 115 | 30 | Conf Load (Fresno) | 314
46698 | ELBE-T | NORTHWEST | 115 | 40 | Tacoma Power - General | 466
34439 | GRDNGLS2EB | PG AND E | 115 | 30 | Conf Load (Fresno) | 314
70522 | ROXBOROU_CR | PSCOLORADO | 115 | 70 | ZoneRS | 704
42224 | FABER | NORTHWEST | 115 | 40 | ISLAND | 424
79631 | H-H | WAPA R.M. | 115 | 73 | FEUS | 793
40906 | RUPPERT_RD+ | NORTHWEST | 115 | 40 | Lower Columbia Basin | 404
24607 | ROADWAY | SOCALIF | 115 | 24 | SCE Victor | 954
10265 | REEVES_1 | NEW MEXICO | 115 | 10 | PNM: Albuquerque | 101
31484 | HONCUT | PG AND E | 115 | 30 | Conf Load (N. Valley) | 303
46681 | CUSHMN21 | NORTHWEST | 115 | 40 | Tacoma Power - General | 466
46679 | BRDGPRT | NORTHWEST | 115 | 40 | Tacoma Power - General | 466
10151 | JEFFRSNT | NEW MEXICO | 115 | 10 | PNM: Albuquerque | 101
401031 | IRRIGRO+ | NORTHWEST | 115 | 40 | Lower Columbia Basin | 404
41033 | STEVENS_DR2 | NORTHWEST | 115 | 40 | Lower Columbia Basin | 404
42189 | WILSON P | NORTHWEST | 115 | 40 | SKAGIT | 422
40887 | RINGOLD+ | NORTHWEST | 115 | 40 | Lower Columbia Basin | 404
408193 | PRIOR_3+ | NORTHWEST | 115 | 40 | Lower Columbia Basin | 404
40885 | RICHLAND | NORTHWEST | 115 | 40 | Lower Columbia Basin | 404
40879 | REPUBLIC | NORTHWEST | 115 | 40 | Spokane Area, N Idaho, W Montana | 406
45540 | YUNGSBAY | NORTHWEST | 115 | 40 | PAC:CLTP | 411
78662 | DRAKE S | PSCOLORADO | 115 | 70 | CSU | 785
10367 | WESMECOT | NEW MEXICO | 115 | 10 | PNM: Albuquerque | 101
33948 | RVRBK J2 | PG AND E | 115 | 30 | Conf Load (Stanislaus) | 312
31504 | TBLE MTN | PG AND E | 115 | 30 | Conf Load (N. Valley) | 303
45320 | MARYSRVR | NORTHWEST | 115 | 40 | PAC:WLMT | 472
20241 | PNM-115 | MEXICO-CFE | 115 | 20 | ZoneTJ | 203
40874 | RDMND_W | NORTHWEST | 115 | 40 | Southern Oregon | 405
45635 | ESPERANCE | NORTHWEST | 115 | 40 | Snohomish PUD | 468
42309 | MOUNT SI | NORTHWEST | 115 | 40 | N.KING | 426
46694 | CROFT | NORTHWEST | 115 | 40 | Tacoma Power - General | 466
40861 | RADAR_PUMPS# | NORTHWEST | 115 | 40 | Lower Columbia Basin | 404
42311 | STILWTRP | NORTHWEST | 115 | 40 | N.KING | 426
42310 | COTAGEBR | NORTHWEST | 115 | 40 | N.KING | 426
45755 | PK RIDGE | NORTHWEST | 115 | 40 | Snohomish PUD | 468
10906 | REDMESA | NEW MEXICO | 115 | 10 | PNM: EHV and Gen | 100
42316 | CLE ELUM | NORTHWEST | 115 | 40 | KITTITAS | 436
40835 | POMEROY+ | NORTHWEST | 115 | 40 | Southeast Washington | 407
46696 | CUSTERTP | NORTHWEST | 115 | 40 | Tacoma Power - General | 466
71023 | PUEBLO_W | PSCOLORADO | 115 | 70 | ZoneWP | 712
42323 | SAMMSH E | NORTHWEST | 115 | 40 | N.KING | 426
40831 | PISTOL_RVR# | NORTHWEST | 115 | 40 | Western Oregon | 402
409210 | GRNDROND152# | NORTHWEST | 115 | 40 | Portland General - BES S/S | 451
40823 | PE_ELL# | NORTHWEST | 115 | 40 | Seattle Area, Olympic Peninsula | 400
45711 | MARTHA LK | NORTHWEST | 115 | 40 | Snohomish PUD | 468
34109 | CHWCGN | PG AND E | 115 | 30 | Conf Load (Yosemite) | 313
34441 | HANFORDPP | PG AND E | 115 | 30 | Conf Load (Fresno) | 314
46695 | CURTIS | NORTHWEST | 115 | 40 | Tacoma Power - Mutuals | 467
40805 | OREGON_CITY | NORTHWEST | 115 | 40 | Portland Area | 401
46117 | WARDEN T | NORTHWEST | 115 | 40 | Grant County, WA | 482
409211 | GRNDROND126# | NORTHWEST | 115 | 40 | Portland General - BES S/S | 451
42350 | TOLT RIV | NORTHWEST | 115 | 40 | PSEOTHER | 439
45789 | SULTAN | NORTHWEST | 115 | 40 | Snohomish PUD | 468
40790 | OLYMPIA W | NORTHWEST | 115 | 40 | Seattle Area, Olympic Peninsula | 400
40789 | OKANOGAN | NORTHWEST | 115 | 40 | Central Washington | 403
40777 | NESPELEM# | NORTHWEST | 115 | 40 | Central Washington | 403
999902 | TRISJB11 | PG AND E | 115 | 30 | Conf Load (San Jose) | 318
40783 | NORWAY+ | NORTHWEST | 115 | 40 | Western Oregon | 402
15126 | SILVERT1 | SRP | 115 | 15 | SRP EMA 115kV | 1506
45624 | CLEARVIEW T2 | NORTHWEST | 115 | 40 | Snohomish PUD | 468
33922 | R.TRACK | PG AND E | 115 | 30 | Conf Load (Stanislaus) | 312
45621 | CASCADE | NORTHWEST | 115 | 40 | Snohomish PUD | 468
10365 | WESMECO | NEW MEXICO | 115 | 10 | PNM: Albuquerque | 101
45710 | KEELERS | NORTHWEST | 115 | 40 | Snohomish PUD | 468
33918 | SPISONORA | PG AND E | 115 | 30 | Conf Load (Stanislaus) | 312
42382 | AVONDAL | NORTHWEST | 115 | 40 | N.KING | 426
42383 | SAMNOVTP | NORTHWEST | 115 | 40 | N.KING | 426
40761 | MT_VERNON | NORTHWEST | 115 | 40 | Western Oregon | 402
10295 | SANDIA_1 | NEW MEXICO | 115 | 10 | PNM: Albuquerque | 101
10065 | CHURCHRT | NEW MEXICO | 115 | 10 | PNM: Northwestern | 107
34438 | HRNTASLR | PG AND E | 115 | 30 | Conf Load (Fresno) | 314
40743 | MOHLER | NORTHWEST | 115 | 40 | Portland Area | 401
15114 | MIAMI | SRP | 115 | 15 | SRP EMA 115kV | 1506
45607 | BOEING | NORTHWEST | 115 | 40 | Snohomish PUD | 468
45604 | CEDAR VALLEY | NORTHWEST | 115 | 40 | Snohomish PUD | 468
45601 | ALDERWOOD | NORTHWEST | 115 | 40 | Snohomish PUD | 468
34754 | TEVIS | PG AND E | 115 | 30 | Conf Load (Kern) | 315
33908 | SANDBAR | PG AND E | 115 | 30 | Conf Load (Stanislaus) | 312
33571 | TESLAMTR | PG AND E | 115 | 30 | Conf Load (Stockton) | 311
42151 | N.POINTW | NORTHWEST | 115 | 40 | SKAGIT | 422
33906 | SPRNG GP | PG AND E | 115 | 30 | Conf Load (Stanislaus) | 312
46945 | FRDRKSNT | NORTHWEST | 115 | 40 | Tacoma Power - General | 466
40729 | MESA+ | NORTHWEST | 115 | 40 | Lower Columbia Basin | 404
64208 | DAVY_TWN+ | SIERRA | 115 | 64 | NON-SPP GEN | 643
45499 | SUTHRLIN | NORTHWEST | 115 | 40 | PAC:ROSE | 471
999899 | EVRMTC21 | PG AND E | 115 | 30 | Conf Load (San Jose) | 318
33902 | BRDSLY J | PG AND E | 115 | 30 | Conf Load (Stanislaus) | 312
45737 | NORTON | NORTHWEST | 115 | 40 | Snohomish PUD | 468
45498 | SULPHR P | NORTHWEST | 115 | 40 | PAC:YKMA | 477
33596 | CARBONAJCT | PG AND E | 115 | 30 | Conf Load (Stockton) | 311
33590 | KYOHOTAP | PG AND E | 115 | 30 | Conf Load (Stockton) | 311
45496 | STEVENRD | NORTHWEST | 115 | 40 | PAC:MDFD | 470
45489 | SODASPGS | NORTHWEST | 115 | 40 | PAC:ROSE | 471
10003 | RATTLESNKPNM | NEW MEXICO | 115 | 10 | PNM: Belen | 102
45487 | SLIDECRK | NORTHWEST | 115 | 40 | PAC:ROSE | 471
45465 | RIDDLEVN | NORTHWEST | 115 | 40 | PAC:ROSE | 471
33582 | SLT SPRG | PG AND E | 115 | 30 | Conf Load (Stockton) | 311
45473 | S DUNES | NORTHWEST | 115 | 40 | PAC:CBAY | 473
45469 | ROSEBURG | NORTHWEST | 115 | 40 | PAC:ROSE | 471
45467 | ROBRTCRK | NORTHWEST | 115 | 40 | PAC:ROSE | 471
10323 | SP-83 | NEW MEXICO | 115 | 10 | PNM: Albuquerque | 101
46296 | ENIDRD | NORTHWEST | 115 | 40 | Eugene, OR | 480
45443 | NEHAMLEM | NORTHWEST | 115 | 40 | Portland Area | 401
45442 | NEHAL TP | NORTHWEST | 115 | 40 | PAC:CLTP | 411
10363 | WAYNE 1 | NEW MEXICO | 115 | 10 | PNM: Albuquerque | 101
45425 | WHITESWN | NORTHWEST | 115 | 40 | PAC:YKMA | 477
32228 | PLACER | PG AND E | 115 | 30 | Conf Load (Sierra) | 305
45424 | VOELKER | NORTHWEST | 115 | 40 | PAC:YKMA | 477
32230 | HORSESHE | PG AND E | 115 | 30 | Conf Load (Sierra) | 305
32231 | HORSHE2 | PG AND E | 115 | 30 | Conf Load (Sierra) | 305
401330 | SAM_BON_JMP | NORTHWEST | 115 | 40 | Spokane Area, N Idaho, W Montana | 406
32233 | NEWCSTL1 | PG AND E | 115 | 30 | Conf Load (Sierra) | 305
45392 | GASQUET | NORTHWEST | 115 | 40 | PAC:CRES | 479
45399 | HZLDLPPL | NORTHWEST | 115 | 40 | Clark County, WA | 456
15109 | HORSMESA | SRP | 115 | 15 | SRP EMA 115kV | 1506
32237 | FLINT | PG AND E | 115 | 30 | Conf Load (Sierra) | 305
45387 | DEVIL LK | NORTHWEST | 115 | 40 | PAC:LNCT | 418
45390 | F.VALLEY | NORTHWEST | 115 | 40 | Clark County, WA | 456
45389 | EASY VLY | NORTHWEST | 115 | 40 | PAC:GRPS | 481
32244 | BRNSWCKP | PG AND E | 115 | 30 | Conf Load (Sierra) | 305
33565 | CMNCHETP | PG AND E | 115 | 30 | Conf Load (Stockton) | 311
45367 | OAKLAND | NORTHWEST | 115 | 40 | PAC:ROSE | 471
33564 | LOCKFORD | PG AND E | 115 | 30 | Conf Load (Stockton) | 311
45371 | AGNESS | NORTHWEST | 115 | 40 | PAC:GRPS | 481
10155 | PROSPER | NEW MEXICO | 115 | 10 | PNM: Albuquerque | 101
33561 | BLLTAJCT | PG AND E | 115 | 30 | Conf Load (Stockton) | 311
33558 | LCKFRDJB | PG AND E | 115 | 30 | Conf Load (Stockton) | 311
45360 | MYRTLEPT | NORTHWEST | 115 | 40 | PAC:CBAY | 473
45343 | WHITECTY | NORTHWEST | 115 | 40 | PAC:MDFD | 470
32260 | MIZOU_T2 | PG AND E | 115 | 30 | Conf Load (Sierra) | 305
15107 | GOLDFELD | SRP | 115 | 15 | SRP EMA 115kV | 1506
45345 | WILEY | NORTHWEST | 115 | 40 | PAC:YKMA | 477
45339 | WENAS | NORTHWEST | 115 | 40 | PAC:YKMA | 477
11097 | MAR | EL PASO | 115 | 11 | EPE - Native Load | 110
33555 | STKTON A | PG AND E | 115 | 30 | Conf Load (Stockton) | 311
32267 | DIMOND_1 | PG AND E | 115 | 30 | Conf Load (Sierra) | 305
10296 | SANDIA_2 | NEW MEXICO | 115 | 10 | PNM: Albuquerque | 101
34759 | ATWELLW | PG AND E | 115 | 30 | Conf Load (Kern) | 315
15106 | FRAZIER | SRP | 115 | 15 | SRP EMA 115kV | 1506
33553 | STKTON B | PG AND E | 115 | 30 | Conf Load (Stockton) | 311
32280 | E.MRY J2 | PG AND E | 115 | 30 | Conf Load (Sierra) | 305
46611 | 21_WASTP | NORTHWEST | 115 | 40 | Tacoma Power - General | 466
400150 | ADAIR | NORTHWEST | 115 | 40 | Portland Area | 401
47035 | E KELSO | NORTHWEST | 115 | 40 | Cowlitz County, WA | 457
33551 | GWFTRACY | PG AND E | 115 | 30 | Conf Load (Stockton) | 311
364523 | CALTRAINSSJ | PG AND E | 115 | 30 | Conf Load (San Jose) | 318
45315 | UNIONGAP | NORTHWEST | 115 | 40 | PAC:YKMA | 477
79636 | LAPLATA | WAPA R.M. | 115 | 73 | FEUS | 793
45305 | HEMLCKTP | NORTHWEST | 115 | 40 | PAC:PTLD | 489
79664 | COTTONWOOD | WAPA R.M. | 115 | 73 | FEUS | 793
32408 | PLSNT GR | PG AND E | 115 | 30 | Conf Load (Sierra) | 305
33547 | AEC_300 | PG AND E | 115 | 30 | Conf Load (Stockton) | 311
79659 | VISTA FEUS | WAPA R.M. | 115 | 73 | FEUS | 793
79661 | WESTFORK | WAPA R.M. | 115 | 73 | FEUS | 793
79643 | NAVAJO | WAPA R.M. | 115 | 73 | FEUS | 793
79644 | PINE RIVER | WAPA R.M. | 115 | 73 | FEUS | 793
11105 | MONTOYA | EL PASO | 115 | 11 | EPE - Native Load | 110
10329 | STATEPEN | NEW MEXICO | 115 | 10 | PNM: Santa Fe | 106
79635 | LAKEVIEW | WAPA R.M. | 115 | 73 | FEUS | 793
79633 | HOODMESA | WAPA R.M. | 115 | 73 | FEUS | 793
79628 | GLADE | WAPA R.M. | 115 | 73 | FEUS | 793
79623 | FRUITAP | WAPA R.M. | 115 | 73 | FEUS | 793
79619 | ENRON | WAPA R.M. | 115 | 73 | FEUS | 793
79618 | DWIGHT AR | WAPA R.M. | 115 | 73 | FEUS | 793
46888 | WINTON | NORTHWEST | 115 | 40 | Central Washington | 403
79609 | BERGIN | WAPA R.M. | 115 | 73 | FEUS | 793
45263 | RDMNDPPL | NORTHWEST | 115 | 40 | PAC:C.OR | 474
32574 | SAN RAFL | PG AND E | 115 | 30 | Conf Load (North Bay) | 306
401030 | BERRIAN+ | NORTHWEST | 115 | 40 | Lower Columbia Basin | 404
11195 | LEASBURG | EL PASO | 115 | 11 | EPE - Native Load | 110
79257 | AMES | WAPA R.M. | 115 | 73 | ZoneR4 | 790
79260 | ELPASOTP | WAPA R.M. | 115 | 73 | Zone69 | 791
365601 | Q1028Q1029 | PG AND E | 115 | 30 | Conf Load (Yosemite) | 313
79194 | BURROBDG | WAPA R.M. | 115 | 73 | ZoneR4 | 790
45247 | PONDROSA | NORTHWEST | 115 | 40 | PAC:C.OR | 474
79197 | GUNNISTP | WAPA R.M. | 115 | 73 | Zone69 | 791
79190 | DALLASCR | WAPA R.M. | 115 | 73 | Zone69 | 791
79191 | COYOTE G | WAPA R.M. | 115 | 73 | Zone69 | 791
79184 | GUNVAL | WAPA R.M. | 115 | 73 | Zone69 | 791
79182 | DOUGHSPN | WAPA R.M. | 115 | 73 | Zone69 | 791
79174 | MOLINA-L | WAPA R.M. | 115 | 73 | ZoneR4 | 790
79175 | MOLINA-U | WAPA R.M. | 115 | 73 | ZoneR4 | 790
79129 | BLANCO | WAPA R.M. | 115 | 73 | ZoneR4 | 790
45223 | HART SS | NORTHWEST | 115 | 40 | PAC:YRKA | 478
14357 | SAG.WEST | APS | 115 | 14 | APS | 141
79120 | MOQUI C | WAPA R.M. | 115 | 73 | ZoneR4 | 790
79115 | SPRCKTAP | WAPA R.M. | 115 | 73 | Zone69 | 791
79111 | MANCOSTP | WAPA R.M. | 115 | 73 | Zone69 | 791
32748 | PP STEEL | PG AND E | 115 | 30 | Conf Load (East Bay) | 307
32750 | PPSTLTAP | PG AND E | 115 | 30 | Conf Load (East Bay) | 307
32754 | OLEUM | PG AND E | 115 | 30 | Conf Load (East Bay) | 307
32756 | CHRISTIE | PG AND E | 115 | 30 | Conf Load (East Bay) | 307
14359 | VLYFARMS | APS | 115 | 14 | APS | 141
32760 | PT PINLE | PG AND E | 115 | 30 | Conf Load (East Bay) | 307
79099 | FLOR.RIV | WAPA R.M. | 115 | 73 | Zone69 | 791
365625 | 1320-WDJCT | PG AND E | 115 | 30 | Conf Load (Los Padres) | 320
365656 | ADOBESLR | PG AND E | 115 | 30 | Conf Load (Kern) | 315
32766 | EL CRRTO | PG AND E | 115 | 30 | Conf Load (East Bay) | 307
79088 | TAMARRON | WAPA R.M. | 115 | 73 | Zone69 | 791
79086 | PAGOSA | WAPA R.M. | 115 | 73 | Zone69 | 791
14362 | BOOTHILL | APS | 115 | 14 | APS | 141
32774 | PTPNLTAP | PG AND E | 115 | 30 | Conf Load (East Bay) | 307
32775 | PTPNLT2 | PG AND E | 115 | 30 | Conf Load (East Bay) | 307
32778 | MRTNZJCT | PG AND E | 115 | 30 | Conf Load (East Bay) | 307
11126 | NEW_SHEARMAN | EL PASO | 115 | 11 | EPE - Native Load | 110
34412 | HERNDON | PG AND E | 115 | 30 | Conf Load (Fresno) | 314
32786 | OAK C115 | PG AND E | 115 | 30 | Conf Load (East Bay) | 307
32788 | STATIN L | PG AND E | 115 | 30 | Conf Load (East Bay) | 307
10337 | THOMAS | NEW MEXICO | 115 | 10 | PNM: Albuquerque | 101
79076 | AM EAST | WAPA R.M. | 115 | 73 | Zone69 | 791
79074 | E.CORTEZ | WAPA R.M. | 115 | 73 | ZoneR4 | 790
32794 | MARITIME | PG AND E | 115 | 30 | Conf Load (East Bay) | 307
32800 | OWNBRKWY | PG AND E | 115 | 30 | Conf Load (East Bay) | 307
14371 | BAGDADTAP | APS | 115 | 14 | APS | 141
32804 | VLYVWTP2 | PG AND E | 115 | 30 | Conf Load (East Bay) | 307
32806 | SNPBLTP1 | PG AND E | 115 | 30 | Conf Load (East Bay) | 307
32808 | SNPBLTP2 | PG AND E | 115 | 30 | Conf Load (East Bay) | 307
78664 | FLYHORSE N | PSCOLORADO | 115 | 70 | CSU | 785
32812 | EDESJCT2 | PG AND E | 115 | 30 | Conf Load (East Bay) | 307
32814 | EDESJCT1 | PG AND E | 115 | 30 | Conf Load (East Bay) | 307
46610 | COW_SW | NORTHWEST | 115 | 40 | Tacoma Power - General | 466
45173 | LINCOLN | NORTHWEST | 115 | 40 | PAC:PTLD | 489
79068 | WOLCOTT | PSCOLORADO | 115 | 70 | ZoneRW | 708
79066 | VAIL | PSCOLORADO | 115 | 70 | ZoneRW | 708
34800 | SANTA FE SUB | PG AND E | 115 | 30 | Conf Load (Kern) | 315
33510 | AVENA | PG AND E | 115 | 30 | Conf Load (Stockton) | 311
42409 | KENILWTH | NORTHWEST | 115 | 40 | N.KING | 426
45169 | LEBANONP | NORTHWEST | 115 | 40 | PAC:WLMT | 472
34786 | UNIVERSITYJT | PG AND E | 115 | 30 | Conf Load (Kern) | 315
32958 | CLMBIAPV | PG AND E | 115 | 30 | Conf Load (Diablo) | 308
10843 | JICARILLA | NEW MEXICO | 115 | 10 | PNM: EHV and Gen | 100
46705 | ELKPLN-1 | NORTHWEST | 115 | 40 | Tacoma Power - General | 466
79044 | LOSTCANY | WAPA R.M. | 115 | 73 | ZoneR4 | 790
47032 | PT_TWN_1# | NORTHWEST | 115 | 40 | Seattle Area, Olympic Peninsula | 400
33503 | FRGTNTP2 | PG AND E | 115 | 30 | Conf Load (Stockton) | 311
45150 | DIXON | NORTHWEST | 115 | 40 | PAC:WLMT | 472
34411 | PNDLJ1 | PG AND E | 115 | 30 | Conf Load (Fresno) | 314
999933 | TALOLY11 | NORTHWEST | 115 | 40 | S.KINGI | 429
79018 | CRYSTLPS | PSCOLORADO | 115 | 70 | ZoneRW | 708
79012 | CORTEZ | WAPA R.M. | 115 | 73 | ZoneR4 | 790
79006 | BEAVERCU | PSCOLORADO | 115 | 70 | ZoneRW | 708
45131 | HAZELWOD | NORTHWEST | 115 | 40 | PAC:WLMT | 472
33322 | UAL TAP | PG AND E | 115 | 30 | Conf Load (Peninsula) | 310
78665 | FLYHORSE S | PSCOLORADO | 115 | 70 | CSU | 785
45125 | GREENSPG | NORTHWEST | 115 | 40 | PAC:MDFD | 470
34796 | CARRIZO | PG AND E | 115 | 30 | Conf Load (Kern) | 315
10350 | UNITED | NEW MEXICO | 115 | 10 | PNM: Northwestern | 107
78682 | WOODMEN N | PSCOLORADO | 115 | 70 | CSU | 785
999944 | NORHER11 | NEW MEXICO | 115 | 10 | PNM: Santa Fe | 106
46896 | RI SOUTH | NORTHWEST | 115 | 40 | Central Washington | 403
45120 | CLRWTRSS | NORTHWEST | 115 | 40 | PAC:ROSE | 471
33319 | SHREDJCT | PG AND E | 115 | 30 | Conf Load (Peninsula) | 310
33010 | SOBRANTE | PG AND E | 115 | 30 | Conf Load (Diablo) | 308
33011 | ALHAMBRA | PG AND E | 115 | 30 | Conf Load (Diablo) | 308
78680 | SANTA FE | PSCOLORADO | 115 | 70 | CSU | 785
999934 | CFARAT11 | NORTHWEST | 115 | 40 | PSEOTHER | 439
33016 | ALHAMTP2 | PG AND E | 115 | 30 | Conf Load (Diablo) | 308
33020 | MORAGA | PG AND E | 115 | 30 | Conf Load (Diablo) | 308
999941 | BERBEL12 | NEW MEXICO | 115 | 10 | TSGT: Southern NM | 123
10345 | TRAMWAY | NEW MEXICO | 115 | 10 | PNM: Albuquerque | 101
47022 | CITYVIEW+ | NORTHWEST | 115 | 40 | Lower Columbia Basin | 404
78675 | RAMPART S | PSCOLORADO | 115 | 70 | CSU | 785
33035 | LKWD_JCT | PG AND E | 115 | 30 | Conf Load (Diablo) | 308
33036 | LINDETP1 | PG AND E | 115 | 30 | Conf Load (Diablo) | 308
34794 | TEMBLOR | PG AND E | 115 | 30 | Conf Load (Kern) | 315
47021 | CHELAT T | NORTHWEST | 115 | 40 | Clark County, WA | 456
78672 | KETTLECK N | PSCOLORADO | 115 | 70 | CSU | 785
78670 | KELKER E | PSCOLORADO | 115 | 70 | CSU | 785
11160 | THORN | EL PASO | 115 | 11 | EPE - Native Load | 110
46602 | KNOBLE | NORTHWEST | 115 | 40 | Tacoma Power - General | 466
33044 | FIBRBJCT | PG AND E | 115 | 30 | Conf Load (Diablo) | 308
34153 | GILLTAP | PG AND E | 115 | 30 | Conf Load (Yosemite) | 313
10082 | CORRALB | NEW MEXICO | 115 | 10 | PNM: Sandoval | 103
33047 | CC JCT | PG AND E | 115 | 30 | Conf Load (Diablo) | 308
78656 | BRIARGATE N | PSCOLORADO | 115 | 70 | CSU | 785
78657 | BRIARGATE S | PSCOLORADO | 115 | 70 | CSU | 785
78651 | ATMELSUB W | PSCOLORADO | 115 | 70 | CSU | 785
78652 | BIRDSALE | PSCOLORADO | 115 | 70 | CSU | 785
33202 | LARKIN F | PG AND E | 115 | 30 | Conf Load (S.F.) | 309
78650 | ATMELSUB E | PSCOLORADO | 115 | 70 | CSU | 785
78116 | CNTYLINE | PSCOLORADO | 115 | 70 | PRPA | 780
78119 | TERRY | PSCOLORADO | 115 | 70 | PRPA | 780
78109 | MEADOW | PSCOLORADO | 115 | 70 | PRPA | 780
78103 | AIRPORTPR | PSCOLORADO | 115 | 70 | PRPA | 780
10349 | TRUMAN_T | NEW MEXICO | 115 | 10 | PNM: Albuquerque | 101
34787 | NORCO_TA | PG AND E | 115 | 30 | Conf Load (Kern) | 315
78092 | FTHLS | PSCOLORADO | 115 | 70 | PRPA | 780
33303 | EST GRND | PG AND E | 115 | 30 | Conf Load (Peninsula) | 310
78086 | TIMBERLN | PSCOLORADO | 115 | 70 | PRPA | 780
78082 | LINDEN | PSCOLORADO | 115 | 70 | PRPA | 780
78077 | DRAKE RD | PSCOLORADO | 115 | 70 | PRPA | 780
45049 | CLINTON | NORTHWEST | 115 | 40 | PAC:YKMA | 477
33307 | MILLBRAE | PG AND E | 115 | 30 | Conf Load (Peninsula) | 310
11172 | WRANGLER | EL PASO | 115 | 11 | EPE - Native Load | 110
78066 | MARYLKSB | PSCOLORADO | 115 | 70 | PRPA | 780
78065 | ESTESPR | PSCOLORADO | 115 | 70 | PRPA | 780
47004 | DISCOV_BAY+ | NORTHWEST | 115 | 40 | Seattle Area, Olympic Peninsula | 400
77503 | RICHRDTP | PSCOLORADO | 115 | 70 | PRPA | 780
77501 | DERBHILT | PSCOLORADO | 115 | 70 | PRPA | 780
33314 | SHREDDER | PG AND E | 115 | 30 | Conf Load (Peninsula) | 310
10174 | LOMAS | NEW MEXICO | 115 | 10 | PNM: Albuquerque | 101
33316 | CLY LND2 | PG AND E | 115 | 30 | Conf Load (Peninsula) | 310
33317 | CLY LND | PG AND E | 115 | 30 | Conf Load (Peninsula) | 310
47011 | FERN REF | NORTHWEST | 115 | 40 | Seattle Area, Olympic Peninsula | 400
74221 | BISON | WAPA R.M. | 115 | 73 | ZoneEW | 753
74080 | CAMPSTOOL | WAPA R.M. | 115 | 73 | ZoneEW | 753
74048 | HJWIND | WAPA R.M. | 115 | 73 | ZoneEW | 753
74054 | MCRSFT | WAPA R.M. | 115 | 73 | ZoneEW | 753
364506 | MSFTSJDC | PG AND E | 115 | 30 | Conf Load (San Jose) | 318
74038 | WEST CHEY | WAPA R.M. | 115 | 73 | ZoneEW | 753
33201 | LARKIN E | PG AND E | 115 | 30 | Conf Load (S.F.) | 309
34790 | INERGY | PG AND E | 115 | 30 | Conf Load (Kern) | 315
73625 | WLDHRSCK | WAPA R.M. | 115 | 73 | ZoneEC | 752
73652 | TERRY ST LN | WAPA R.M. | 115 | 73 | ZoneFH | 754
73650 | DERBYHILLLM | WAPA R.M. | 115 | 73 | ZoneFH | 754
44961 | WEEDJCT2 | NORTHWEST | 115 | 40 | PAC:YRKA | 478
73610 | EMIGRNT | WAPA R.M. | 115 | 73 | ZoneEW | 753
73600 | COBBLAKE | WAPA R.M. | 115 | 73 | ZoneRN | 706
33513 | LID JCT | PG AND E | 115 | 30 | Conf Load (Stockton) | 311
73608 | WAGHN ST | WAPA R.M. | 115 | 73 | ZoneEW | 753
46976 | PLAZATA | NORTHWEST | 115 | 40 | Tacoma Power - General | 466
33517 | RPNJ2 | PG AND E | 115 | 30 | Conf Load (Stockton) | 311
44946 | CIRCLTP2 | NORTHWEST | 115 | 40 | PAC:WLMT | 472
33520 | RIPON | PG AND E | 115 | 30 | Conf Load (Stockton) | 311
33522 | CROSRDJT | PG AND E | 115 | 30 | Conf Load (Stockton) | 311
11190 | APOLLO | EL PASO | 115 | 11 | EPE - Native Load | 110
73570 | SNOWYRNG | WAPA R.M. | 115 | 73 | ZoneEW | 753
73568 | WHTROCK | WAPA R.M. | 115 | 73 | ZoneEW | 753
15101 | ASARCOSR | SRP | 115 | 15 | SRP EMA 115kV | 1506
33530 | KSSN-JC2 | PG AND E | 115 | 30 | Conf Load (Stockton) | 311
73554 | BOOMERNG | WAPA R.M. | 115 | 73 | ZoneFH | 754
73552 | AULT | WAPA R.M. | 115 | 73 | ZoneFH | 754
33533 | OWENSTP2 | PG AND E | 115 | 30 | Conf Load (Stockton) | 311
999906 | FIBCRO11 | PG AND E | 115 | 30 | Conf Load (Diablo) | 308
73191 | STERLING | WAPA R.M. | 115 | 73 | ZoneEC | 752
45717 | MOUNTLAKE | NORTHWEST | 115 | 40 | Snohomish PUD | 468
33540 | TESLA | PG AND E | 115 | 30 | Conf Load (Stockton) | 311
33541 | AEC_TP1 | PG AND E | 115 | 30 | Conf Load (Stockton) | 311
33542 | LEPRINO | PG AND E | 115 | 30 | Conf Load (Stockton) | 311
33543 | AEC_TP2 | PG AND E | 115 | 30 | Conf Load (Stockton) | 311
11197 | PELICANO | EL PASO | 115 | 11 | EPE - Native Load | 110
33545 | AEC_JCT | PG AND E | 115 | 30 | Conf Load (Stockton) | 311
33546 | TRACY JC | PG AND E | 115 | 30 | Conf Load (Stockton) | 311
98272 | mid_98272 | PACE | 115 | 65 | WY EAST | 679
73502 | DACONO | WAPA R.M. | 115 | 73 | ZoneFH | 754
73479 | HARRSBRG | WAPA R.M. | 115 | 73 | ZoneBH | 750
73480 | CROWCRK | WAPA R.M. | 115 | 73 | ZoneEW | 753
40611 | KITSAPS | NORTHWEST | 115 | 40 | Seattle Area, Olympic Peninsula | 400
73459 | MERDNRCH | WAPA R.M. | 115 | 73 | ZoneCS | 757
73416 | RANCHO | WAPA R.M. | 115 | 73 | ZoneCS | 757
40607 | KETTLE# | NORTHWEST | 115 | 40 | Spokane Area, N Idaho, W Montana | 406
40604 | KENNEDY+ | NORTHWEST | 115 | 40 | Lower Columbia Basin | 404
31217 | LUCERNJ2 | PG AND E | 115 | 30 | Conf Load (N. Coast) | 302
13306 | LA-MPF | NEW MEXICO | 115 | 10 | Los Alamos County | 133
40589 | KALISPEL | NORTHWEST | 115 | 40 | Western Montana | 486
73452 | BLACKFOR | WAPA R.M. | 115 | 73 | ZoneCS | 757
73370 | LOSTCKTP | WAPA R.M. | 115 | 73 | ZoneEC | 752
10250 | RICHMOND_PNM | NEW MEXICO | 115 | 10 | PNM: Albuquerque | 101
73405 | GEESEN | WAPA R.M. | 115 | 73 | ZoneCS | 757
34756 | WHEELER | PG AND E | 115 | 30 | Conf Load (Kern) | 315
73374 | VERNONLM | WAPA R.M. | 115 | 73 | ZoneEC | 752
45843 | EVERETT T2 | NORTHWEST | 115 | 40 | Snohomish PUD | 468
73375 | WARRENLM | WAPA R.M. | 115 | 73 | ZoneEW | 753
34434 | WAUKENA_SS | PG AND E | 115 | 30 | Conf Load (Fresno) | 314
46211 | CARMEN# | NORTHWEST | 115 | 40 | Eugene, OR | 480
46061 | PENINSLA | NORTHWEST | 115 | 40 | Grant County, WA | 482
43613 | TWR22-4N | NORTHWEST | 115 | 40 | Portland General - BES NODE | 452
42430 | NORKIRK | NORTHWEST | 115 | 40 | N.KING | 426
40580 | JENKINS# | NORTHWEST | 115 | 40 | Central Washington | 403
73367 | FTSANDERS | WAPA R.M. | 115 | 73 | ZoneEW | 753
300102 | KERNRDGE_L34 | PG AND E | 115 | 30 | Conf Load (Kern) | 315
13304 | ETA | NEW MEXICO | 115 | 10 | Los Alamos County | 133
73355 | KIMBALLC | WAPA R.M. | 115 | 73 | ZoneWN | 756
34519 | LPRNJCTSS | PG AND E | 115 | 30 | Conf Load (Fresno) | 314
40577 | IRBY | NORTHWEST | 115 | 40 | AVA: Big Bend | 445
40569 | ICE_HARBOR_3 | NORTHWEST | 115 | 40 | Lower Columbia Basin | 404
73331 | WRAY WAPA | WAPA R.M. | 115 | 73 | ZoneEC | 752
73335 | DUTONBAS | WAPA R.M. | 115 | 73 | ZoneBH | 750
73325 | RIPPLE | WAPA R.M. | 115 | 73 | ZoneFH | 754
73318 | LIMON | WAPA R.M. | 115 | 73 | ZoneEC | 752
44544 | GROMORE | NORTHWEST | 115 | 40 | PAC:YKMA | 477
73296 | FRASER | WAPA R.M. | 115 | 73 | ZoneWC | 755
47025 | DELIGHT | NORTHWEST | 115 | 40 | AVA: Big Bend | 445
34180 | OXFRDJCT | PG AND E | 115 | 30 | Conf Load (Yosemite) | 313
73230 | YUMA | WAPA R.M. | 115 | 73 | ZoneEC | 752
73231 | MARYLKPP | WAPA R.M. | 115 | 73 | ZoneFH | 754
73228 | YELLOWTL | WAPA R.M. | 115 | 73 | ZoneBH | 750
73222 | WORLANTP | WAPA R.M. | 115 | 73 | ZoneBH | 750
73207 | WAANIBE | WAPA R.M. | 115 | 73 | ZoneEC | 752
73214 | WILDCAT | WAPA R.M. | 115 | 73 | ZoneWN | 756
73211 | WELD LM | WAPA R.M. | 115 | 73 | ZoneFH | 754
73209 | WANIBETP | WAPA R.M. | 115 | 73 | ZoneEC | 752
32993 | W.P.BART | PG AND E | 115 | 30 | Conf Load (Diablo) | 308
34128 | OAKH_JCT | PG AND E | 115 | 30 | Conf Load (Yosemite) | 313
73203 | TRILBY | WAPA R.M. | 115 | 73 | ZoneFH | 754
73202 | TORRNGTN | WAPA R.M. | 115 | 73 | ZoneEW | 753
46928 | MINTER-1 | NORTHWEST | 115 | 40 | Tacoma Power - General | 466
34167 | CALPEAKJCT | PG AND E | 115 | 30 | Conf Load (Yosemite) | 313
73189 | STEGALL | WAPA R.M. | 115 | 73 | ZoneWN | 756
32990 | MARTNZ D | PG AND E | 115 | 30 | Conf Load (Diablo) | 308
73177 | SEMINOTP | WAPA R.M. | 115 | 73 | ZoneEW | 753
33966 | MILLER | PG AND E | 115 | 30 | Conf Load (Stanislaus) | 312
73179 | SIDNEY | WAPA R.M. | 115 | 73 | ZoneWN | 756
14644 | HAYDENAP | APS | 115 | 14 | APS: SOUTHEAST | 848
73176 | SEMINOE | WAPA R.M. | 115 | 73 | ZoneEW | 753
73174 | SAGEBRSH | WAPA R.M. | 115 | 73 | ZoneEC | 752
73167 | REFNRYTP | WAPA R.M. | 115 | 73 | ZoneEW | 753
32974 | LAKEWD-M | PG AND E | 115 | 30 | Conf Load (Diablo) | 308
34774 | MIDWAY | PG AND E | 115 | 30 | Conf Load (Kern) | 315
46921 | NARROWS1 | NORTHWEST | 115 | 40 | Tacoma Power - General | 466
73159 | PROSPVAL | WAPA R.M. | 115 | 73 | ZoneEC | 752
73153 | PODOLAK | WAPA R.M. | 115 | 73 | ZoneEW | 753
73146 | OASISTAP | WAPA R.M. | 115 | 73 | ZoneEW | 753
300104 | KERNRDGE_S20 | PG AND E | 115 | 30 | Conf Load (Kern) | 315
33506 | STANISLS | PG AND E | 115 | 30 | Conf Load (Stockton) | 311
73142 | N.YUMA | WAPA R.M. | 115 | 73 | ZoneEC | 752
73137 | MIRACLEM | WAPA R.M. | 115 | 73 | ZoneEW | 753
73131 | MCGREW | WAPA R.M. | 115 | 73 | ZoneWN | 756
73124 | LOVEWTAP | WAPA R.M. | 115 | 73 | ZoneFH | 754
73091 | IDALIA | WAPA R.M. | 115 | 73 | ZoneEC | 752
73109 | LARAMIE | WAPA R.M. | 115 | 73 | ZoneEW | 753
46714 | FT_LEW_S | NORTHWEST | 115 | 40 | Tacoma Power - General | 466
73114 | LONETREE | WAPA R.M. | 115 | 73 | ZoneFH | 754
46906 | STOBELAH | NORTHWEST | 115 | 40 | Tacoma Power - General | 466
32953 | UNITEDSP | PG AND E | 115 | 30 | Conf Load (Diablo) | 308
73103 | L.MEADOW | WAPA R.M. | 115 | 73 | ZoneEC | 752
73098 | KODAK | WAPA R.M. | 115 | 73 | ZoneFH | 754
73095 | KERSEYTP | WAPA R.M. | 115 | 73 | ZoneEC | 752
34394 | PIEDRA 1 | PG AND E | 115 | 30 | Conf Load (Fresno) | 314
73034 | BURL PSC | WAPA R.M. | 115 | 73 | ZoneEC | 752
73083 | HELL CK | WAPA R.M. | 115 | 73 | ZoneEC | 752
73084 | HELL TAP | WAPA R.M. | 115 | 73 | ZoneEC | 752
73080 | HAXTUN | WAPA R.M. | 115 | 73 | ZoneEC | 752
73076 | GUERNTAP | WAPA R.M. | 115 | 73 | ZoneEW | 753
73070 | DAVEJTPN | WAPA R.M. | 115 | 73 | ZoneEW | 753
73066 | GEMCTYTP | WAPA R.M. | 115 | 73 | ZoneEW | 753
73053 | ECKLEY | WAPA R.M. | 115 | 73 | ZoneEC | 752
73035 | BURLNGTN | WAPA R.M. | 115 | 73 | ZoneEC | 752
43820 | MARQUAM | NORTHWEST | 115 | 40 | Portland General - BES S/S | 451
73056 | ESTES | WAPA R.M. | 115 | 73 | ZoneFH | 754
73047 | DEERINGL | WAPA R.M. | 115 | 73 | ZoneEC | 752
73044 | COBBLKTP | WAPA R.M. | 115 | 73 | ZoneFH | 754
73041 | CARTERMT TAP | WAPA R.M. | 115 | 73 | ZoneBH | 750
73038 | BUSHNLTP | WAPA R.M. | 115 | 73 | ZoneWN | 756
46449 | UNION | NORTHWEST | 115 | 40 | Seattle City Light | 464
73029 | BRIDGEPT | WAPA R.M. | 115 | 73 | ZoneWN | 756
73023 | BIJOUTAP | WAPA R.M. | 115 | 73 | ZoneEC | 752
73020 | BEAVERCK | WAPA R.M. | 115 | 73 | ZoneEC | 752
34395 | EXCLSRSLR | PG AND E | 115 | 30 | Conf Load (Fresno) | 314
73017 | B.SANDY | WAPA R.M. | 115 | 73 | ZoneEC | 752
72785 | COWCANYN | WAPA R.M. | 115 | 73 | Zone69 | 791
32593 | JCPMPJCT | PG AND E | 115 | 30 | Conf Load (North Bay) | 306
73003 | AKRON | WAPA R.M. | 115 | 73 | ZoneEC | 752
41011 | SPEARFSH | NORTHWEST | 115 | 40 | Lower Columbia Basin | 404
73004 | ALCOVA | WAPA R.M. | 115 | 73 | ZoneEW | 753
73005 | ALVIN | WAPA R.M. | 115 | 73 | ZoneEC | 752
72954 | MAVERICK | WAPA R.M. | 115 | 73 | ZoneR4 | 790
72921 | IRONTAP | WAPA R.M. | 115 | 73 | ZoneBH | 750
43776 | RAINIER# | NORTHWEST | 115 | 40 | Portland General - BES NODE | 452
72800 | EMONTROS | WAPA R.M. | 115 | 73 | Zone69 | 791
11250 | BIGGS | EL PASO | 115 | 11 | EPE - Native Load | 110
43756 | CLACKMA# | NORTHWEST | 115 | 40 | Portland General - BES NODE | 452
43615 | TWR22-4S | NORTHWEST | 115 | 40 | Portland General - BES NODE | 452
46684 | BRNPTTP | NORTHWEST | 115 | 40 | Tacoma Power - General | 466
72741 | RIDGEWAY | WAPA R.M. | 115 | 73 | Zone69 | 791
72750 | GRANDVW | WAPA R.M. | 115 | 73 | Zone69 | 791
42165 | BURROWS | NORTHWEST | 115 | 40 | SKAGIT | 422
43761 | GLENCOE# | NORTHWEST | 115 | 40 | Portland General - BES NODE | 452
72403 | S_KERSEY | WAPA R.M. | 115 | 73 | ZoneEC | 752
34392 | QUEBEC | PG AND E | 115 | 30 | Conf Load (Fresno) | 314
79090 | SKITO | WAPA R.M. | 115 | 73 | Zone69 | 791
32767 | ELCRTJ2 | PG AND E | 115 | 30 | Conf Load (East Bay) | 307
72475 | ALKALI | WAPA R.M. | 115 | 73 | Zone69 | 791
405477 | SANDPIPER# | NORTHWEST | 115 | 40 | Lower Columbia Basin | 404
72413 | VOLLMERT | WAPA R.M. | 115 | 73 | ZoneCS | 757
72407 | DOWEFLAT | WAPA R.M. | 115 | 73 | ZoneFH | 754
46020 | COLRDGTP | NORTHWEST | 115 | 40 | Grant County, WA | 482
43743 | HORIZN1 | NORTHWEST | 115 | 40 | Portland General - BES S/S | 451
34159 | PANOCHEJ | PG AND E | 115 | 30 | Conf Load (Yosemite) | 313
34154 | DAIRYLND | PG AND E | 115 | 30 | Conf Load (Yosemite) | 313
43742 | SHUTE | NORTHWEST | 115 | 40 | Portland General - BES S/S | 451
46025 | EQUINCY | NORTHWEST | 115 | 40 | Grant County, WA | 482
34156 | MENDOTA | PG AND E | 115 | 30 | Conf Load (Yosemite) | 313
32764 | VALLY VW | PG AND E | 115 | 30 | Conf Load (East Bay) | 307
72144 | REDTAIL | WAPA R.M. | 115 | 73 | ZoneEC | 752
72191 | GATEWY | WAPA R.M. | 115 | 73 | ZoneFH | 754
72190 | LAZYDOG | WAPA R.M. | 115 | 73 | ZoneFH | 754
72150 | LSISSON | WAPA R.M. | 115 | 73 | ZoneEC | 752
43719 | OAKHILL2 | NORTHWEST | 115 | 40 | Portland General - BES NODE | 452
72129 | OLIVE CK | WAPA R.M. | 115 | 73 | ZoneEC | 752
72105 | CALHANTP | WAPA R.M. | 115 | 73 | ZoneCS | 757
72101 | PANDA_T | WAPA R.M. | 115 | 73 | ZoneEC | 752
34764 | ADOBESWSTA | PG AND E | 115 | 30 | Conf Load (Kern) | 315
71025 | HOGBACK115 | PSCOLORADO | 115 | 70 | ZoneWP | 712
71006 | RTLSNAKEB | PSCOLORADO | 115 | 70 | ZoneWP | 712
43694 | DURHAM 1 | NORTHWEST | 115 | 40 | Portland General - BES NODE | 452
70966 | mid pt | PSCOLORADO | 115 | 70 | ZoneSL | 710
414041 | HOR_HOR_CIO | NORTHWEST | 115 | 40 | Lower Columbia Basin | 404
42441 | PINELKTP | NORTHWEST | 115 | 40 | N.KING | 426
13016 | IVANHOE | NEW MEXICO | 115 | 10 | PNM: SNM Mining | 131
70924 | COMO_CR | PSCOLORADO | 115 | 70 | ZoneRM | 709
40501 | HANFORD2# | NORTHWEST | 115 | 40 | Lower Columbia Basin | 404
40497 | HAMPTON+ | NORTHWEST | 115 | 40 | Southern Oregon | 405
40495 | HALFMOON+ | NORTHWEST | 115 | 40 | Spokane Area, N Idaho, W Montana | 406
46717 | GIGHBR-2 | NORTHWEST | 115 | 40 | Tacoma Power - General | 466
10701 | PARADIS2 | NEW MEXICO | 115 | 10 | PNM: Albuquerque | 101
464012 | BOTHELL115_B | NORTHWEST | 115 | 40 | Seattle City Light | 464
13011 | RUIDOSO | NEW MEXICO | 115 | 10 | PNM: Southeast | 130
43650 | WILSNVIL | NORTHWEST | 115 | 40 | Portland General - BES S/S | 451
70643 | DAVIS_TS | PSCOLORADO | 115 | 70 | ZoneRN | 706
40475 | GOLD_BEACH | NORTHWEST | 115 | 40 | Western Oregon | 402
40477 | GOLDNDAL | NORTHWEST | 115 | 40 | Lower Columbia Basin | 404
32612 | CRQNZTP1 | PG AND E | 115 | 30 | Conf Load (North Bay) | 306
46726 | HAKNSN-T | NORTHWEST | 115 | 40 | Tacoma Power - General | 466
10024 | B-A | NEW MEXICO | 115 | 10 | PNM: Sandoval | 103
10114 | GIRARD | NEW MEXICO | 115 | 10 | PNM: Albuquerque | 101
43647 | WILLPENN | NORTHWEST | 115 | 40 | Portland General - BES NODE | 452
32606 | CARQUINZ | PG AND E | 115 | 30 | Conf Load (North Bay) | 306
43644 | WLBRSHOOFLTP | NORTHWEST | 115 | 40 | Portland General - BES NODE | 452
32604 | MREIS JC | PG AND E | 115 | 30 | Conf Load (North Bay) | 306
70658 | PLAZA | PSCOLORADO | 115 | 70 | ZoneSL | 710
32595 | JMSCNPMP | PG AND E | 115 | 30 | Conf Load (North Bay) | 306
24653 | COLOSEM3 | SOCALIF | 115 | 24 | SCE Ivanpah | 957
40467 | GLADE+ | NORTHWEST | 115 | 40 | Lower Columbia Basin | 404
70091 | CASTLRCK | PSCOLORADO | 115 | 70 | ZoneRS | 704
70411 | STANLEY | PSCOLORADO | 115 | 70 | ZoneSL | 710
300120 | KERNRDGE_L06 | PG AND E | 115 | 30 | Conf Load (Kern) | 315
43605 | TURNER | NORTHWEST | 115 | 40 | Portland General - BES NODE | 452
46622 | LINCLNTA | NORTHWEST | 115 | 40 | Tacoma Power - General | 466
70612 | PRARI_TS | PSCOLORADO | 115 | 70 | ZoneRD | 700
45259 | PROSPECT | NORTHWEST | 115 | 40 | PAC:MDFD | 470
70607 | BROMLEY | PSCOLORADO | 115 | 70 | ZoneRN | 706
46890 | RI STUB1 | NORTHWEST | 115 | 40 | Central Washington | 403
43591 | TIGARD 2 | NORTHWEST | 115 | 40 | Portland General - BES NODE | 452
46892 | RI STUB2 | NORTHWEST | 115 | 40 | Central Washington | 403
70575 | MEADOWS_CR | PSCOLORADO | 115 | 70 | ZoneRS | 704
43587 | TIGARD | NORTHWEST | 115 | 40 | Portland General - BES NODE | 452
43585 | TEKTRONX | NORTHWEST | 115 | 40 | Portland General - BES NODE | 452
34413 | PNEDLE | PG AND E | 115 | 30 | Conf Load (Fresno) | 314
70582 | GREENLND_CR | PSCOLORADO | 115 | 70 | ZoneRS | 704
46882 | SSHORETP | NORTHWEST | 115 | 40 | Central Washington | 403
32570 | LS GLLNS | PG AND E | 115 | 30 | Conf Load (North Bay) | 306
70550 | W.CANON | PSCOLORADO | 115 | 70 | ZoneWP | 712
34418 | KINGSBURGD | PG AND E | 115 | 30 | Conf Load (Fresno) | 314
43559 | SULIVAN | NORTHWEST | 115 | 40 | Portland General - BES NODE | 452
32564 | PUEBLO | PG AND E | 115 | 30 | Conf Load (North Bay) | 306
631051 | HAVRE WAPA | WAPA U.W. | 115 | 63 | NOGF_WAUW | 631
70541 | ASPEN_PS | PSCOLORADO | 115 | 70 | ZoneRW | 708
631008 | FTPK-W4A | WAPA U.W. | 115 | 63 | NOGF_WAUW | 631
631009 | FTPK-W4B | WAPA U.W. | 115 | 63 | NOGF_WAUW | 631
46879 | SQUILCHK | NORTHWEST | 115 | 40 | Central Washington | 403
34426 | ALPAUGH | PG AND E | 115 | 30 | Conf Load (Fresno) | 314
34427 | KNSBGCGNJCT | PG AND E | 115 | 30 | Conf Load (Fresno) | 314
34428 | CONTADNA | PG AND E | 115 | 30 | Conf Load (Fresno) | 314
34429 | GWFHANFORDSS | PG AND E | 115 | 30 | Conf Load (Fresno) | 314
24602 | VICTOR | SOCALIF | 115 | 24 | SCE Victor | 954
629094 | KERR BPA | MONTANA | 115 | 62 | MISSOULA_MT | 629
43544 | STHELENS_N | NORTHWEST | 115 | 40 | Portland General - BES S/S | 451
43535 | SPNWSPR | NORTHWEST | 115 | 40 | Portland General - Industrial | 455
32555 | MNTCLOJ1 | PG AND E | 115 | 30 | Conf Load (North Bay) | 306
34437 | FRSHWTR | PG AND E | 115 | 30 | Conf Load (Fresno) | 314
70519 | WOLFSBRG_CR | PSCOLORADO | 115 | 70 | ZoneRS | 704
70517 | PARKERPS_CR | PSCOLORADO | 115 | 70 | ZoneRS | 704
34440 | CORCORAN2 | PG AND E | 115 | 30 | Conf Load (Fresno) | 314
629128 | BURKE AVA A | MONTANA | 115 | 62 | MISSOULA_MT | 629
43510 | SCHNTZER | NORTHWEST | 115 | 40 | Portland General - Industrial | 455
43509 | SCHNTZTAP | NORTHWEST | 115 | 40 | Portland General - Industrial | 455
43506 | BETSY_JOHN | NORTHWEST | 115 | 40 | Portland General - BES NODE | 452
43505 | SCAPPOSE | NORTHWEST | 115 | 40 | Portland General - SUBT NODE | 454
70476 | WOODLAND | PSCOLORADO | 115 | 70 | ZoneRM | 709
70472 | WILOW_CK | PSCOLORADO | 115 | 70 | ZoneWP | 712
70470 | WELD_PS | PSCOLORADO | 115 | 70 | ZoneRN | 706
70463 | WATERTON | PSCOLORADO | 115 | 70 | ZoneRD | 700
34702 | GOSE LKE | PG AND E | 115 | 30 | Conf Load (Kern) | 315
34703 | SMTRPCWS | PG AND E | 115 | 30 | Conf Load (Kern) | 315
43479 | ROSEMONT | NORTHWEST | 115 | 40 | Portland General - BES S/S | 451
70450 | VASQUEZ | PSCOLORADO | 115 | 70 | ZoneRD | 700
70444 | VALMONT | PSCOLORADO | 115 | 70 | ZoneRB | 703
70435 | TWNLAKTP | PSCOLORADO | 115 | 70 | ZoneRM | 709
34708 | MCKIBBEN | PG AND E | 115 | 30 | Conf Load (Kern) | 315
43469 | RIVRVIEW | NORTHWEST | 115 | 40 | Portland General - BES NODE | 452
70424 | SUNSHINE | PSCOLORADO | 115 | 70 | ZoneRB | 703
70419 | LKGRGE | PSCOLORADO | 115 | 70 | ZoneRS | 704
70414 | STOCKADE | PSCOLORADO | 115 | 70 | ZoneSL | 710
43451 | REDLAND2 | NORTHWEST | 115 | 40 | Portland General - BES NODE | 452
40455 | GARIBALD+ | NORTHWEST | 115 | 40 | Portland Area | 401
471850 | LOUP_LOUP+ | NORTHWEST | 115 | 40 | Central Washington | 403
45857 | SILVER LK | NORTHWEST | 115 | 40 | Snohomish PUD | 468
42168 | HICKOX T | NORTHWEST | 115 | 40 | SKAGIT | 422
45731 | N STANWOOD | NORTHWEST | 115 | 40 | Snohomish PUD | 468
70277 | MAPLETO2 | PSCOLORADO | 115 | 70 | ZoneRD | 700
31506 | HONC JT1 | PG AND E | 115 | 30 | Conf Load (N. Valley) | 303
70397 | BEAVER_CK2 | PSCOLORADO | 115 | 70 | ZoneRN | 706
34722 | RASMUSEN | PG AND E | 115 | 30 | Conf Load (Kern) | 315
34723 | DISCOVER | PG AND E | 115 | 30 | Conf Load (Kern) | 315
70398 | BEAVER_CK1 | PSCOLORADO | 115 | 70 | ZoneRD | 700
70395 | SMOKYHIL | PSCOLORADO | 115 | 70 | ZoneRD | 700
43421 | PORTSMTH | NORTHWEST | 115 | 40 | Portland General - BES NODE | 452
70382 | SEMPER | PSCOLORADO | 115 | 70 | ZoneRD | 700
70378 | AREQUGCH | PSCOLORADO | 115 | 70 | ZoneWP | 712
10092 | EASTRDGE | NEW MEXICO | 115 | 10 | PNM: Albuquerque | 101
34730 | PSE-3 | PG AND E | 115 | 30 | Conf Load (Kern) | 315
43411 | PEN TP1 | NORTHWEST | 115 | 40 | Portland General - BES NODE | 452
70374 | SANLSVLY | PSCOLORADO | 115 | 70 | ZoneSL | 710
34383 | SESWTFTP | PG AND E | 115 | 30 | Conf Load (Fresno) | 314
32275 | CPM TAP | PG AND E | 115 | 30 | Conf Load (Sierra) | 305
45335 | WEED JCT | NORTHWEST | 115 | 40 | PAC:YRKA | 478
43388 | OSTLTP2 | NORTHWEST | 115 | 40 | Portland General - BES S/S | 451
24743 | NAVY II | SOCALIF | 115 | 24 | SCE NORTH OF LUGO 230kV | 951
70354 | RIDGE | PSCOLORADO | 115 | 70 | ZoneRD | 700
70345 | RALSTON1 | PSCOLORADO | 115 | 70 | ZoneRD | 700
70341 | QUAKER2 | PSCOLORADO | 115 | 70 | ZoneRD | 700
43349 | SCHOLFRY | NORTHWEST | 115 | 40 | Portland General - BES S/S | 451
32262 | SHPRING1 | PG AND E | 115 | 30 | Conf Load (Sierra) | 305
19066 | SIGNAL | WAPA L.C. | 115 | 19 | WAPA-DSW | 191
70327 | PONCHA | PSCOLORADO | 115 | 70 | ZoneRM | 709
70321 | PINONCYN | PSCOLORADO | 115 | 70 | ZoneRS | 704
34746 | GANSO | PG AND E | 115 | 30 | Conf Load (Kern) | 315
34747 | WHITERIVER_P | PG AND E | 115 | 30 | Conf Load (Fresno) | 314
24759 | TORTILLA | SOCALIF | 115 | 24 | SCE Kramer/Inyokern/Coolwater | 953
70301 | NTHRIDGE | PSCOLORADO | 115 | 70 | ZoneWP | 712
70300 | PLAINVW_TP | PSCOLORADO | 115 | 70 | ZoneRS | 704
70304 | OTEROTP | PSCOLORADO | 115 | 70 | ZoneRM | 709
70307 | P.VALLEY | PSCOLORADO | 115 | 70 | ZoneRD | 700
40969 | SHELTON | NORTHWEST | 115 | 40 | Seattle Area, Olympic Peninsula | 400
10266 | REEVES_2 | NEW MEXICO | 115 | 10 | PNM: Albuquerque | 101
45682 | HARTFORD T | NORTHWEST | 115 | 40 | Snohomish PUD | 468
40965 | SELLE+ | NORTHWEST | 115 | 40 | Spokane Area, N Idaho, W Montana | 406
40439 | FOURLKS | NORTHWEST | 115 | 40 | AVA: Spokane | 447
72786 | BASKTMKR | WAPA R.M. | 115 | 73 | Zone69 | 791
46930 | VGNLKB-T | NORTHWEST | 115 | 40 | Tacoma Power - General | 466
72784 | AIR_PROD | WAPA R.M. | 115 | 73 | Zone69 | 791
73015 | B.CK TRI | WAPA R.M. | 115 | 73 | ZoneEC | 752
46453 | UNIVERSY | NORTHWEST | 115 | 40 | Seattle City Light | 464
43333 | MT PLSN1 | NORTHWEST | 115 | 40 | Portland General - BES NODE | 452
46929 | VGNLKB-2 | NORTHWEST | 115 | 40 | Tacoma Power - General | 466
46267 | WEYRHSR3 | NORTHWEST | 115 | 40 | Eugene, OR | 480
40968 | SHANO# | NORTHWEST | 115 | 40 | Lower Columbia Basin | 404
40435 | FOSTER | NORTHWEST | 115 | 40 | Western Oregon | 402
13005 | GAVILAN | NEW MEXICO | 115 | 10 | PNM: Southeast | 130
46263 | WEYRHSR1 | NORTHWEST | 115 | 40 | Eugene, OR | 480
10380 | WYOMING | NEW MEXICO | 115 | 10 | PNM: Albuquerque | 101
46253 | ST CLARA | NORTHWEST | 115 | 40 | Eugene, OR | 480
46251 | SPRING C | NORTHWEST | 115 | 40 | Eugene, OR | 480
34378 | RIOBRVOFSNO | PG AND E | 115 | 30 | Conf Load (Fresno) | 314
33560 | LCKFRDJA | PG AND E | 115 | 30 | Conf Load (Stockton) | 311
46247 | RIVER RD | NORTHWEST | 115 | 40 | Eugene, OR | 480
70287 | MILL | PSCOLORADO | 115 | 70 | ZoneRM | 709
46864 | COLESCRN | NORTHWEST | 115 | 40 | Central Washington | 403
34781 | TEXCO_NM | PG AND E | 115 | 30 | Conf Load (Kern) | 315
34782 | KRNFRNTT | PG AND E | 115 | 30 | Conf Load (Kern) | 315
43319 | MIDWAYTP2 | NORTHWEST | 115 | 40 | Portland General - BES NODE | 452
32255 | PLCRVLT1 | PG AND E | 115 | 30 | Conf Load (Sierra) | 305
70263 | LITTLET1 | PSCOLORADO | 115 | 70 | ZoneRD | 700
70269 | LOUISVIL | PSCOLORADO | 115 | 70 | ZoneRB | 703
70265 | LOOKOUT | PSCOLORADO | 115 | 70 | ZoneRD | 700
43283 | LENTS | NORTHWEST | 115 | 40 | Portland General - BES NODE | 452
32250 | ELDORAD | PG AND E | 115 | 30 | Conf Load (Sierra) | 305
34376 | PPG | PG AND E | 115 | 30 | Conf Load (Fresno) | 314
46237 | LAUREL | NORTHWEST | 115 | 40 | Eugene, OR | 480
46235 | JESSEN | NORTHWEST | 115 | 40 | Eugene, OR | 480
43277 | KELYBUTE | NORTHWEST | 115 | 40 | Portland General - BES NODE | 452
70244 | LAFAYETT | PSCOLORADO | 115 | 70 | ZoneRB | 703
159030 | SANDSTONE | SRP | 115 | 15 | SRP EMA 115kV | 1506
40413 | DOE 451B | NORTHWEST | 115 | 40 | Lower Columbia Basin | 404
40411 | FERN_RIDGE+ | NORTHWEST | 115 | 40 | Western Oregon | 402
70247 | LAJUNTAT | PSCOLORADO | 115 | 70 | ZoneWP | 712
46233 | JEFFRSON | NORTHWEST | 115 | 40 | Eugene, OR | 480
10414 | JARALEST | NEW MEXICO | 115 | 10 | PNM: Belen | 102
34806 | ARVIN_ED | PG AND E | 115 | 30 | Conf Load (Kern) | 315
34807 | ARVINJ2 | PG AND E | 115 | 30 | Conf Load (Kern) | 315
43263 | HYDN ISL | NORTHWEST | 115 | 40 | Portland General - BES NODE | 452
34809 | TX_ROSDL | PG AND E | 115 | 30 | Conf Load (Kern) | 315
34810 | POSO MT | PG AND E | 115 | 30 | Conf Load (Kern) | 315
34811 | RIOBRVTM | PG AND E | 115 | 30 | Conf Load (Kern) | 315
34812 | VEDDER | PG AND E | 115 | 30 | Conf Load (Kern) | 315
34813 | FRTLYTP | PG AND E | 115 | 30 | Conf Load (Kern) | 315
34814 | FRITO LY | PG AND E | 115 | 30 | Conf Load (Kern) | 315
34815 | WESTPLAT | PG AND E | 115 | 30 | Conf Load (Kern) | 315
24807 | MIRAGE | SOCALIF | 115 | 24 | SCE Mirage 115kV | 942
34818 | RIOBRAVO1 | PG AND E | 115 | 30 | Conf Load (Kern) | 315
34819 | WILDWOOD2 | PG AND E | 115 | 30 | Conf Load (Kern) | 315
34820 | Q744 | PG AND E | 115 | 30 | Conf Load (Kern) | 315
34821 | ALPAUGHNS | PG AND E | 115 | 30 | Conf Load (Fresno) | 314
24826 | INDIGO | SOCALIF | 115 | 24 | SCE Devers 115kV | 941
34823 | STK115J2 | PG AND E | 115 | 30 | Conf Load (Kern) | 315
34824 | UNIVERSITY | PG AND E | 115 | 30 | Conf Load (Kern) | 315
34825 | SEMIREAC | PG AND E | 115 | 30 | Conf Load (Kern) | 315
24839 | BLAST | SOCALIF | 115 | 24 | SCE Devers 115kV | 941
34827 | KERNWTR_TAP | PG AND E | 115 | 30 | Conf Load (Kern) | 315
24850 | BANWIND | SOCALIF | 115 | 24 | SCE Devers 115kV | 941
70231 | HOPKINS | PSCOLORADO | 115 | 70 | ZoneRW | 708
35101 | SN LNDRO | PG AND E | 115 | 30 | Conf Load (Mission) | 316
35104 | GRANT | PG AND E | 115 | 30 | Conf Load (Mission) | 316
35105 | EASTSHRE | PG AND E | 115 | 30 | Conf Load (Mission) | 316
35106 | MT EDEN | PG AND E | 115 | 30 | Conf Load (Mission) | 316
35107 | DUMBARTN | PG AND E | 115 | 30 | Conf Load (Mission) | 316
35109 | NWRK 2 M | PG AND E | 115 | 30 | Conf Load (Mission) | 316
35110 | FREMNT | PG AND E | 115 | 30 | Conf Load (Mission) | 316
35111 | JARVIS | PG AND E | 115 | 30 | Conf Load (Mission) | 316
35112 | NUMMI | PG AND E | 115 | 30 | Conf Load (Mission) | 316
35113 | DMTAR_SL | PG AND E | 115 | 30 | Conf Load (Mission) | 316
35115 | JV BART | PG AND E | 115 | 30 | Conf Load (Mission) | 316
35116 | CRYOGEN | PG AND E | 115 | 30 | Conf Load (Mission) | 316
35120 | NEWARK D | PG AND E | 115 | 30 | Conf Load (Mission) | 316
35121 | NEWARK E | PG AND E | 115 | 30 | Conf Load (Mission) | 316
35122 | NEWARK F | PG AND E | 115 | 30 | Conf Load (Mission) | 316
35124 | NUMI JCT | PG AND E | 115 | 30 | Conf Load (Mission) | 316
35126 | NUMI TAP | PG AND E | 115 | 30 | Conf Load (Mission) | 316
35127 | WESTRN_D | PG AND E | 115 | 30 | Conf Load (Mission) | 316
35128 | A100US | PG AND E | 115 | 30 | Conf Load (Mission) | 316
24904 | HIGROVE | SOCALIF | 115 | 24 | SCE Vista 115kV | 945
35349 | AMES DST | PG AND E | 115 | 30 | Conf Load (De Anza) | 317
35350 | AMES BS1 | PG AND E | 115 | 30 | Conf Load (De Anza) | 317
35351 | AMES BS2 | PG AND E | 115 | 30 | Conf Load (De Anza) | 317
35352 | WHISMAN | PG AND E | 115 | 30 | Conf Load (De Anza) | 317
35353 | MT VIEW | PG AND E | 115 | 30 | Conf Load (De Anza) | 317
35354 | STELLING | PG AND E | 115 | 30 | Conf Load (De Anza) | 317
35355 | WOLFE | PG AND E | 115 | 30 | Conf Load (De Anza) | 317
35356 | MNTA VSA | PG AND E | 115 | 30 | Conf Load (De Anza) | 317
35357 | LCKHD J1 | PG AND E | 115 | 30 | Conf Load (De Anza) | 317
35358 | MFT.FD J | PG AND E | 115 | 30 | Conf Load (De Anza) | 317
35359 | MOFT.FLD | PG AND E | 115 | 30 | Conf Load (De Anza) | 317
35360 | LCKHD J2 | PG AND E | 115 | 30 | Conf Load (De Anza) | 317
35361 | LOCKHD 1 | PG AND E | 115 | 30 | Conf Load (De Anza) | 317
35362 | LOCKHD 2 | PG AND E | 115 | 30 | Conf Load (De Anza) | 317
35363 | LAWRENCE | PG AND E | 115 | 30 | Conf Load (De Anza) | 317
35365 | PHILLIPSJCT | PG AND E | 115 | 30 | Conf Load (De Anza) | 317
35366 | PHILLIPS | PG AND E | 115 | 30 | Conf Load (De Anza) | 317
35368 | BRITTN | PG AND E | 115 | 30 | Conf Load (De Anza) | 317
35369 | APP MAT | PG AND E | 115 | 30 | Conf Load (De Anza) | 317
35372 | NASA A | PG AND E | 115 | 30 | Non-conf Load (De Anza) | 347
35373 | NASA B | PG AND E | 115 | 30 | Non-conf Load (De Anza) | 347
35600 | DIXON LD | PG AND E | 115 | 30 | Conf Load (San Jose) | 318
35602 | ZNKER J2 | PG AND E | 115 | 30 | Conf Load (San Jose) | 318
35603 | ZNKER J1 | PG AND E | 115 | 30 | Conf Load (San Jose) | 318
17174 | BRADY-AZ | AEPCO | 115 | 17 | CAP | 179
35606 | AGNEW | PG AND E | 115 | 30 | Conf Load (San Jose) | 318
35610 | MONTAGUE | PG AND E | 115 | 30 | Conf Load (San Jose) | 318
35612 | TRIMBLE | PG AND E | 115 | 30 | Conf Load (San Jose) | 318
35613 | ELPT_SJ1 | PG AND E | 115 | 30 | Conf Load (San Jose) | 318
35614 | ELPT_SJ2 | PG AND E | 115 | 30 | Conf Load (San Jose) | 318
35615 | FMC | PG AND E | 115 | 30 | Conf Load (San Jose) | 318
35616 | SJB DG | PG AND E | 115 | 30 | Conf Load (San Jose) | 318
17176 | REDRCK-AZ | AEPCO | 115 | 17 | CAP | 179
35618 | SN JSE A | PG AND E | 115 | 30 | Conf Load (San Jose) | 318
35619 | SJB EF | PG AND E | 115 | 30 | Conf Load (San Jose) | 318
35620 | EL PATIO | PG AND E | 115 | 30 | Conf Load (San Jose) | 318
35621 | IBM-HR J | PG AND E | 115 | 30 | Conf Load (San Jose) | 318
17177 | TWINPK-AZ | AEPCO | 115 | 17 | CAP | 179
35624 | MILPITAS | PG AND E | 115 | 30 | Conf Load (San Jose) | 318
10440 | ENCHNTED | NEW MEXICO | 115 | 10 | PNM: Sandoval | 103
35626 | MCKEE | PG AND E | 115 | 30 | Conf Load (San Jose) | 318
35627 | BARTRC_J | PG AND E | 115 | 30 | Conf Load (San Jose) | 318
35628 | BARTRC | PG AND E | 115 | 30 | Non-conf Load (San Jose) | 348
43181 | FAIRMNT | NORTHWEST | 115 | 40 | Portland General - BES NODE | 452
35630 | MABURY | PG AND E | 115 | 30 | Conf Load (San Jose) | 318
17179 | BRAWLY-AZ | AEPCO | 115 | 17 | CAP | 179
35632 | MARKHAM | PG AND E | 115 | 30 | Conf Load (San Jose) | 318
35634 | BARTLP_J | PG AND E | 115 | 30 | Conf Load (San Jose) | 318
35635 | BARTLP | PG AND E | 115 | 30 | Non-conf Load (San Jose) | 348
17180 | SANXAV-AZ | AEPCO | 115 | 17 | CAP | 179
70142 | DEERCRK | PSCOLORADO | 115 | 70 | ZoneRD | 700
43139 | DAYTON | NORTHWEST | 115 | 40 | Portland General - BES S/S | 451
12033 | GRANTS | NEW MEXICO | 115 | 10 | TSGT: Western NM | 122
35640 | IBM-BALY | PG AND E | 115 | 30 | Conf Load (San Jose) | 318
35641 | EDNVL J1 | PG AND E | 115 | 30 | Conf Load (San Jose) | 318
35642 | MTCALF D | PG AND E | 115 | 30 | Conf Load (San Jose) | 318
35643 | MTCALF E | PG AND E | 115 | 30 | Conf Load (San Jose) | 318
35644 | CYTE PMP | PG AND E | 115 | 30 | Conf Load (San Jose) | 318
35646 | MRGN HIL | PG AND E | 115 | 30 | Conf Load (San Jose) | 318
35647 | GILROYENG | PG AND E | 115 | 30 | Conf Load (San Jose) | 318
35648 | LLAGAS | PG AND E | 115 | 30 | Conf Load (San Jose) | 318
35649 | EDNVL J3 | PG AND E | 115 | 30 | Conf Load (San Jose) | 318
35650 | GILROY F | PG AND E | 115 | 30 | Conf Load (San Jose) | 318
35651 | BAILY J3 | PG AND E | 115 | 30 | Conf Load (San Jose) | 318
35652 | BAILY J1 | PG AND E | 115 | 30 | Conf Load (San Jose) | 318
35653 | BAILY J2 | PG AND E | 115 | 30 | Conf Load (San Jose) | 318
35654 | MORGN J1 | PG AND E | 115 | 30 | Conf Load (San Jose) | 318
70110 | CHEROKEE_N | PSCOLORADO | 115 | 70 | ZoneRD | 700
12038 | HERNANDZ | NEW MEXICO | 115 | 10 | TSGT: North NM | 121
24749 | SEARLES | SOCALIF | 115 | 24 | SCE Kramer/Inyokern/Coolwater | 953
46213 | CURRIN | NORTHWEST | 115 | 40 | Eugene, OR | 480
35659 | NORTECH | PG AND E | 115 | 30 | Conf Load (San Jose) | 318
35660 | GILROYTP | PG AND E | 115 | 30 | Conf Load (San Jose) | 318
35661 | GILROYPK | PG AND E | 115 | 30 | Conf Load (San Jose) | 318
35664 | GILROYENGJCT | PG AND E | 115 | 30 | Conf Load (San Jose) | 318
35665 | LSESTRSRCTR | PG AND E | 115 | 30 | Conf Load (San Jose) | 318
35901 | GREENVALLEY | PG AND E | 115 | 30 | Conf Load (Central Coast) | 319
35905 | CMP EVRS | PG AND E | 115 | 30 | Conf Load (Central Coast) | 319
35907 | PAUL SWT | PG AND E | 115 | 30 | Conf Load (Central Coast) | 319
35908 | ROB ROY | PG AND E | 115 | 30 | Conf Load (Central Coast) | 319
35909 | HOLLISTR | PG AND E | 115 | 30 | Conf Load (Central Coast) | 319
35910 | CRZY_HRS | PG AND E | 115 | 30 | Conf Load (Central Coast) | 319
35913 | NTVD SW2 | PG AND E | 115 | 30 | Conf Load (Central Coast) | 319
35914 | NTVD SW1 | PG AND E | 115 | 30 | Conf Load (Central Coast) | 319
25602 | DVLCYN34 | SOCALIF | 115 | 24 | SCE Vista 115kV | 945
12043 | LA_JARA | NEW MEXICO | 115 | 10 | TSGT: Central NM | 120
43083 | CANEMAH | NORTHWEST | 115 | 40 | Portland General - BES S/S | 451
32210 | GREENLEAF1 | PG AND E | 115 | 30 | Conf Load (Sierra) | 305
10209 | MONTANOT | NEW MEXICO | 115 | 10 | PNM: Albuquerque | 101
70059 | BO_TERM | PSCOLORADO | 115 | 70 | ZoneRB | 703
25633 | CAPWIND | SOCALIF | 115 | 24 | SCE Mirage 115kV | 942
70056 | BNVSTATP | PSCOLORADO | 115 | 70 | ZoneRM | 709
12044 | OLDLAGNA | NEW MEXICO | 115 | 10 | TSGT: Western NM | 122
43054 | CORNEL | NORTHWEST | 115 | 40 | Portland General - BES NODE | 452
43053 | BOISECSC | NORTHWEST | 115 | 40 | Portland General - Industrial | 455
70045 | BANCROFT | PSCOLORADO | 115 | 70 | ZoneRD | 700
70039 | ARGO | PSCOLORADO | 115 | 70 | ZoneRD | 700
70037 | ARAP_B | PSCOLORADO | 115 | 70 | ZoneRD | 700
70035 | ARAP_GEn | PSCOLORADO | 115 | 70 | ZoneRD | 700
35936 | SRGNT JT | PG AND E | 115 | 30 | Conf Load (Central Coast) | 319
35937 | HLST_TP | PG AND E | 115 | 30 | Conf Load (Central Coast) | 319
35940 | HOLST D | PG AND E | 115 | 30 | Conf Load (Central Coast) | 319
35945 | SNBENITO | PG AND E | 115 | 30 | Conf Load (Central Coast) | 319
25640 | PANAERO | SOCALIF | 115 | 24 | SCE Devers 115kV | 941
25645 | VENWIND | SOCALIF | 115 | 24 | SCE Devers 115kV | 941
36230 | SW149CBOSNYZ | PG AND E | 115 | 30 | Conf Load (Los Padres) | 320
25646 | SANWIND | SOCALIF | 115 | 24 | SCE Devers 115kV | 941
36250 | FOOTHILL | PG AND E | 115 | 30 | Conf Load (Los Padres) | 320
36251 | FTHILTP1 | PG AND E | 115 | 30 | Conf Load (Los Padres) | 320
36252 | MORRO BY | PG AND E | 115 | 30 | Conf Load (Los Padres) | 320
10456 | VOLCANO | NEW MEXICO | 115 | 10 | PNM: Albuquerque | 101
36254 | SN LS OB | PG AND E | 115 | 30 | Conf Load (Los Padres) | 320
36256 | MESA_PGE | PG AND E | 115 | 30 | Conf Load (Los Padres) | 320
36258 | S.M.ASSO | PG AND E | 115 | 30 | Conf Load (Los Padres) | 320
36260 | SISQUOC | PG AND E | 115 | 30 | Conf Load (Los Padres) | 320
36262 | GAREY | PG AND E | 115 | 30 | Conf Load (Los Padres) | 320
36264 | SANTAYNEZSS | PG AND E | 115 | 30 | Conf Load (Los Padres) | 320
36266 | SNTA MRA | PG AND E | 115 | 30 | Conf Load (Los Padres) | 320
36267 | SNTAMRTP | PG AND E | 115 | 30 | Conf Load (Los Padres) | 320
36268 | DIVVIDE | PG AND E | 115 | 30 | Conf Load (Los Padres) | 320
36269 | FRWAYTP | PG AND E | 115 | 30 | Conf Load (Los Padres) | 320
36270 | FAIRWAY | PG AND E | 115 | 30 | Conf Load (Los Padres) | 320
36274 | BUELLTON | PG AND E | 115 | 30 | Conf Load (Los Padres) | 320
36276 | LOMPCJ2 | PG AND E | 115 | 30 | Conf Load (Los Padres) | 320
36278 | OCEANO | PG AND E | 115 | 30 | Conf Load (Los Padres) | 320
36279 | UNIONOIL | PG AND E | 115 | 30 | Conf Load (Los Padres) | 320
36280 | CALLENDERSS | PG AND E | 115 | 30 | Conf Load (Los Padres) | 320
36282 | SURF JCT | PG AND E | 115 | 30 | Conf Load (Los Padres) | 320
36284 | SURF | PG AND E | 115 | 30 | Conf Load (Los Padres) | 320
36286 | PALMR | PG AND E | 115 | 30 | Conf Load (Los Padres) | 320
36287 | AECCEORTP | PG AND E | 115 | 30 | Conf Load (Los Padres) | 320
36288 | ZACA | PG AND E | 115 | 30 | Conf Load (Los Padres) | 320
36289 | AECCEOR | PG AND E | 115 | 30 | Conf Load (Los Padres) | 320
36290 | SNTA YNZ | PG AND E | 115 | 30 | Conf Load (Los Padres) | 320
36292 | MANVILLE | PG AND E | 115 | 30 | Conf Load (Los Padres) | 320
36294 | CABRILLO | PG AND E | 115 | 30 | Conf Load (Los Padres) | 320
36296 | PURSMAJ1 | PG AND E | 115 | 30 | Conf Load (Los Padres) | 320
36298 | PURISIMA | PG AND E | 115 | 30 | Conf Load (Los Padres) | 320
36300 | PURSMAJ2 | PG AND E | 115 | 30 | Conf Load (Los Padres) | 320
36302 | GOLDTREE | PG AND E | 115 | 30 | Conf Load (Los Padres) | 320
25782 | BISHOP3 | SOCALIF | 115 | 24 | SCE Control | 952
36304 | GLDTRJC2 | PG AND E | 115 | 30 | Conf Load (Los Padres) | 320
36420 | STONE | PG AND E | 115 | 30 | Conf Load (San Jose) | 318
36850 | KRS | PG AND E | 115 | 30 | Conf Load (Silicon Valley Power) | 321
36851 | NRS 400 | PG AND E | 115 | 30 | Conf Load (Silicon Valley Power) | 321
45538 | YREKA | NORTHWEST | 115 | 40 | PAC:YRKA | 478
36853 | NRS 300 | PG AND E | 115 | 30 | Conf Load (Silicon Valley Power) | 321
36861 | Duane | PG AND E | 115 | 30 | Conf Load (Silicon Valley Power) | 321
10100 | ELDORAD# | NEW MEXICO | 115 | 10 | PNM: Santa Fe | 106
32018 | GOLDHILL | PG AND E | 115 | 30 | Conf Load (Sierra) | 305
42978 | SINCLARP | NORTHWEST | 115 | 40 | KITSAP | 434
36962 | MOCCASIN | PG AND E | 115 | 30 | City and County of San Francisco | 357
36964 | WRNRVLLE | PG AND E | 115 | 30 | City and County of San Francisco | 357
36967 | RB_TAP3 | PG AND E | 115 | 30 | City and County of San Francisco | 357
10461 | RANDLPH | NEW MEXICO | 115 | 10 | PNM: Albuquerque | 101
32013 | HALE2 | PG AND E | 115 | 30 | Conf Load (Sacramento) | 304
36970 | CAL_TAP3 | PG AND E | 115 | 30 | City and County of San Francisco | 357
36971 | CAL_TAP4 | PG AND E | 115 | 30 | City and County of San Francisco | 357
36972 | CALEVRAS | PG AND E | 115 | 30 | City and County of San Francisco | 357
34419 | KINGSBURGE | PG AND E | 115 | 30 | Conf Load (Fresno) | 314
69157 | BUCHORSE | PACE | 115 | 65 | WY EAST | 679
42965 | PTGAMBLE | NORTHWEST | 115 | 40 | KITSAP | 434
36976 | RIVRBANK | PG AND E | 115 | 30 | City and County of San Francisco | 357
69156 | CHALK BUTTE | PACE | 115 | 65 | WY EAST | 679
34372 | MALAGA | PG AND E | 115 | 30 | Conf Load (Fresno) | 314
625221 | SHELBY 2 WAP | MONTANA | 115 | 62 | NOGF_MT | 625
69148 | REDBUTTE | PACE | 115 | 65 | WY EAST | 679
42957 | NAVYKEYP | NORTHWEST | 115 | 40 | KITSAP | 434
36998 | HW_TAP | PG AND E | 115 | 30 | City and County of San Francisco | 357
10463 | ROY | NEW MEXICO | 115 | 10 | PNM: Albuquerque | 101
42955 | MUR COVE | NORTHWEST | 115 | 40 | KITSAP | 434
42954 | MILLERBY | NORTHWEST | 115 | 40 | KITSAP | 434
12062 | ROSEBUD | NEW MEXICO | 115 | 10 | TSGT: North NM | 121
46965 | ATLAS | NORTHWEST | 115 | 40 | Tacoma Power - General | 466
42950 | LONG LK | NORTHWEST | 115 | 40 | KITSAP | 434
32004 | VCVLLE2J | PG AND E | 115 | 30 | Conf Load (Sacramento) | 304
42948 | KINGSTON | NORTHWEST | 115 | 40 | KITSAP | 434
32002 | VACAVLL2 | PG AND E | 115 | 30 | Conf Load (Sacramento) | 304
45611 | C MARYS | NORTHWEST | 115 | 40 | Snohomish PUD | 468
42945 | KNGSTNTP | NORTHWEST | 115 | 40 | KITSAP | 434
26053 | HSKLLCYN H | LADWP | 115 | 26 | LA BASIN | 281
12065 | ROWE_TAP | NEW MEXICO | 115 | 10 | TSGT: North NM | 121
32000 | VACAVLL1 | PG AND E | 115 | 30 | Conf Load (Sacramento) | 304
42941 | FERNWOOD | NORTHWEST | 115 | 40 | KITSAP | 434
26057 | PP 1E | LADWP | 115 | 26 | LA BASIN | 281
31998 | VACA-DIX | PG AND E | 115 | 30 | Conf Load (Sacramento) | 304
26058 | PP 1W | LADWP | 115 | 26 | LA BASIN | 281
42939 | E.P.ORCH | NORTHWEST | 115 | 40 | KITSAP | 434
26059 | PP 2 | LADWP | 115 | 26 | LA BASIN | 281
10465 | SCENICNM | NEW MEXICO | 115 | 10 | PNM: Albuquerque | 101
42936 | COMMAND | NORTHWEST | 115 | 40 | KITSAP | 434
42935 | CHRISCNR | NORTHWEST | 115 | 40 | KITSAP | 434
12067 | VERANDAT | NEW MEXICO | 115 | 10 | PNM: Sandoval | 103
37051 | EAST CTY | PG AND E | 115 | 30 | Conf Load (SMUD) | 322
37052 | ELVERTAS | PG AND E | 115 | 30 | Conf Load (SMUD) | 322
42934 | CHICO | NORTHWEST | 115 | 40 | KITSAP | 434
37054 | HURLEY | PG AND E | 115 | 30 | Conf Load (SMUD) | 322
12068 | SMITHLAK | NEW MEXICO | 115 | 10 | TSGT: Western NM | 122
37056 | STA. E | PG AND E | 115 | 30 | Conf Load (SMUD) | 322
46217 | DELTA EW | NORTHWEST | 115 | 40 | Eugene, OR | 480
37058 | STA. G | PG AND E | 115 | 30 | Conf Load (SMUD) | 322
37059 | STA. B | PG AND E | 115 | 30 | Conf Load (SMUD) | 322
34366 | SANGER | PG AND E | 115 | 30 | Conf Load (Fresno) | 314
97973 | mid_97973 | MONTANA | 115 | 62 | NOGF_MT | 625
46829 | WENATCS | NORTHWEST | 115 | 40 | Central Washington | 403
10223 | NOE | NEW MEXICO | 115 | 10 | PNM: Northwestern | 107
37503 | KES MP2 | PG AND E | 115 | 30 | Conf Load (Western) | 325
42905 | FOSSCNRS | NORTHWEST | 115 | 40 | KITSAP | 434
40387 | ELLENSBG | NORTHWEST | 115 | 40 | Central Washington | 403
40385 | E_ELLENSBRG# | NORTHWEST | 115 | 40 | Central Washington | 403
31253 | FLTN JT2 | PG AND E | 115 | 30 | Conf Load (Sacramento) | 304
40211 | CHEMAWA | NORTHWEST | 115 | 40 | Portland Area | 401
13000 | ALAMOGCP | NEW MEXICO | 115 | 10 | PNM: Southeast | 130
40379 | SCOOTENEY# | NORTHWEST | 115 | 40 | Lower Columbia Basin | 404
42898 | THRSTN P | NORTHWEST | 115 | 40 | THURSTN | 432
10316 | SIGNETIC | NEW MEXICO | 115 | 10 | PNM: Albuquerque | 101
42892 | RAINR VW | NORTHWEST | 115 | 40 | THURSTN | 432
42895 | HAWKS PR | NORTHWEST | 115 | 40 | THURSTN | 432
33932 | MELONES | PG AND E | 115 | 30 | Conf Load (Stanislaus) | 312
42893 | CAPITOL | NORTHWEST | 115 | 40 | THURSTN | 432
42890 | YELM | NORTHWEST | 115 | 40 | THURSTN | 432
42887 | TONOBLUT | NORTHWEST | 115 | 40 | THURSTN | 432
42882 | ROCHEST | NORTHWEST | 115 | 40 | THURSTN | 432
42883 | SOUTHWIK | NORTHWEST | 115 | 40 | THURSTN | 432
15116 | MORRISAZ | SRP | 115 | 15 | SRP EMA 115kV | 1506
42879 | OLY VAIL | NORTHWEST | 115 | 40 | THURSTNI | 433
42877 | MOTTMAN | NORTHWEST | 115 | 40 | THURSTN | 432
31980 | DPWTR_TP | PG AND E | 115 | 30 | Conf Load (Sacramento) | 304
34370 | MC CALL | PG AND E | 115 | 30 | Conf Load (Fresno) | 314
42871 | LACEY | NORTHWEST | 115 | 40 | THURSTN | 432
42866 | ELDINLET | NORTHWEST | 115 | 40 | THURSTN | 432
67399 | KIRBY CK | PACE | 115 | 65 | WY NORTH | 650
31974 | MADISON | PG AND E | 115 | 30 | Conf Load (Sacramento) | 304
42869 | GRIFFIN | NORTHWEST | 115 | 40 | THURSTN | 432
42868 | GRIFF T | NORTHWEST | 115 | 40 | THURSTN | 432
42504 | OBRIEN | NORTHWEST | 115 | 40 | S.KING | 428
42864 | CHAMBERP | NORTHWEST | 115 | 40 | THURSTN | 432
10555 | LA_MORADA | NEW MEXICO | 115 | 10 | PNM: Albuquerque | 101
31249 | RINCONJ2 | PG AND E | 115 | 30 | Conf Load (N. Coast) | 302
43603 | TUALATIN | NORTHWEST | 115 | 40 | Portland General - BES NODE | 452
40359 | DUCKBUSH | NORTHWEST | 115 | 40 | Seattle Area, Olympic Peninsula | 400
43620 | URBAN_N | NORTHWEST | 115 | 40 | Portland General - BES S/S | 451
32602 | NRTH TWR | PG AND E | 115 | 30 | Conf Load (North Bay) | 306
43623 | URBAN_S | NORTHWEST | 115 | 40 | Portland General - BES S/S | 451
40352 | DORENA | NORTHWEST | 115 | 40 | Western Oregon | 402
42511 | TALBOT N | NORTHWEST | 115 | 40 | S.KING | 428
43645 | WILLBRDG | NORTHWEST | 115 | 40 | Portland General - BES NODE | 452
32608 | CRQNZTP2 | PG AND E | 115 | 30 | Conf Load (North Bay) | 306
46728 | HYLEBOS | NORTHWEST | 115 | 40 | Tacoma Power - General | 466
70805 | LEPRINO_PS | PSCOLORADO | 115 | 70 | ZoneRN | 706
43652 | COFF TAP | NORTHWEST | 115 | 40 | Portland General - BES NODE | 452
464015 | BOTHELL115_E | NORTHWEST | 115 | 40 | Seattle City Light | 464
10239 | PARADIS1 | NEW MEXICO | 115 | 10 | PNM: Albuquerque | 101
34388 | RAINBW | PG AND E | 115 | 30 | Conf Load (Fresno) | 314
79173 | COLBRAN | PSCOLORADO | 115 | 70 | ZoneRW | 708
34390 | DANISHCM | PG AND E | 115 | 30 | Conf Load (Fresno) | 314
12196 | ALTALUNA | NEW MEXICO | 115 | 10 | TSGT: Southern NM | 123
46308 | WILM TAP | NORTHWEST | 115 | 40 | Eugene, OR | 480
43653 | COFF CR | NORTHWEST | 115 | 40 | Portland General - BES NODE | 452
43654 | COFF TP2 | NORTHWEST | 115 | 40 | Portland General - BES NODE | 452
97975 | mid_97975 | MONTANA | 115 | 62 | NOGF_MT | 625
42809 | OLY P N | NORTHWEST | 115 | 40 | THURSTN | 432
31966 | WODLNDJ1 | PG AND E | 115 | 30 | Conf Load (Sacramento) | 304
42803 | ST CLAIR | NORTHWEST | 115 | 40 | THURSTN | 432
34362 | CLOVIS-1 | PG AND E | 115 | 30 | Conf Load (Fresno) | 314
31251 | RINCONJ1 | PG AND E | 115 | 30 | Conf Load (N. Coast) | 302
42514 | OBRIEN S | NORTHWEST | 115 | 40 | S.KING | 428
42509 | KRAINCOR | NORTHWEST | 115 | 40 | PIERCE | 430
45636 | NAVYTAP | NORTHWEST | 115 | 40 | Snohomish PUD | 468
70925 | FAIRPLAY_CR | PSCOLORADO | 115 | 70 | ZoneRM | 709
40496 | HALSEYMIL_2# | NORTHWEST | 115 | 40 | Western Oregon | 402
46720 | HAKNSN-1 | NORTHWEST | 115 | 40 | Tacoma Power - General | 466
40335 | DAYT_MAS# | NORTHWEST | 115 | 40 | Seattle Area, Olympic Peninsula | 400
40502 | WPN_NO2_CON# | NORTHWEST | 115 | 40 | Lower Columbia Basin | 404
70937 | BLANCAPEAK | PSCOLORADO | 115 | 70 | ZoneSL | 710
40337 | DEER_PARK+ | NORTHWEST | 115 | 40 | Spokane Area, N Idaho, W Montana | 406
31963 | KNIGHTLD | PG AND E | 115 | 30 | Conf Load (Sacramento) | 304
31254 | CORONA | PG AND E | 115 | 30 | Conf Load (N. Coast) | 302
40317 | CUSICK | NORTHWEST | 115 | 40 | AVA: Pend Oreille PUD | 448
12195 | ALTLUNTP | NEW MEXICO | 115 | 10 | TSGT: Southern NM | 123
46447 | SUMERFAL | NORTHWEST | 115 | 40 | Central Washington | 403
34735 | MAGUDN J | PG AND E | 115 | 30 | Conf Load (Kern) | 315
46051 | NEPH TP | NORTHWEST | 115 | 40 | Grant County, WA | 482
34166 | OXFORD | PG AND E | 115 | 30 | Conf Load (Yosemite) | 313
31962 | WOODLANDBMJT | PG AND E | 115 | 30 | Conf Load (Sacramento) | 304
42526 | S SEATAC | NORTHWEST | 115 | 40 | S.KINGI | 429
31258 | SONOMA | PG AND E | 115 | 30 | Conf Load (N. Coast) | 302
34710 | CHARKA | PG AND E | 115 | 30 | Conf Load (Kern) | 315
42524 | SHUF115W | NORTHWEST | 115 | 40 | S.KING | 428
46748 | LYNCHCR | NORTHWEST | 115 | 40 | Tacoma Power - Mutuals | 467
10238 | PANORAMT | NEW MEXICO | 115 | 10 | PNM: Sandoval | 103
46750 | MCCHORD | NORTHWEST | 115 | 40 | Tacoma Power - General | 466
42768 | HOLDN TP | NORTHWEST | 115 | 40 | PIERCE | 430
40275 | COOK_MTN# | NORTHWEST | 115 | 40 | Spokane Area, N Idaho, W Montana | 406
40273 | CONSER# | NORTHWEST | 115 | 40 | Western Oregon | 402
34368 | LASPALMS | PG AND E | 115 | 30 | Conf Load (Fresno) | 314
42781 | SUNRISEP | NORTHWEST | 115 | 40 | PIERCE | 430
33946 | RVRBK J1 | PG AND E | 115 | 30 | Conf Load (Stanislaus) | 312
42780 | SW28TIE | NORTHWEST | 115 | 40 | PIERCE | 430
31956 | CORDELLT | PG AND E | 115 | 30 | Conf Load (Sacramento) | 304
34734 | BEAR TAP | PG AND E | 115 | 30 | Conf Load (Kern) | 315
31954 | AMERIGAS | PG AND E | 115 | 30 | Conf Load (Sacramento) | 304
31953 | AMEGTAP | PG AND E | 115 | 30 | Conf Load (Sacramento) | 304
42772 | QUARRY | NORTHWEST | 115 | 40 | PIERCEI | 431
11340 | CE2TAP | EL PASO | 115 | 11 | EPE - Native Load | 110
42769 | ORTING | NORTHWEST | 115 | 40 | PIERCE | 430
15117 | MRMNFLAT | SRP | 115 | 15 | SRP EMA 115kV | 1506
40263 | COLV BPA | NORTHWEST | 115 | 40 | Spokane Area, N Idaho, W Montana | 406
42756 | FRED TAP | NORTHWEST | 115 | 40 | PIERCE | 430
31951 | CORT_D | PG AND E | 115 | 30 | Conf Load (Sacramento) | 304
42581 | BOE ACRE | NORTHWEST | 115 | 40 | S.KINGI | 429
24710 | BSPHYD34 | SOCALIF | 115 | 24 | SCE Control | 952
40255 | COLBERT# | NORTHWEST | 115 | 40 | Spokane Area Publics | 491
42585 | BOE1 N | NORTHWEST | 115 | 40 | S.KINGI | 429
46755 | NISQ115 | NORTHWEST | 115 | 40 | Tacoma Power - General | 466
42588 | CAMBRIDG | NORTHWEST | 115 | 40 | S.KING | 428
31514 | PARADSE | PG AND E | 115 | 30 | Conf Load (N. Valley) | 303
40241 | CONYERS+ | NORTHWEST | 115 | 40 | Portland Area | 401
40237 | CHRSTMS_VAL | NORTHWEST | 115 | 40 | Southern Oregon | 405
42593 | ELLINGTP | NORTHWEST | 115 | 40 | S.KING | 428
46757 | OHOP-2 | NORTHWEST | 115 | 40 | Tacoma Power - General | 466
46759 | OLYPIPTP | NORTHWEST | 115 | 40 | Tacoma Power - General | 466
12160 | JARILLA1 | NEW MEXICO | 115 | 10 | TSGT: Southern NM | 123
40218 | LYLE# | NORTHWEST | 115 | 40 | Lower Columbia Basin | 404
66685 | WHISKEYP | PACE | 115 | 65 | WY CENTRAL | 651
41037 | STEVNSON+ | NORTHWEST | 115 | 40 | Portland Area | 401
408194 | PRIOR_4+ | NORTHWEST | 115 | 40 | Lower Columbia Basin | 404
45854 | S-SC TAP | NORTHWEST | 115 | 40 | Snohomish PUD | 468
66810 | GROVER | PACE | 115 | 65 | ID BPA | 665
66811 | LANES_CK | PACE | 115 | 65 | ID BPA | 665
45657 | GIBSON | NORTHWEST | 115 | 40 | Snohomish PUD | 468
10521 | SNOW_VISTA | NEW MEXICO | 115 | 10 | PNM: Albuquerque | 101
42710 | ELECTRON | NORTHWEST | 115 | 40 | PIERCE | 430
10060 | CENTRALP | NEW MEXICO | 115 | 10 | PNM: Albuquerque | 101
42655 | VASHON | NORTHWEST | 115 | 40 | S.KING | 428
31502 | CHICO B | PG AND E | 115 | 30 | Conf Load (N. Valley) | 303
42599 | FALCON | NORTHWEST | 115 | 40 | S.KING | 428
46763 | POLK | NORTHWEST | 115 | 40 | Tacoma Power - General | 466
10510 | AIRPOR_T | NEW MEXICO | 115 | 10 | PNM: Deming | 104
623195 | SARPYCK AUTO | MONTANA | 115 | 62 | BILLINGS_MT | 623
24731 | INYOKERN | SOCALIF | 115 | 24 | SCE Kramer/Inyokern/Coolwater | 953
42707 | ALDRTN W | NORTHWEST | 115 | 40 | PIERCE | 430
42705 | ELECTHTS | NORTHWEST | 115 | 40 | PIERCE | 430
42704 | ALDERTON | NORTHWEST | 115 | 40 | PIERCE | 430
42662 | ZENITH | NORTHWEST | 115 | 40 | S.KING | 428
46764 | PORTLND | NORTHWEST | 115 | 40 | Tacoma Power - General | 466
29232 | BALDYMESA_M | SOCALIF | 115 | 24 | SCE Victor | 954
40175 | CARDWELL | NORTHWEST | 115 | 40 | Cowlitz County, WA | 457
159035 | COCHRAN | SRP | 115 | 15 | SRP EMA 115kV | 1506
34729 | CALWATER | PG AND E | 115 | 30 | Conf Load (Kern) | 315
45645 | FIFTYSEC | NORTHWEST | 115 | 40 | Snohomish PUD | 468
42659 | WEYHRSR | NORTHWEST | 115 | 40 | S.KINGI | 429
29230 | HAMLIN | SOCALIF | 115 | 24 | SCE Victor | 954
46207 | CALYOUNG | NORTHWEST | 115 | 40 | Eugene, OR | 480
42606 | HIGHLND | NORTHWEST | 115 | 40 | S.KING | 428
46206 | BETHEL E | NORTHWEST | 115 | 40 | Eugene, OR | 480
42649 | SHERWD | NORTHWEST | 115 | 40 | S.KING | 428
40157 | MILLICAN+ | NORTHWEST | 115 | 40 | Southern Oregon | 405
46766 | PURDY# | NORTHWEST | 115 | 40 | Tacoma Power - Mutuals | 467
40143 | BOUNDARY | NORTHWEST | 115 | 40 | Spokane Area, N Idaho, W Montana | 406
31492 | GRIZZLY1 | PG AND E | 115 | 30 | Conf Load (N. Valley) | 303
24725 | CSA DIAB | SOCALIF | 115 | 24 | SCE Control | 952
46768 | RSVLTTP | NORTHWEST | 115 | 40 | Tacoma Power - General | 466
40151 | BROOKING+ | NORTHWEST | 115 | 40 | Western Oregon | 402
42651 | SOOSCRK | NORTHWEST | 115 | 40 | S.KING | 428
46775 | STEILACM | NORTHWEST | 115 | 40 | Tacoma Power - Mutuals | 467
34386 | KNGSCOGN | PG AND E | 115 | 30 | Conf Load (Fresno) | 314
46925 | LODHLM-1 | NORTHWEST | 115 | 40 | Tacoma Power - General | 466
66530 | TETON | PACE | 115 | 65 | ID BPA | 665
40147 | BREWSTER+ | NORTHWEST | 115 | 40 | Central Washington | 403
622109 | CUTBANK PUMP | MONTANA | 115 | 62 | NOGF_MT | 625
72103 | WRAY TAP | WAPA R.M. | 115 | 73 | ZoneEC | 752
622142 | GLACIERSWYD2 | MONTANA | 115 | 62 | NOGF_MT | 625
42644 | S.CENTER | NORTHWEST | 115 | 40 | S.KING | 428
29020 | TIFFWIND | SOCALIF | 115 | 24 | SCE Devers 115kV | 941
31467 | JESSUP | PG AND E | 115 | 30 | Conf Load (N. Valley) | 303
34187 | WILSONSTCOM | PG AND E | 115 | 30 | Conf Load (Yosemite) | 313
40139 | BONNVILE | NORTHWEST | 115 | 40 | Portland Area | 401
40133 | BONNERS | NORTHWEST | 115 | 40 | Spokane Area, N Idaho, W Montana | 406
29060 | MOUNTWND | SOCALIF | 115 | 24 | SCE Devers 115kV | 941
66473 | PAL_CAT_CIO | PACE | 115 | 65 | ID BPA | 665
66470 | SWAN VLY | PACE | 115 | 65 | ID BPA | 665
11328 | SOLAR_EV | EL PASO | 115 | 11 | EPE - Native Load | 110
34364 | CLOVIS-2 | PG AND E | 115 | 30 | Conf Load (Fresno) | 314
42617 | LKMERIDI | NORTHWEST | 115 | 40 | S.KING | 428
72155 | SHERHILL | WAPA R.M. | 115 | 73 | ZoneEC | 752
42637 | PEASLY | NORTHWEST | 115 | 40 | S.KING | 428
34155 | PANOCHE1 | PG AND E | 115 | 30 | Conf Load (Yosemite) | 313
31473 | SPIANDERSON | PG AND E | 115 | 30 | Conf Load (N. Valley) | 303
46203 | BERTLSON | NORTHWEST | 115 | 40 | Eugene, OR | 480
46209 | CARMEN | NORTHWEST | 115 | 40 | Eugene, OR | 480
42623 | MERIDITH | NORTHWEST | 115 | 40 | S.KING | 428
31476 | OWID | PG AND E | 115 | 30 | Conf Load (N. Valley) | 303
40117 | BLACKRCK+ | NORTHWEST | 115 | 40 | Lower Columbia Basin | 404
40113 | BIGELOW+ | NORTHWEST | 115 | 40 | Spokane Area, N Idaho, W Montana | 406
46021 | COULECTY | NORTHWEST | 115 | 40 | AVA: Big Bend | 445
42619 | MANHAT | NORTHWEST | 115 | 40 | S.KING | 428
42626 | MSTREET | NORTHWEST | 115 | 40 | S.KING | 428
40105 | BERRYDALE# | NORTHWEST | 115 | 40 | Western Oregon | 402
31470 | SLYCREEK | PG AND E | 115 | 30 | Conf Load (N. Valley) | 303
40103 | BERRIAN# | NORTHWEST | 115 | 40 | Lower Columbia Basin | 404
40101 | BENTON_CITY+ | NORTHWEST | 115 | 40 | Lower Columbia Basin | 404
46087 | SANDUNES | NORTHWEST | 115 | 40 | Grant County, WA | 482
40097 | BENTON | NORTHWEST | 115 | 40 | Lower Columbia Basin | 404
31468 | CASCADE | PG AND E | 115 | 30 | Conf Load (N. Valley) | 303
12131 | BLAZER_T | NEW MEXICO | 115 | 10 | TSGT: Southern NM | 123
42624 | METRORNE | NORTHWEST | 115 | 40 | S.KINGI | 429
42627 | NELSON | NORTHWEST | 115 | 40 | S.KING | 428
46083 | RUFF | NORTHWEST | 115 | 40 | Grant County, WA | 482
42620 | MARINVUE | NORTHWEST | 115 | 40 | S.KING | 428
31472 | WOODLEAFJCT | PG AND E | 115 | 30 | Conf Load (N. Valley) | 303
10109 | BELEN_PST | NEW MEXICO | 115 | 10 | PNM: Belen | 102
42616 | LKMCDON | NORTHWEST | 115 | 40 | S.KING | 428
46781 | UNIONTP | NORTHWEST | 115 | 40 | Tacoma Power - General | 466
46760 | ORCHRD | NORTHWEST | 115 | 40 | Tacoma Power - General | 466
42628 | METRORNW | NORTHWEST | 115 | 40 | S.KINGI | 429
31469 | SPIANDERSONJ | PG AND E | 115 | 30 | Conf Load (N. Valley) | 303
42630 | NORPAC | NORTHWEST | 115 | 40 | S.KING | 428
11049 | COPPER | EL PASO | 115 | 11 | EPE - Native Load | 110
40085 | BELFAIR+ | NORTHWEST | 115 | 40 | Seattle Area, Olympic Peninsula | 400
31466 | JESSUPJ1 | PG AND E | 115 | 30 | Conf Load (N. Valley) | 303
42597 | FAIRWOOD | NORTHWEST | 115 | 40 | S.KING | 428
12145 | FRNTIER | NEW MEXICO | 115 | 10 | TSGT: Southern NM | 123
10233 | ORTIZ | NEW MEXICO | 115 | 10 | PNM: Albuquerque | 101
40079 | BAXTER+ | NORTHWEST | 115 | 40 | Lower Columbia Basin | 404
46779 | SUNSETTA | NORTHWEST | 115 | 40 | Tacoma Power - General | 466
42614 | LIQ. AIR | NORTHWEST | 115 | 40 | S.KINGI | 429
622170 | GLACIERWIND1 | MONTANA | 115 | 62 | NOGF_MT | 625
31464 | COTWDPGE | PG AND E | 115 | 30 | Conf Load (N. Valley) | 303
34719 | POSOMTJT | PG AND E | 115 | 30 | Conf Load (Kern) | 315
42612 | LAKOTA | NORTHWEST | 115 | 40 | S.KING | 428
622107 | CONRAD AUTO | MONTANA | 115 | 62 | NOGF_MT | 625
42611 | KITTSCOR | NORTHWEST | 115 | 40 | S.KING | 428
42609 | LKYOUNGS | NORTHWEST | 115 | 40 | S.KING | 428
66265 | RAFTER_J | PACE | 115 | 65 | ID BPA | 665
42610 | KENT2&3 | NORTHWEST | 115 | 40 | S.KING | 428
34365 | CLOVISJ2 | PG AND E | 115 | 30 | Conf Load (Fresno) | 314
42602 | GLENCARN | NORTHWEST | 115 | 40 | S.KING | 428
66245 | PLATTE | PACE | 115 | 65 | WY CENTRAL | 651
42605 | HAZELWD | NORTHWEST | 115 | 40 | S.KING | 428
42604 | HARVEST | NORTHWEST | 115 | 40 | S.KING | 428
31461 | JESSTAP | PG AND E | 115 | 30 | Conf Load (N. Valley) | 303
31478 | TBLM JCT | PG AND E | 115 | 30 | Conf Load (N. Valley) | 303
42638 | PIPE LK | NORTHWEST | 115 | 40 | S.KING | 428
31459 | OREGNTRL | PG AND E | 115 | 30 | Conf Load (N. Valley) | 303
11043 | MARLOW | EL PASO | 115 | 11 | EPE - Native Load | 110
42601 | FREEWAY | NORTHWEST | 115 | 40 | S.KING | 428
46765 | MILWKETP | NORTHWEST | 115 | 40 | Tacoma Power - General | 466
34718 | KERN OIL | PG AND E | 115 | 30 | Conf Load (Kern) | 315
42636 | PANTHRLK | NORTHWEST | 115 | 40 | S.KING | 428
31480 | WYANDTTE | PG AND E | 115 | 30 | Conf Load (N. Valley) | 303
46053 | NEPHRATA | NORTHWEST | 115 | 40 | Grant County, WA | 482
46202 | ADAMS EW | NORTHWEST | 115 | 40 | Eugene, OR | 480
34712 | FAMOSO | PG AND E | 115 | 30 | Conf Load (Kern) | 315
42443 | REDMONDP | NORTHWEST | 115 | 40 | N.KING | 426
45743 | OLYMPIC | NORTHWEST | 115 | 40 | Snohomish PUD | 468
407700 | LON_MIN_CIO | NORTHWEST | 115 | 40 | Cowlitz County, WA | 457
46785 | WAPATOTP | NORTHWEST | 115 | 40 | Tacoma Power - General | 466
34400 | KNGSRVR1 | PG AND E | 115 | 30 | Conf Load (Fresno) | 314
34728 | LIVE OAK | PG AND E | 115 | 30 | Conf Load (Kern) | 315
46097 | SEPHRATA | NORTHWEST | 115 | 40 | Grant County, WA | 482
10500 | DEMGOLDT | NEW MEXICO | 115 | 10 | PNM: Deming | 104
31486 | CARIBOU | PG AND E | 115 | 30 | Conf Load (N. Valley) | 303
46786 | WESTGAT | NORTHWEST | 115 | 40 | Tacoma Power - General | 466
42591 | E.VALLEY | NORTHWEST | 115 | 40 | S.KING | 428
66490 | TARGEE# | PACE | 115 | 65 | ID BPA | 665
12126 | SFIDEL_T | NEW MEXICO | 115 | 10 | TSGT: Western NM | 122
40048 | ALVEY_S | NORTHWEST | 115 | 40 | Western Oregon | 402
34714 | LERDO | PG AND E | 115 | 30 | Conf Load (Kern) | 315
46751 | MCNEILTP | NORTHWEST | 115 | 40 | Tacoma Power - General | 466
31264 | STHELNJ2 | PG AND E | 115 | 30 | Conf Load (N. Coast) | 302
42587 | BOWLAKE | NORTHWEST | 115 | 40 | S.KING | 428
46753 | NARROWS# | NORTHWEST | 115 | 40 | Tacoma Power - Mutuals | 467
31407 | GYSR78TP | PG AND E | 115 | 30 | Conf Load (N. Coast) | 302
42584 | ALPAC | NORTHWEST | 115 | 40 | S.KINGI | 429
31265 | STHELNJ1 | PG AND E | 115 | 30 | Conf Load (N. Coast) | 302
42576 | BOE1 S | NORTHWEST | 115 | 40 | S.KINGI | 429
42571 | CUMBRLND | NORTHWEST | 115 | 40 | S.KING | 428
42580 | BELMORE | NORTHWEST | 115 | 40 | S.KING | 428
11041 | TROWBRIG | EL PASO | 115 | 11 | EPE - Native Load | 110
12115 | HESSBDW | NEW MEXICO | 115 | 10 | TSGT: North NM | 121
40041 | ALLSTON | NORTHWEST | 115 | 40 | Portland Area | 401
31261 | CACHE J1 | PG AND E | 115 | 30 | Conf Load (N. Coast) | 302
40040 | ALDERWD_T3# | NORTHWEST | 115 | 40 | Western Oregon | 402
97951 | mid_97951 | MONTANA | 115 | 62 | COLSTRIP_MT | 628
65915 | MACKS_INN_HV | PACE | 115 | 65 | ID BPA | 665
40036 | ALDERWD_T1# | NORTHWEST | 115 | 40 | Western Oregon | 402
40034 | ROSALC49 | NORTHWEST | 115 | 40 | Portland Area | 401
623112 | COLSTRIP 115 | MONTANA | 115 | 62 | COLSTRIP_MT | 628
66547 | HORSE BU_ | PACE | 115 | 65 | ID BPA | 665
40029 | ALBENI F | NORTHWEST | 115 | 40 | Spokane Area, N Idaho, W Montana | 406
10231 | NORTON_2 | NEW MEXICO | 115 | 10 | PNM: Santa Fe | 106
42530 | STARWOOD | NORTHWEST | 115 | 40 | S.KING | 428
46787 | MINTER# | NORTHWEST | 115 | 40 | Tacoma Power - Mutuals | 467
40024 | AIRPORT# | NORTHWEST | 115 | 40 | Western Oregon | 402
46686 | CLEMENT | NORTHWEST | 115 | 40 | Tacoma Power - General | 466
46761 | PARKLAND | NORTHWEST | 115 | 40 | Tacoma Power - General | 466
34189 | STARWDPNCH | PG AND E | 115 | 30 | Conf Load (Yosemite) | 313
31494 | BIGBENTP | PG AND E | 115 | 30 | Conf Load (N. Valley) | 303
40017 | ADDY | NORTHWEST | 115 | 40 | Spokane Area, N Idaho, W Montana | 406
42520 | MIDWAYP | NORTHWEST | 115 | 40 | S.KING | 428
65845 | JACKSN_J | PACE | 115 | 65 | ID BPA | 665
46039 | LARSON | NORTHWEST | 115 | 40 | Grant County, WA | 482
623155 | ARMELLSCREEK | MONTANA | 115 | 62 | BILLINGS_MT | 623
623157 | CASTLEROCK | MONTANA | 115 | 62 | BILLINGS_MT | 623
40007 | ABERDEEN | NORTHWEST | 115 | 40 | Seattle Area, Olympic Peninsula | 400
40005 | ABERDEEN# | NORTHWEST | 115 | 40 | Seattle Area, Olympic Peninsula | 400
40179 | CARLTON | NORTHWEST | 115 | 40 | Portland Area | 401
42513 | OBRIEN N | NORTHWEST | 115 | 40 | S.KING | 428
42701 | WHITRV N | NORTHWEST | 115 | 40 | PIERCE | 430
66665 | MADISN | PACE | 115 | 65 | ID BPA | 665
39602 | KMPUDGREEN | PG AND E | 115 | 30 | Conf Load (Stockton) | 311
46077 | ROUND LK | NORTHWEST | 115 | 40 | Grant County, WA | 482
46796 | MASHEL-1 | NORTHWEST | 115 | 40 | Tacoma Power - General | 466
39181 | WILDWOOD1 | PG AND E | 115 | 30 | Conf Load (Kern) | 315
10007 | ALLISON# | NEW MEXICO | 115 | 10 | PNM: Northwestern | 107
45855 | SILLS CR | NORTHWEST | 115 | 40 | Snohomish PUD | 468
31248 | PENNGRVE | PG AND E | 115 | 30 | Conf Load (N. Coast) | 302
10042 | BLCKRA | NEW MEXICO | 115 | 10 | PNM: Albuquerque | 101
39071 | AEVICTORY | PG AND E | 115 | 30 | Conf Load (Kern) | 315
42712 | WHITRV S | NORTHWEST | 115 | 40 | PIERCE | 430
38953 | TBC_POT1 | PG AND E | 115 | 30 | City of Pittsburg | 351
10105 | FOURHILL | NEW MEXICO | 115 | 10 | PNM: Albuquerque | 101
623113 | NICHOLS PUMP | MONTANA | 115 | 62 | COLSTRIP_MT | 628
31244 | STONY PT | PG AND E | 115 | 30 | Conf Load (N. Coast) | 302
66766 | VICTOR+ | PACE | 115 | 65 | ID BPA | 665
66812 | VALLEY_L | PACE | 115 | 65 | ID BPA | 665
66813 | DRY_CK | PACE | 115 | 65 | ID BPA | 665
34181 | WSTLDJCT | PG AND E | 115 | 30 | Conf Load (Yosemite) | 313
46643 | SOUTHWEST_A | NORTHWEST | 115 | 40 | Tacoma Power - General | 466
46963 | LIDFORD | NORTHWEST | 115 | 40 | Tacoma Power - General | 466
42595 | ELLNGTAP | NORTHWEST | 115 | 40 | S.KING | 428
42463 | WAYNE | NORTHWEST | 115 | 40 | N.KING | 426
42758 | GARDELLA | NORTHWEST | 115 | 40 | PIERCE | 430
42474 | PLATEAU | NORTHWEST | 115 | 40 | N.KING | 426
472790 | CHEVRON | NORTHWEST | 115 | 40 | Lower Columbia Basin | 404
96167 | mid_96167 | WAPA R.M. | 115 | 73 | ZoneWN | 756
34149 | CHENYT | PG AND E | 115 | 30 | Conf Load (Yosemite) | 313
42465 | WEY SNOQ | NORTHWEST | 115 | 40 | N.KINGI | 427
42757 | FRUTLAND | NORTHWEST | 115 | 40 | PIERCE | 430
31240 | SNTA RSA | PG AND E | 115 | 30 | Conf Load (N. Coast) | 302
34141 | PAN2_TAP | PG AND E | 115 | 30 | Conf Load (Yosemite) | 313
45869 | WALLACE R | NORTHWEST | 115 | 40 | Snohomish PUD | 468
10010 | AMBROSIA | NEW MEXICO | 115 | 10 | PNM: Northwestern | 107
45865 | HARDESON | NORTHWEST | 115 | 40 | Snohomish PUD | 468
42461 | VITULLI | NORTHWEST | 115 | 40 | N.KING | 426
31238 | MONROE1 | PG AND E | 115 | 30 | Conf Load (N. Coast) | 302
10016 | ARRIBA | NEW MEXICO | 115 | 10 | PNM: Las Vegas NM | 105
42457 | SW922TAP | NORTHWEST | 115 | 40 | N.KING | 426
42450 | SMERCER | NORTHWEST | 115 | 40 | N.KING | 426
42764 | KAPOWSIN | NORTHWEST | 115 | 40 | PIERCE | 430
66025 | MUSTANG | PACE | 115 | 65 | WY CENTRAL | 651
42456 | SW197TAP | NORTHWEST | 115 | 40 | N.KING | 426
46811 | N WENATC | NORTHWEST | 115 | 40 | Central Washington | 403
42766 | MERIDTAP | NORTHWEST | 115 | 40 | PIERCE | 430
40259 | COLUMBIA | NORTHWEST | 115 | 40 | Central Washington | 403
65535 | TINCUP | PACE | 115 | 65 | ID BPA | 665
31229 | REDBUDJ2 | PG AND E | 115 | 30 | Conf Load (N. Coast) | 302
34733 | BEAR MTN | PG AND E | 115 | 30 | Conf Load (Kern) | 315
12100 | GLADSTON | NEW MEXICO | 115 | 10 | TSGT: North NM | 121
38534 | GRAY115 | PG AND E | 115 | 30 | Conf Load (TID) | 324
46816 | CRUMCYN | NORTHWEST | 115 | 40 | Central Washington | 403
629029 | USANTIMONY B | MONTANA | 115 | 62 | MISSOULA_MT | 629
38470 | HUGHSON | PG AND E | 115 | 30 | Conf Load (TID) | 324
46729 | HYLEBTP | NORTHWEST | 115 | 40 | Tacoma Power - General | 466
46433 | MASS | NORTHWEST | 115 | 40 | Seattle City Light | 464
38442 | AUGUST | PG AND E | 115 | 30 | Conf Load (TID) | 324
42777 | SPANAWAY | NORTHWEST | 115 | 40 | PIERCE | 430
31228 | HOMSTKTP | PG AND E | 115 | 30 | Conf Load (N. Coast) | 302
38438 | TAYLR | PG AND E | 115 | 30 | Conf Load (TID) | 324
38436 | WALNT115 | PG AND E | 115 | 30 | Conf Load (TID) | 324
31958 | CORDELIA | PG AND E | 115 | 30 | Conf Load (Sacramento) | 304
42445 | ROSEHILL | NORTHWEST | 115 | 40 | N.KING | 426
67185 | HILLTP1 | PACE | 115 | 65 | WY NORTH | 650
629034 | CROWCRKJCT B | MONTANA | 115 | 62 | MISSOULA_MT | 629
38428 | CRTEZ | PG AND E | 115 | 30 | Conf Load (TID) | 324
65469 | GREENTIMBER+ | PACE | 115 | 65 | ID BPA | 665
42755 | FAIRCHIL | NORTHWEST | 115 | 40 | PIERCEI | 431
42783 | TILLICUM | NORTHWEST | 115 | 40 | PIERCE | 430
38422 | COOPER | PG AND E | 115 | 30 | Conf Load (TID) | 324
45852 | N CREEK T | NORTHWEST | 115 | 40 | Snohomish PUD | 468
34116 | LE GRAND | PG AND E | 115 | 30 | Conf Load (Yosemite) | 313
42426 | N BELVUE | NORTHWEST | 115 | 40 | N.KING | 426
42202 | WHIDBY S | NORTHWEST | 115 | 40 | ISLAND | 424
462231 | HID_HAW_CIO | NORTHWEST | 115 | 40 | Western Oregon | 402
38410 | WESTL115 | PG AND E | 115 | 30 | Conf Load (TID) | 324
42800 | OLYMPA P | NORTHWEST | 115 | 40 | THURSTN | 432
46745 | LODHLM | NORTHWEST | 115 | 40 | Tacoma Power - Mutuals | 467
34100 | CHWCHLLA | PG AND E | 115 | 30 | Conf Load (Yosemite) | 313
34736 | MAGUNDEN | PG AND E | 115 | 30 | Conf Load (Kern) | 315
46819 | ENTSWYD | NORTHWEST | 115 | 40 | Central Washington | 403
38238 | HUNTWSTP | PG AND E | 115 | 30 | Conf Load (MID) | 323
413190 | CLUMBIA_RDG# | NORTHWEST | 115 | 40 | Lower Columbia Basin | 404
46214 | COBURG | NORTHWEST | 115 | 40 | Eugene, OR | 480
38226 | MC CLURE | PG AND E | 115 | 30 | Conf Load (MID) | 323
12091 | YORKCANY | NEW MEXICO | 115 | 10 | TSGT: North NM | 121
10391 | SANDIAK5 | NEW MEXICO | 115 | 10 | PNM: Albuquerque | 101
42440 | PINELAKE | NORTHWEST | 115 | 40 | N.KING | 426
46818 | ROCKIS22 | NORTHWEST | 115 | 40 | Central Washington | 403
31964 | KNIGHT2 | PG AND E | 115 | 30 | Conf Load (Sacramento) | 304
10227 | NORTHPNM | NEW MEXICO | 115 | 10 | PNM: Albuquerque | 101
623613 | HARDIN AUTO | MONTANA | 115 | 62 | BILLINGS_MT | 623
42804 | ST CLR W | NORTHWEST | 115 | 40 | THURSTN | 432
38031 | LOMPCJ1 | PG AND E | 115 | 30 | Conf Load (Los Padres) | 320
31224 | INDIN VL | PG AND E | 115 | 30 | Conf Load (N. Coast) | 302
38028 | PLO ALTO | PG AND E | 115 | 30 | Conf Load (NCPA) | 328
38026 | ALAMEDCT | PG AND E | 115 | 30 | Conf Load (NCPA) | 328
10103 | EMBUDO | NEW MEXICO | 115 | 10 | PNM: Albuquerque | 101
38022 | CARTWRT | PG AND E | 115 | 30 | Conf Load (NCPA) | 328
38020 | CITY UKH | PG AND E | 115 | 30 | Conf Load (NCPA) | 328
31965 | KNIGHT1 | PG AND E | 115 | 30 | Conf Load (Sacramento) | 304
42808 | BLUMAER | NORTHWEST | 115 | 40 | THURSTN | 432
42439 | PCKERING | NORTHWEST | 115 | 40 | N.KING | 426
65305 | CASPERPP | PACE | 115 | 65 | WY EAST | 679
46049 | MOSES LK | NORTHWEST | 115 | 40 | Grant County, WA | 482
37955 | WALDON | PG AND E | 115 | 30 | Conf Load (Redding) | 329
42861 | AIRPORTP | NORTHWEST | 115 | 40 | THURSTN | 432
37951 | TEXASSPR | PG AND E | 115 | 30 | Conf Load (Redding) | 329
37948 | SULP JCT | PG AND E | 115 | 30 | Conf Load (Redding) | 329
37947 | SULP CRK | PG AND E | 115 | 30 | Conf Load (Redding) | 329
42438 | PHANTOM | NORTHWEST | 115 | 40 | N.KING | 426
37943 | RDGPOWER | PG AND E | 115 | 30 | Conf Load (Redding) | 329
42851 | MCAL.SPR | NORTHWEST | 115 | 40 | THURSTN | 432
37937 | QUARTZ H | PG AND E | 115 | 30 | Conf Load (Redding) | 329
31222 | REDBUD | PG AND E | 115 | 30 | Conf Load (N. Coast) | 302
12086 | WESTMS_3 | NEW MEXICO | 115 | 10 | PNM: Sandoval | 103
12083 | TAYLOR_P | NEW MEXICO | 115 | 10 | TSGT: Western NM | 122
37928 | MOORE | PG AND E | 115 | 30 | Conf Load (Redding) | 329
42435 | OLYCANYT | NORTHWEST | 115 | 40 | N.KING | 426
42432 | NORTHRUP | NORTHWEST | 115 | 40 | N.KING | 426
37919 | EAST RDG | PG AND E | 115 | 30 | Conf Load (Redding) | 329
10479 | IRIS | NEW MEXICO | 115 | 10 | PNM: Sandoval | 103
46079 | ROYAL | NORTHWEST | 115 | 40 | Grant County, WA | 482
12213 | TORREON | NEW MEXICO | 115 | 10 | TSGT: Central NM | 120
42433 | NORWAY H | NORTHWEST | 115 | 40 | N.KING | 426
96172 | mid_96172 | WAPA R.M. | 115 | 73 | ZoneBH | 750
31220 | EGLE RCK | PG AND E | 115 | 30 | Conf Load (N. Coast) | 302
37902 | AIRPORTR | PG AND E | 115 | 30 | Conf Load (Redding) | 329
42431 | NORTHBND | NORTHWEST | 115 | 40 | N.KING | 426
42506 | CHRISTOP | NORTHWEST | 115 | 40 | S.KING | 428
45848 | HALLS LK | NORTHWEST | 115 | 40 | Snohomish PUD | 468
42428 | NBELL TP | NORTHWEST | 115 | 40 | N.KING | 426
34195 | NORTHSTAR | PG AND E | 115 | 30 | Conf Load (Yosemite) | 313
31219 | ERFT4_23CRJ | PG AND E | 115 | 30 | Conf Load (N. Coast) | 302
34126 | CORSGOLD | PG AND E | 115 | 30 | Conf Load (Yosemite) | 313
45840 | C MARYS T | NORTHWEST | 115 | 40 | Snohomish PUD | 468
45842 | SCOTT 2 | NORTHWEST | 115 | 40 | Snohomish PUD | 468
15128 | STEWMTN | SRP | 115 | 15 | SRP EMA 115kV | 1506
45823 | WOODS CK | NORTHWEST | 115 | 40 | Snohomish PUD | 468
31971 | ZAMORA1 | PG AND E | 115 | 30 | Conf Load (Sacramento) | 304
42865 | DECATUR | NORTHWEST | 115 | 40 | THURSTN | 432
623212 | COLSTART BK6 | MONTANA | 115 | 62 | COLSTRIP_MT | 628
10225 | NOE_TAP | NEW MEXICO | 115 | 10 | PNM: Northwestern | 107
42870 | JOHNS HL | NORTHWEST | 115 | 40 | THURSTN | 432
623762 | COLSTART34 T | MONTANA | 115 | 62 | COLSTRIP_MT | 628
10478 | RIOPUERC | NEW MEXICO | 115 | 10 | PNM: Sandoval | 103
31976 | POST | PG AND E | 115 | 30 | Conf Load (Sacramento) | 304
37571 | SHAST LK | PG AND E | 115 | 30 | Conf Load (Redding) | 329
46219 | DILLARD | NORTHWEST | 115 | 40 | Eugene, OR | 480
12081 | TAOS | NEW MEXICO | 115 | 10 | TSGT: North NM | 121
31215 | LUCERNJ1 | PG AND E | 115 | 30 | Conf Load (N. Coast) | 302
42878 | OLY BEER | NORTHWEST | 115 | 40 | THURSTNI | 433
42880 | PATTERSN | NORTHWEST | 115 | 40 | THURSTN | 432
31982 | HOWARDJCT2 | PG AND E | 115 | 30 | Conf Load (Sacramento) | 304
42416 | LOCHLEVN | NORTHWEST | 115 | 40 | N.KING | 426
31983 | HOWARDJCT3 | PG AND E | 115 | 30 | Conf Load (Sacramento) | 304
42885 | TANGLEWD | NORTHWEST | 115 | 40 | THURSTN | 432
31984 | BRIGHTN | PG AND E | 115 | 30 | Conf Load (Sacramento) | 304
34490 | PARLIER | PG AND E | 115 | 30 | Conf Load (Fresno) | 314
42414 | LK LEOTA | NORTHWEST | 115 | 40 | N.KING | 426
20088 | MNI-115 | MEXICO-CFE | 115 | 20 | ZoneEN | 205
45625 | CLEARVIEW T1 | NORTHWEST | 115 | 40 | Snohomish PUD | 468
42413 | LAKEHILL | NORTHWEST | 115 | 40 | N.KING | 426
37547 | FOLSOM | PG AND E | 115 | 30 | Conf Load (Western) | 325
45627 | DELTA | NORTHWEST | 115 | 40 | Snohomish PUD | 468
31988 | DEEPWATR | PG AND E | 115 | 30 | Conf Load (Sacramento) | 304
34121 | SHARON T | PG AND E | 115 | 30 | Conf Load (Yosemite) | 313
42402 | HILTNLKT | NORTHWEST | 115 | 40 | N.KING | 426
45811 | TWENTIETH | NORTHWEST | 115 | 40 | Snohomish PUD | 468
42389 | CLYMER | NORTHWEST | 115 | 40 | KITTITAS | 436
31208 | CLOVRDLE | PG AND E | 115 | 30 | Conf Load (N. Coast) | 302
31986 | W.SCRMNO | PG AND E | 115 | 30 | Conf Load (Sacramento) | 304
15134 | ROOSEVLT | SRP | 115 | 15 | SRP EMA 115kV | 1506
10102 | ELDRADOT | NEW MEXICO | 115 | 10 | PNM: Santa Fe | 106
42405 | HYAK | NORTHWEST | 115 | 40 | KITTITAS | 436
10470 | PRGRSS | NEW MEXICO | 115 | 10 | PNM: Sandoval | 103
37505 | KESWICK | PG AND E | 115 | 30 | Conf Load (Western) | 325
31993 | BRKRJCT | PG AND E | 115 | 30 | Conf Load (Sacramento) | 304
48520 | BOULDERW | NORTHWEST | 115 | 40 | AVA: Spokane | 447
48514 | CRCHFELD | NORTHWEST | 115 | 40 | AVA: Lewiston/Clarkston | 444
48510 | DRYCREEK | NORTHWEST | 115 | 40 | AVA: Lewiston/Clarkston | 444
48471 | WILSNCKT | NORTHWEST | 115 | 40 | AVA: Big Bend | 445
42390 | CRESTWD | NORTHWEST | 115 | 40 | N.KING | 426
34118 | LE GRNDJ | PG AND E | 115 | 30 | Conf Load (Yosemite) | 313
31202 | CALPELLA | PG AND E | 115 | 30 | Conf Load (N. Coast) | 302
48459 | WEIPPE | NORTHWEST | 115 | 40 | AVA: Lewiston/Clarkston | 444
48453 | WALLACE | NORTHWEST | 115 | 40 | AVA: Coeur D'Alene | 441
37057 | SOUTHCTY | PG AND E | 115 | 30 | Conf Load (SMUD) | 322
42398 | FALLCITY | NORTHWEST | 115 | 40 | N.KING | 426
48447 | WAIKIKI | NORTHWEST | 115 | 40 | AVA: Spokane | 447
48441 | VALLEY A | NORTHWEST | 115 | 40 | AVA: Big Bend | 445
48440 | VALLEYWAY#2 | NORTHWEST | 115 | 40 | AVA: Spokane | 447
48431 | THIRHACH | NORTHWEST | 115 | 40 | AVA: Spokane | 447
48430 | TERRVIEW | NORTHWEST | 115 | 40 | AVA: Palouse | 446
31011 | FRSTGLEN | PG AND E | 115 | 30 | Conf Load (N. Valley) | 303
48425 | SADDLEMTN115 | NORTHWEST | 115 | 40 | AVA: Big Bend | 445
48421 | SUNSET | NORTHWEST | 115 | 40 | AVA: Spokane | 447
48420 | SULLIVANTAP | NORTHWEST | 115 | 40 | AVA: Spokane | 447
34112 | EXCHEQUR | PG AND E | 115 | 30 | Conf Load (Yosemite) | 313
20078 | TRI-115 | MEXICO-CFE | 115 | 20 | ZoneEN | 205
48399 | SPIRIT | NORTHWEST | 115 | 40 | AVA: Big Bend | 445
48401 | SPIRITLK | NORTHWEST | 115 | 40 | AVA: Coeur D'Alene | 441
45773 | EDGECOMB | NORTHWEST | 115 | 40 | Snohomish PUD | 468
48395 | SOUTHEAS | NORTHWEST | 115 | 40 | AVA: Spokane | 447
48393 | SOTHELOT | NORTHWEST | 115 | 40 | AVA: Big Bend | 445
46687 | CLVRPKTP | NORTHWEST | 115 | 40 | Tacoma Power - General | 466
42388 | COLLEGEP | NORTHWEST | 115 | 40 | N.KING | 426
48387 | SILVRLAK | NORTHWEST | 115 | 40 | AVA: Spokane | 447
45799 | TENTH T | NORTHWEST | 115 | 40 | Snohomish PUD | 468
48383 | SHAWNEE | NORTHWEST | 115 | 40 | AVA: Palouse | 446
42385 | CENTER | NORTHWEST | 115 | 40 | N.KING | 426
48376 | SAGLE | NORTHWEST | 115 | 40 | AVA: Coeur D'Alene | 441
48371 | ROSSPARK | NORTHWEST | 115 | 40 | AVA: Spokane | 447
42386 | BRTWT41 | NORTHWEST | 115 | 40 | N.KINGI | 427
42381 | AMESLKTP | NORTHWEST | 115 | 40 | N.KING | 426
48362 | NEILSON | NORTHWEST | 115 | 40 | AVA: Big Bend | 445
45790 | TAMBARK 2 | NORTHWEST | 115 | 40 | Snohomish PUD | 468
48356 | RATHDRME | NORTHWEST | 115 | 40 | AVA: Coeur D'Alene | 441
48349 | RAMSEY | NORTHWEST | 115 | 40 | AVA: Coeur D'Alene | 441
48351 | RATHBUS1 | NORTHWEST | 115 | 40 | AVA: Coeur D'Alene | 441
48347 | PRIEST_AVA | NORTHWEST | 115 | 40 | AVA: Coeur D'Alene | 441
48343 | POUNDLNE | NORTHWEST | 115 | 40 | AVA: Lewiston/Clarkston | 444
48319 | PLEASANT | NORTHWEST | 115 | 40 | AVA: Coeur D'Alene | 441
48323 | PLUMMER | NORTHWEST | 115 | 40 | AVA: Coeur D'Alene | 441
12061 | PLAYAS | NEW MEXICO | 115 | 10 | TSGT: Southern NM | 123
48315 | PINE CRK | NORTHWEST | 115 | 40 | AVA: Coeur D'Alene | 441
48309 | OTHELOSS | NORTHWEST | 115 | 40 | AVA: Big Bend | 445
32009 | JAMESN-A | PG AND E | 115 | 30 | Conf Load (Sacramento) | 304
48308 | LEE&REYN | NORTHWEST | 115 | 40 | AVA: Big Bend | 445
48307 | OTHELLO | NORTHWEST | 115 | 40 | AVA: Big Bend | 445
48297 | OGARA | NORTHWEST | 115 | 40 | AVA: Coeur D'Alene | 441
48291 | TURNER_WSU | NORTHWEST | 115 | 40 | AVA: Palouse | 446
48293 | ODEN | NORTHWEST | 115 | 40 | AVA: Coeur D'Alene | 441
48295 | ODESSA | NORTHWEST | 115 | 40 | AVA: Big Bend | 445
10009 | ALLISONT | NEW MEXICO | 115 | 10 | PNM: Northwestern | 107
36975 | RB_TAP8 | PG AND E | 115 | 30 | City and County of San Francisco | 357
42968 | R.POINT | NORTHWEST | 115 | 40 | KITSAP | 434
48279 | Northwes | NORTHWEST | 115 | 40 | AVA: Spokane | 447
42340 | TWINFALL | NORTHWEST | 115 | 40 | N.KING | 426
42325 | MORLANDS | NORTHWEST | 115 | 40 | N.KING | 426
48269 | NINEMILE | NORTHWEST | 115 | 40 | AVA: Spokane | 447
48261 | NEZPERCE | NORTHWEST | 115 | 40 | AVA: Lewiston/Clarkston | 444
45785 | STIMSON | NORTHWEST | 115 | 40 | Snohomish PUD | 468
20075 | KON-115 | MEXICO-CFE | 115 | 20 | ZoneEN | 205
48253 | N LEWIST | NORTHWEST | 115 | 40 | AVA: Lewiston/Clarkston | 444
36968 | MID_TAP3 | PG AND E | 115 | 30 | City and County of San Francisco | 357
48238 | MILLWOOD_E | NORTHWEST | 115 | 40 | AVA: Spokane | 447
48225 | METRO | NORTHWEST | 115 | 40 | AVA: Spokane | 447
48237 | MILLWOOD | NORTHWEST | 115 | 40 | AVA: Spokane | 447
48235 | MILAN# | NORTHWEST | 115 | 40 | Spokane Area, N Idaho, W Montana | 406
48222 | MEAD SUB | NORTHWEST | 115 | 40 | AVA: Spokane | 447
48223 | METCHIP | NORTHWEST | 115 | 40 | AVA: Big Bend | 445
48221 | MARENGO | NORTHWEST | 115 | 40 | AVA: Big Bend | 445
48219 | LYONSTND | NORTHWEST | 115 | 40 | AVA: Spokane | 447
48199 | LONGLAKW | NORTHWEST | 115 | 40 | AVA: Big Bend | 445
48201 | LONGLAKE | NORTHWEST | 115 | 40 | AVA: Big Bend | 445
36852 | SRS | PG AND E | 115 | 30 | Conf Load (Silicon Valley Power) | 321
48195 | LOLO | NORTHWEST | 115 | 40 | AVA: Lewiston/Clarkston | 444
20073 | MND-115 | MEXICO-CFE | 115 | 20 | ZoneEN | 205
48187 | LIND | NORTHWEST | 115 | 40 | AVA: Big Bend | 445
48183 | LEON | NORTHWEST | 115 | 40 | AVA: Palouse | 446
48182 | LATAH_TAP | NORTHWEST | 115 | 40 | AVA: Spokane | 447
45739 | OLIVIA P | NORTHWEST | 115 | 40 | Snohomish PUD | 468
64209 | VALLEY_SS | SIERRA | 115 | 64 | NON-SPP GEN | 643
48169 | JULIAETT | NORTHWEST | 115 | 40 | AVA: Palouse | 446
48165 | IRVIN | NORTHWEST | 115 | 40 | AVA: Spokane | 447
48159 | HUETTER | NORTHWEST | 115 | 40 | AVA: Coeur D'Alene | 441
48161 | IDAHO_RD | NORTHWEST | 115 | 40 | AVA: Coeur D'Alene | 441
48157 | HOLBROOK | NORTHWEST | 115 | 40 | AVA: Lewiston/Clarkston | 444
48155 | HERN | NORTHWEST | 115 | 40 | AVA: Coeur D'Alene | 441
10121 | HAWKINS# | NEW MEXICO | 115 | 10 | PNM: Albuquerque | 101
20071 | EDA-115 | MEXICO-CFE | 115 | 20 | ZoneEN | 205
48145 | HANGMAN | NORTHWEST | 115 | 40 | AVA: Spokane | 447
48143 | GREENWDA | NORTHWEST | 115 | 40 | AVA: Big Bend | 445
42307 | LKTRAD | NORTHWEST | 115 | 40 | N.KING | 426
48139 | GLENTAP | NORTHWEST | 115 | 40 | AVA: Spokane | 447
48135 | GIFFORD | NORTHWEST | 115 | 40 | AVA: Big Bend | 445
48133 | GARFIELD | NORTHWEST | 115 | 40 | AVA: Palouse | 446
42177 | SHANNON | NORTHWEST | 115 | 40 | SKAGIT | 422
48125 | FOURLBPA | NORTHWEST | 115 | 40 | AVA: Spokane | 447
48122 | FAIR S | NORTHWEST | 115 | 40 | AVA: Spokane | 447
48121 | EWAN | NORTHWEST | 115 | 40 | AVA: Palouse | 446
48117 | EASTFARM | NORTHWEST | 115 | 40 | AVA: Spokane | 447
48115 | EASCOLFX | NORTHWEST | 115 | 40 | AVA: Palouse | 446
48109 | DIAMOND | NORTHWEST | 115 | 40 | AVA: Palouse | 446
48111 | DOWERRDT | NORTHWEST | 115 | 40 | AVA: Coeur D'Alene | 441
45761 | RICHMOND T | NORTHWEST | 115 | 40 | Snohomish PUD | 468
34772 | BP21Z | PG AND E | 115 | 30 | Conf Load (Kern) | 315
20070 | GLL-115 | MEXICO-CFE | 115 | 20 | ZoneEN | 205
34227 | BELRDG T | PG AND E | 115 | 30 | Conf Load (Kern) | 315
48091 | CRAIGMNT | NORTHWEST | 115 | 40 | AVA: Lewiston/Clarkston | 444
48093 | DALTON A | NORTHWEST | 115 | 40 | AVA: Coeur D'Alene | 441
48087 | COTTNWDT | NORTHWEST | 115 | 40 | AVA: Lewiston/Clarkston | 444
48089 | COTTNWOD | NORTHWEST | 115 | 40 | AVA: Lewiston/Clarkston | 444
48073 | CHAMBERSTP | NORTHWEST | 115 | 40 | AVA: Palouse | 446
64211 | BOTTLE_CRK+ | SIERRA | 115 | 64 | NON-SPP GEN | 643
48077 | CLRKFORK | NORTHWEST | 115 | 40 | AVA: Coeur D'Alene | 441
48076 | CLEARWATER_E | NORTHWEST | 115 | 40 | AVA: Lewiston/Clarkston | 444
45753 | PINEHURST | NORTHWEST | 115 | 40 | Snohomish PUD | 468
20068 | SVE-115 | MEXICO-CFE | 115 | 20 | ZoneEN | 205
48069 | CHESTER | NORTHWEST | 115 | 40 | AVA: Spokane | 447
48067 | CDA | NORTHWEST | 115 | 40 | AVA: Coeur D'Alene | 441
42222 | COUPVILL | NORTHWEST | 115 | 40 | ISLAND | 424
408190 | PLYMOUTH+ | NORTHWEST | 115 | 40 | Lower Columbia Basin | 404
64212 | QUINN_RV | SIERRA | 115 | 64 | NON-SPP GEN | 643
42223 | CRESCENT | NORTHWEST | 115 | 40 | ISLAND | 424
45747 | PERRINV | NORTHWEST | 115 | 40 | Snohomish PUD | 468
48047 | BRONX | NORTHWEST | 115 | 40 | AVA: Coeur D'Alene | 441
48043 | BLANCHRD | NORTHWEST | 115 | 40 | AVA: Coeur D'Alene | 441
48041 | BIGCREEK | NORTHWEST | 115 | 40 | AVA: Coeur D'Alene | 441
64210 | OROVDA+ | SIERRA | 115 | 64 | NON-SPP GEN | 643
20066 | EPCH-115 | MEXICO-CFE | 115 | 20 | ZoneEN | 205
36218 | M | PG AND E | 115 | 30 | Conf Load (Central Coast) | 319
48029 | BEACON S | NORTHWEST | 115 | 40 | AVA: Spokane | 447
42201 | GREENBNK | NORTHWEST | 115 | 40 | ISLAND | 424
48021 | BARKER | NORTHWEST | 115 | 40 | AVA: Spokane | 447
48017 | ATHOLTAP | NORTHWEST | 115 | 40 | AVA: Coeur D'Alene | 441
48015 | ARDEN | NORTHWEST | 115 | 40 | AVA: Big Bend | 445
25637 | TRANWND | SOCALIF | 115 | 24 | SCE Devers 115kV | 941
48001 | 4LAKE TP | NORTHWEST | 115 | 40 | AVA: Spokane | 447
35931 | SLDAD 5M | PG AND E | 115 | 30 | Conf Load (Central Coast) | 319
32202 | E.MRYSVE | PG AND E | 115 | 30 | Conf Load (Sierra) | 305
42185 | LINDE | NORTHWEST | 115 | 40 | SKAGITI | 423
35929 | DEL MNTE | PG AND E | 115 | 30 | Conf Load (Central Coast) | 319
25635 | ALTWIND | SOCALIF | 115 | 24 | SCE Devers 115kV | 941
35928 | DOLAN J2 | PG AND E | 115 | 30 | Conf Load (Central Coast) | 319
42175 | RITA P | NORTHWEST | 115 | 40 | SKAGIT | 422
42170 | MTVERNON | NORTHWEST | 115 | 40 | SKAGIT | 422
45721 | MUKILTEO T | NORTHWEST | 115 | 40 | Snohomish PUD | 468
42007 | LYNDEN | NORTHWEST | 115 | 40 | WHATCOM | 420
45665 | GRANFAL | NORTHWEST | 115 | 40 | Snohomish PUD | 468
40897 | ROSS | NORTHWEST | 115 | 40 | Portland Area | 401
47800 | HOPKINSR | NORTHWEST | 115 | 40 | Southeast Washington | 407
35922 | MOSSLNSW | PG AND E | 115 | 30 | Conf Load (Central Coast) | 319
42173 | PADILTAP | NORTHWEST | 115 | 40 | SKAGIT | 422
64174 | WINN BPA | SIERRA | 115 | 64 | NON-SPP GEN | 643
35917 | PRNDL J2 | PG AND E | 115 | 30 | Conf Load (Central Coast) | 319
70068 | BURROCYN | PSCOLORADO | 115 | 70 | ZoneRS | 704
47574 | NINEMIF1 | NORTHWEST | 115 | 40 | Southeast Washington | 407
42171 | NORLUM | NORTHWEST | 115 | 40 | SKAGIT | 422
47567 | SUNLAND | NORTHWEST | 115 | 40 | Seattle Area, Olympic Peninsula | 400
35915 | PRNDL J1 | PG AND E | 115 | 30 | Conf Load (Central Coast) | 319
47559 | DUNGENES | NORTHWEST | 115 | 40 | Seattle Area, Olympic Peninsula | 400
47535 | MCCULLOUGH | NORTHWEST | 115 | 40 | Tacoma Power - Mutuals | 467
47562 | MONROE+ | NORTHWEST | 115 | 40 | Seattle Area, Olympic Peninsula | 400
47561 | HAPPY V | NORTHWEST | 115 | 40 | Seattle Area, Olympic Peninsula | 400
42167 | HICKOX | NORTHWEST | 115 | 40 | SKAGIT | 422
42166 | BLACKBRN | NORTHWEST | 115 | 40 | SKAGIT | 422
47557 | DEER_PK+ | NORTHWEST | 115 | 40 | Seattle Area, Olympic Peninsula | 400
47556 | BLYN+ | NORTHWEST | 115 | 40 | Seattle Area, Olympic Peninsula | 400
45727 | N CREEK | NORTHWEST | 115 | 40 | Snohomish PUD | 468
46683 | BROWNSPT | NORTHWEST | 115 | 40 | Tacoma Power - General | 466
45723 | MURPHYS CR | NORTHWEST | 115 | 40 | Snohomish PUD | 468
42161 | AVON PMP | NORTHWEST | 115 | 40 | SKAGITI | 423
42163 | BIGROCK | NORTHWEST | 115 | 40 | SKAGIT | 422
47530 | MILLERTA | NORTHWEST | 115 | 40 | Tacoma Power - Mutuals | 467
46130 | BASS JCT | NORTHWEST | 115 | 40 | Grant County, WA | 482
47528 | FRANZ_HOLMES | NORTHWEST | 115 | 40 | Tacoma Power - Mutuals | 467
33964 | SALADO | PG AND E | 115 | 30 | Conf Load (Stanislaus) | 312
42156 | ALGER | NORTHWEST | 115 | 40 | SKAGIT | 422
45709 | MAPLEWOOD | NORTHWEST | 115 | 40 | Snohomish PUD | 468
33965 | SALADO J | PG AND E | 115 | 30 | Conf Load (Stanislaus) | 312
11011 | ANTHONY | EL PASO | 115 | 11 | EPE - Native Load | 110
45713 | MEADWD | NORTHWEST | 115 | 40 | Snohomish PUD | 468
47507 | HOPKINS# | NORTHWEST | 115 | 40 | AVA: Spokane | 447
47505 | HOODOO | NORTHWEST | 115 | 40 | AVA: Coeur D'Alene | 441
42153 | GAGES | NORTHWEST | 115 | 40 | SKAGIT | 422
35658 | LS ESTRS | PG AND E | 115 | 30 | Conf Load (San Jose) | 318
17620 | ORACLE-AE | AEPCO | 115 | 17 | AEPCO: Trico | 171
47445 | FIBRE89-146 | NORTHWEST | 115 | 40 | Cowlitz County, WA | 457
46131 | WIN USBR | NORTHWEST | 115 | 40 | Grant County, WA | 482
43109 | CORNELUS | NORTHWEST | 115 | 40 | Portland General - BES S/S | 451
42152 | GAGES TP | NORTHWEST | 115 | 40 | SKAGIT | 422
35655 | MORGN J2 | PG AND E | 115 | 30 | Conf Load (San Jose) | 318
405479 | CARMA+ | NORTHWEST | 115 | 40 | Lower Columbia Basin | 404
42127 | LO BAKER | NORTHWEST | 115 | 40 | SKAGIT | 422
42119 | SEDRO W | NORTHWEST | 115 | 40 | SKAGIT | 422
47432 | 7TH AVE | NORTHWEST | 115 | 40 | Cowlitz County, WA | 457
47428 | OLSONRDTAP | NORTHWEST | 115 | 40 | Cowlitz County, WA | 457
47429 | OLYPIPE | NORTHWEST | 115 | 40 | Cowlitz County, WA | 457
42130 | TEX_WEST | NORTHWEST | 115 | 40 | SKAGITI | 423
47427 | OLSON RD | NORTHWEST | 115 | 40 | Cowlitz County, WA | 457
47421 | MG TAP | NORTHWEST | 115 | 40 | Cowlitz County, WA | 457
33952 | VALLY HM | PG AND E | 115 | 30 | Conf Load (Stanislaus) | 312
42125 | CFALLTAP | NORTHWEST | 115 | 40 | PSEOTHER | 439
405490 | SUNHEAVEN2# | NORTHWEST | 115 | 40 | Lower Columbia Basin | 404
30882 | HERNDN1M | PG AND E | 115 | 30 | Conf Load (Fresno) | 314
47419 | FIBRE Y | NORTHWEST | 115 | 40 | Cowlitz County, WA | 457
47417 | KAL IND | NORTHWEST | 115 | 40 | Cowlitz County, WA | 457
47414 | JOHN ST | NORTHWEST | 115 | 40 | Cowlitz County, WA | 457
40934 | PONDERAY+ | NORTHWEST | 115 | 40 | Spokane Area, N Idaho, W Montana | 406
42052 | BLAINE | NORTHWEST | 115 | 40 | WHATCOM | 420
47406 | CASTLROCK | NORTHWEST | 115 | 40 | Cowlitz County, WA | 457
47403 | BHP | NORTHWEST | 115 | 40 | Cowlitz County, WA | 457
64051 | MCDERMIT_SS | SIERRA | 115 | 64 | NON-SPP GEN | 643
35639 | IBM-HRRS | PG AND E | 115 | 30 | Conf Load (San Jose) | 318
35638 | EDENVALE | PG AND E | 115 | 30 | Conf Load (San Jose) | 318
70148 | DENVTM | PSCOLORADO | 115 | 70 | ZoneRD | 700
47375 | GATEWAY | NORTHWEST | 115 | 40 | Lower Columbia Basin | 404
47370 | ZEPHYR_H+ | NORTHWEST | 115 | 40 | Lower Columbia Basin | 404
47374 | PANGBORN | NORTHWEST | 115 | 40 | Central Washington | 403
47372 | OLYMPC S | NORTHWEST | 115 | 40 | Western Oregon | 402
42107 | MARCHPTS | NORTHWEST | 115 | 40 | SKAGIT | 422
47369 | DUFORT | NORTHWEST | 115 | 40 | Spokane Area, N Idaho, W Montana | 406
35631 | MARKHM J | PG AND E | 115 | 30 | Conf Load (San Jose) | 318
45699 | LK GOODWIN | NORTHWEST | 115 | 40 | Snohomish PUD | 468
45695 | KELLOGM T | NORTHWEST | 115 | 40 | Snohomish PUD | 468
45685 | JACKSON | NORTHWEST | 115 | 40 | Snohomish PUD | 468
30877 | MCCALL2M | PG AND E | 115 | 30 | Conf Load (Fresno) | 314
33956 | SJ COGEN | PG AND E | 115 | 30 | Conf Load (Stanislaus) | 312
47342 | SUNSETRD | NORTHWEST | 115 | 40 | Lower Columbia Basin | 404
47352 | SILICON | NORTHWEST | 115 | 40 | Clark County, WA | 456
47341 | SATSOPPK | NORTHWEST | 115 | 40 | Seattle Area, Olympic Peninsula | 400
47340 | RUBYSTREET+ | NORTHWEST | 115 | 40 | Lower Columbia Basin | 404
42096 | LEHIGH | NORTHWEST | 115 | 40 | WHATCOMI | 421
405474 | HORSE_HV_S# | NORTHWEST | 115 | 40 | Lower Columbia Basin | 404
47317 | 119TH ST | NORTHWEST | 115 | 40 | Clark County, WA | 456
47327 | KLNDIKE_WIND | NORTHWEST | 115 | 40 | Lower Columbia Basin | 404
42094 | ROEDER | NORTHWEST | 115 | 40 | WHATCOM | 420
42090 | BELLIS | NORTHWEST | 115 | 40 | WHATCOM | 420
47306 | HW_HILL# | NORTHWEST | 115 | 40 | Lower Columbia Basin | 404
73104 | LAGRANGE | WAPA R.M. | 115 | 73 | ZoneEW | 753
405180 | BEST_LANE | NORTHWEST | 115 | 40 | Southern Oregon | 405
46135 | WINCHEST | NORTHWEST | 115 | 40 | Grant County, WA | 482
42084 | STATE ST | NORTHWEST | 115 | 40 | WHATCOM | 420
45741 | OLIVIA P T | NORTHWEST | 115 | 40 | Snohomish PUD | 468
42081 | SCHUETT | NORTHWEST | 115 | 40 | WHATCOM | 420
47291 | COCHRANE+ | NORTHWEST | 115 | 40 | Lower Columbia Basin | 404
47287 | DON_NYS+ | NORTHWEST | 115 | 40 | Portland Area | 401
47286 | HUGHES_S# | NORTHWEST | 115 | 40 | Portland Area | 401
42070 | LKLOUISE | NORTHWEST | 115 | 40 | WHATCOM | 420
42079 | PLYMOUTH | NORTHWEST | 115 | 40 | WHATCOM | 420
47280 | RIVER_FRONT | NORTHWEST | 115 | 40 | Lower Columbia Basin | 404
47279 | CHEVRON# | NORTHWEST | 115 | 40 | Lower Columbia Basin | 404
42071 | LKLOUIST | NORTHWEST | 115 | 40 | WHATCOM | 420
47276 | N_CAMAS | NORTHWEST | 115 | 40 | Clark County, WA | 456
47274 | FAIRGROUNDS+ | NORTHWEST | 115 | 40 | Portland Area | 401
47273 | MORISON+ | NORTHWEST | 115 | 40 | Western Oregon | 402
42068 | HAPVALLY | NORTHWEST | 115 | 40 | WHATCOM | 420
42062 | CUSTER | NORTHWEST | 115 | 40 | WHATCOM | 420
47259 | WALNUT | NORTHWEST | 115 | 40 | Clark County, WA | 456
47258 | WAFERTEC | NORTHWEST | 115 | 40 | Clark County, WA | 456
61800 | ANDERSN | IDAHO | 115 | 60 | ZoneIP NPR | 604
15181 | AVSOLAR | SRP | 115 | 15 | SRP OTHER SUB 69kV | 1508
404934 | H2F_4 | NORTHWEST | 115 | 40 | Lower Columbia Basin | 404
61805 | MT HOME | IDAHO | 115 | 60 | ZoneIP NPR | 604
404933 | H2F_3+ | NORTHWEST | 115 | 40 | Lower Columbia Basin | 404
42058 | BRITTON | NORTHWEST | 115 | 40 | WHATCOM | 420
47242 | SW52 | NORTHWEST | 115 | 40 | Clark County, WA | 456
47241 | SW51 | NORTHWEST | 115 | 40 | Clark County, WA | 456
42054 | LAUREL P | NORTHWEST | 115 | 40 | WHATCOM | 420
47238 | SW35 | NORTHWEST | 115 | 40 | Clark County, WA | 456
47236 | SW117 | NORTHWEST | 115 | 40 | Clark County, WA | 456
47235 | SW105 | NORTHWEST | 115 | 40 | Clark County, WA | 456
34287 | BDGRCRKP | PG AND E | 115 | 30 | Conf Load (Kern) | 315
42047 | BAKERVUE | NORTHWEST | 115 | 40 | WHATCOM | 420
42051 | SEMIAHMO | NORTHWEST | 115 | 40 | WHATCOM | 420
42050 | BIRCHBAY | NORTHWEST | 115 | 40 | WHATCOM | 420
42030 | TERRELL | NORTHWEST | 115 | 40 | WHATCOM | 420
47226 | SKOOKUM | NORTHWEST | 115 | 40 | Seattle Area, Olympic Peninsula | 400
47224 | SHAWN CC | NORTHWEST | 115 | 40 | Cowlitz County, WA | 457
47222 | SEHSILCA | NORTHWEST | 115 | 40 | Clark County, WA | 456
46661 | CUSMN2T1 | NORTHWEST | 115 | 40 | Tacoma Power - General | 466
47215 | RVR RD C | NORTHWEST | 115 | 40 | Clark County, WA | 456
47213 | REATA | NORTHWEST | 115 | 40 | Lower Columbia Basin | 404
47209 | PATEROS# | NORTHWEST | 115 | 40 | Central Washington | 403
42008 | KENDALL | NORTHWEST | 115 | 40 | WHATCOM | 420
47205 | ORCHRDS | NORTHWEST | 115 | 40 | Clark County, WA | 456
47194 | MT HALL | NORTHWEST | 115 | 40 | Spokane Area, N Idaho, W Montana | 406
47190 | MINHAHA | NORTHWEST | 115 | 40 | Clark County, WA | 456
46134 | BASS JC | NORTHWEST | 115 | 40 | Grant County, WA | 482
47176 | JOE AST | NORTHWEST | 115 | 40 | Clark County, WA | 456
47170 | HOKINSN | NORTHWEST | 115 | 40 | Clark County, WA | 456
47169 | HEYE SW | NORTHWEST | 115 | 40 | Clark County, WA | 456
42002 | BELNGM E | NORTHWEST | 115 | 40 | WHATCOM | 420
47166 | HANLY R2 | NORTHWEST | 115 | 40 | Southern Oregon | 405
47163 | GRAND | NORTHWEST | 115 | 40 | Clark County, WA | 456
47161 | FIBERWEB | NORTHWEST | 115 | 40 | Clark County, WA | 456
42001 | PORWY N | NORTHWEST | 115 | 40 | WHATCOM | 420
47152 | ELSWORT | NORTHWEST | 115 | 40 | Clark County, WA | 456
47149 | ELMG TI | NORTHWEST | 115 | 40 | Clark County, WA | 456
47147 | ELBE | NORTHWEST | 115 | 40 | Tacoma Power - Mutuals | 467
47142 | DOG_MNTN+ | NORTHWEST | 115 | 40 | Southern Oregon | 405
47138 | CLARK | NORTHWEST | 115 | 40 | Clark County, WA | 456
47136 | CHERYCC | NORTHWEST | 115 | 40 | Clark County, WA | 456
47134 | CATLOW+ | NORTHWEST | 115 | 40 | Southern Oregon | 405
34348 | SHEPHERD | PG AND E | 115 | 30 | Conf Load (Fresno) | 314
47128 | BRBTN SW | NORTHWEST | 115 | 40 | Clark County, WA | 456
47126 | BOX_CANYON | NORTHWEST | 115 | 40 | AVA: Pend Oreille PUD | 448
47124 | BOOTH_BD+ | NORTHWEST | 115 | 40 | Portland Area | 401
403510 | DOR_LAT_CIO | NORTHWEST | 115 | 40 | Western Oregon | 402
47121 | BATLGRD | NORTHWEST | 115 | 40 | Clark County, WA | 456
47119 | AXFORD | NORTHWEST | 115 | 40 | Clark County, WA | 456
47117 | ARIEL | NORTHWEST | 115 | 40 | Cowlitz County, WA | 457
41388 | 9CWIND# | NORTHWEST | 115 | 40 | Lower Columbia Basin | 404
47111 | 72ND CC | NORTHWEST | 115 | 40 | Clark County, WA | 456
43253 | HOGAN | NORTHWEST | 115 | 40 | Portland General - BES S/S | 451
34848 | DOUBLE C | PG AND E | 115 | 30 | Conf Load (Kern) | 315
47095 | VIEW TAP | NORTHWEST | 115 | 40 | Clark County, WA | 456
47094 | VANDYKE | NORTHWEST | 115 | 40 | Clark County, WA | 456
34826 | WESTPARK_TAP | PG AND E | 115 | 30 | Conf Load (Kern) | 315
47090 | URIDGE | NORTHWEST | 115 | 40 | Clark County, WA | 456
41355 | HAT_ROCK | NORTHWEST | 115 | 40 | PAC:HERM | 415
47084 | FERN PUMP | NORTHWEST | 115 | 40 | Seattle Area, Olympic Peninsula | 400
34822 | SDA15199 | PG AND E | 115 | 30 | Conf Load (Kern) | 315
47080 | RAPIDS | NORTHWEST | 115 | 40 | Central Washington | 403
47076 | SPALDING | NORTHWEST | 115 | 40 | AVA: Lewiston/Clarkston | 444
47075 | RILEY+ | NORTHWEST | 115 | 40 | Southern Oregon | 405
47073 | RALSTONB | NORTHWEST | 115 | 40 | AVA: Big Bend | 445
47072 | PT_MILL_2# | NORTHWEST | 115 | 40 | Seattle Area, Olympic Peninsula | 400
47068 | FERNDALE# | NORTHWEST | 115 | 40 | Seattle Area, Olympic Peninsula | 400
47067 | NILLES C | NORTHWEST | 115 | 40 | Central Washington | 403
41365 | CONDON_WIND+ | NORTHWEST | 115 | 40 | Lower Columbia Basin | 404
47064 | GLDBCHL2# | NORTHWEST | 115 | 40 | Western Oregon | 402
41372 | JOHNDAY | NORTHWEST | 115 | 40 | Lower Columbia Basin | 404
47059 | VEEDOL | NORTHWEST | 115 | 40 | Central Washington | 403
10282 | S._COORS | NEW MEXICO | 115 | 10 | PNM: Albuquerque | 101
47056 | BROOK_L2# | NORTHWEST | 115 | 40 | Western Oregon | 402
46141 | WQ_TAP | NORTHWEST | 115 | 40 | Grant County, WA | 482
46657 | TIFLTSTP | NORTHWEST | 115 | 40 | Tacoma Power - General | 466
47048 | GLDBCHL1 | NORTHWEST | 115 | 40 | Western Oregon | 402
47046 | GATEWAYS | NORTHWEST | 115 | 40 | Western Oregon | 402
47043 | EVANSCLK | NORTHWEST | 115 | 40 | Clark County, WA | 456
34805 | ARVINJ1 | PG AND E | 115 | 30 | Conf Load (Kern) | 315
10044 | BLCKRA_T | NEW MEXICO | 115 | 10 | PNM: Albuquerque | 101
70249 | LAJUNTAW | PSCOLORADO | 115 | 70 | ZoneWP | 712
70246 | JOHNSTN2 | PSCOLORADO | 115 | 70 | ZoneRN | 706
41405 | FRKHDGT1# | NORTHWEST | 115 | 40 | Lower Columbia Basin | 404
40961 | SNO_BEV4_CIO | NORTHWEST | 115 | 40 | Seattle Area, Olympic Peninsula | 400
43275 | JENGSLDG | NORTHWEST | 115 | 40 | Portland General - BES NODE | 452
41404 | HORNBUTTE# | NORTHWEST | 115 | 40 | Lower Columbia Basin | 404
34374 | RANCHRS | PG AND E | 115 | 30 | Conf Load (Fresno) | 314
41406 | FRKBADT1# | NORTHWEST | 115 | 40 | Lower Columbia Basin | 404
46861 | BERNE | NORTHWEST | 115 | 40 | Central Washington | 403
41325 | WALNUT_CTY# | NORTHWEST | 115 | 40 | Portland Area | 401
34742 | SEMITRPJ | PG AND E | 115 | 30 | Conf Load (Kern) | 315
41340 | NINE_MILE# | NORTHWEST | 115 | 40 | Lower Columbia Basin | 404
70262 | LEYDEN_TP | PSCOLORADO | 115 | 70 | ZoneRB | 703
41331 | TARLETT1 | NORTHWEST | 115 | 40 | Portland Area | 401
34753 | TEVISJ1 | PG AND E | 115 | 30 | Conf Load (Kern) | 315
46658 | TIDEFLTS | NORTHWEST | 115 | 40 | Tacoma Power - General | 466
32254 | PLCRVLB2 | PG AND E | 115 | 30 | Conf Load (Sierra) | 305
10137 | IND_HOSP | NEW MEXICO | 115 | 10 | PNM: Albuquerque | 101
46229 | HAYDNBSS | NORTHWEST | 115 | 40 | Eugene, OR | 480
17006 | BICKNELL | AEPCO | 115 | 17 | AEPCO: Trico | 171
43320 | MIDWAYTP1 | NORTHWEST | 115 | 40 | Portland General - BES NODE | 452
10284 | S.JOSEPH | NEW MEXICO | 115 | 10 | PNM: Albuquerque | 101
34350 | KAMM | PG AND E | 115 | 30 | Conf Load (Fresno) | 314
41400 | TUCANN R | NORTHWEST | 115 | 40 | Southeast Washington | 407
46970 | MENLO | NORTHWEST | 115 | 40 | Tacoma Power - General | 466
11008 | AMRAD | EL PASO | 115 | 11 | EPE - Native Load | 110
41322 | TANNER | NORTHWEST | 115 | 40 | PSEOTHER | 439
41297 | FOSTER_WELS# | NORTHWEST | 115 | 40 | Lower Columbia Basin | 404
629024 | KERR NWE | MONTANA | 115 | 62 | MISSOULA_MT | 629
34744 | GODN_BER | PG AND E | 115 | 30 | Conf Load (Kern) | 315
403821 | EEC#_EEC_CIO | NORTHWEST | 115 | 40 | Lower Columbia Basin | 404
41320 | CARLTON# | NORTHWEST | 115 | 40 | Portland Area | 401
11379 | NBLISS | EL PASO | 115 | 11 | EPE - Native Load | 110
10276 | STUDIO | NEW MEXICO | 115 | 10 | PNM: Albuquerque | 101
10412 | FIRST_ST | NEW MEXICO | 115 | 10 | PNM: Belen | 102
46261 | WESTMORE | NORTHWEST | 115 | 40 | Eugene, OR | 480
46410 | BR_UNT | NORTHWEST | 115 | 40 | Seattle City Light | 464
34422 | CHLDHOSP | PG AND E | 115 | 30 | Conf Load (Fresno) | 314
41299 | SMITH_CREEK | NORTHWEST | 115 | 40 | Spokane Area, N Idaho, W Montana | 406
403710 | EOM_WHI_CIO | NORTHWEST | 115 | 40 | Central Washington | 403
40436 | E_OMAK# | NORTHWEST | 115 | 40 | Central Washington | 403
41277 | WILLAPA_RVER | NORTHWEST | 115 | 40 | Seattle Area, Olympic Peninsula | 400
41269 | TWO_MILE+ | NORTHWEST | 115 | 40 | Western Oregon | 402
24771 | GALE | SOCALIF | 115 | 24 | SCE Kramer/Inyokern/Coolwater | 953
10404 | ACOMA_TAP | NEW MEXICO | 115 | 10 | PNM: Albuquerque | 101
42003 | PORWY S | NORTHWEST | 115 | 40 | WHATCOM | 420
11373 | RG_EXEC_TAP | EL PASO | 115 | 11 | EPE - Native Load | 110
41286 | ROZA | NORTHWEST | 115 | 40 | Lower Columbia Basin | 404
34168 | EL NIDO | PG AND E | 115 | 30 | Conf Load (Yosemite) | 313
19222 | CASAGRND | WAPA L.C. | 115 | 19 | WAPA-DSW | 191
42004 | ARCO C | NORTHWEST | 115 | 40 | WHATCOMI | 421
10133 | HW-CG | NEW MEXICO | 115 | 10 | PNM: Albuquerque | 101
42005 | ARCO N | NORTHWEST | 115 | 40 | WHATCOMI | 421
41272 | OXBOW# | NORTHWEST | 115 | 40 | Portland Area | 401
41273 | WALNUT_CITY+ | NORTHWEST | 115 | 40 | Portland Area | 401
73136 | MESSEX TAP | WAPA R.M. | 115 | 73 | ZoneEC | 752
73134 | MED BOW | WAPA R.M. | 115 | 73 | ZoneEW | 753
41252 | ROSALC42 | NORTHWEST | 115 | 40 | Portland Area | 401
41243 | OHOP-T | NORTHWEST | 115 | 40 | Tacoma Power - Mutuals | 467
34245 | PSE MCKJ | PG AND E | 115 | 30 | Conf Load (Kern) | 315
42110 | FDS115 N | NORTHWEST | 115 | 40 | SKAGIT | 422
45679 | HARBOR P | NORTHWEST | 115 | 40 | Snohomish PUD | 468
10069 | COAL | NEW MEXICO | 115 | 10 | PNM: Albuquerque | 101
41255 | SHPYRD | NORTHWEST | 115 | 40 | Clark County, WA | 456
15182 | AVSOLAR2 | SRP | 115 | 15 | SRP OTHER SUB 69kV | 1508
46133 | WINCH TP | NORTHWEST | 115 | 40 | Grant County, WA | 482
41251 | ROSALC12 | NORTHWEST | 115 | 40 | Portland Area | 401
42020 | SUMAS CG | NORTHWEST | 115 | 40 | WHATCOM | 420
73154 | POLE CK | WAPA R.M. | 115 | 73 | ZoneEW | 753
41245 | MASHEL_PRIE | NORTHWEST | 115 | 40 | Tacoma Power - Mutuals | 467
73162 | RADERVIL | WAPA R.M. | 115 | 73 | ZoneBH | 750
42010 | ENSERCH | NORTHWEST | 115 | 40 | WHATCOM | 420
46949 | LACAMS | NORTHWEST | 115 | 40 | Tacoma Power - General | 466
34229 | BELRDG B | PG AND E | 115 | 30 | Conf Load (Kern) | 315
41241 | N_BENCH+ | NORTHWEST | 115 | 40 | Spokane Area, N Idaho, W Montana | 406
73172 | ROCKPRTP | WAPA R.M. | 115 | 73 | ZoneFH | 754
73171 | ROCKMTCM | WAPA R.M. | 115 | 73 | ZoneFH | 754
19216 | TWINPEAK | WAPA L.C. | 115 | 19 | WAPA-DSW | 191
42040 | WHITHORN | NORTHWEST | 115 | 40 | WHATCOM | 420
41242 | OAKRIDGE | NORTHWEST | 115 | 40 | Western Oregon | 402
11224 | DMD_HEAD | EL PASO | 115 | 11 | EPE - Native Load | 110
41235 | LOPEZ4 | NORTHWEST | 115 | 40 | Seattle Area, Olympic Peninsula | 400
42067 | HANNEGAN | NORTHWEST | 115 | 40 | WHATCOM | 420
41240 | NORTH_BENCH# | NORTHWEST | 115 | 40 | Spokane Area, N Idaho, W Montana | 406
11002 | ALA_5 | EL PASO | 115 | 11 | EPE - Native Load | 110
19214 | SNYDHILL | WAPA L.C. | 115 | 19 | WAPA-DSW | 191
46943 | HOLMESTP | NORTHWEST | 115 | 40 | Tacoma Power - General | 466
41239 | MOYIE# | NORTHWEST | 115 | 40 | Spokane Area, N Idaho, W Montana | 406
73187 | SPRINGCK | WAPA R.M. | 115 | 73 | ZoneEW | 753
11015 | ARROYO | EL PASO | 115 | 11 | EPE - Native Load | 110
41221 | JIMCREEK | NORTHWEST | 115 | 40 | Seattle Area, Olympic Peninsula | 400
33953 | VLYHMTP2 | PG AND E | 115 | 30 | Conf Load (Stockton) | 311
24768 | RANDSBRG | SOCALIF | 115 | 24 | SCE Kramer/Inyokern/Coolwater | 953
41227 | HELENA_AVE# | NORTHWEST | 115 | 40 | Central Washington | 403
41222 | KELLER# | NORTHWEST | 115 | 40 | Central Washington | 403
46651 | NORTHEAST_B | NORTHWEST | 115 | 40 | Tacoma Power - General | 466
34780 | CYMRIC | PG AND E | 115 | 30 | Conf Load (Kern) | 315
42055 | TEN MILE | NORTHWEST | 115 | 40 | WHATCOM | 420
73197 | THERMOPL | WAPA R.M. | 115 | 73 | ZoneBH | 750
19213 | SANXAVER | WAPA L.C. | 115 | 19 | WAPA-DSW | 191
15137 | MIAMI 3 | SRP | 115 | 15 | SRP EMA 115kV | 1506
41184 | BALD MT | NORTHWEST | 115 | 40 | Portland Area | 401
44518 | PARKROSE | NORTHWEST | 115 | 40 | PAC:PTLD | 489
41212 | HILLS CR | NORTHWEST | 115 | 40 | Western Oregon | 402
42210 | S WHIDBY | NORTHWEST | 115 | 40 | ISLAND | 424
42220 | BROOK H | NORTHWEST | 115 | 40 | ISLAND | 424
42221 | CLOVER V | NORTHWEST | 115 | 40 | ISLAND | 424
19212 | SANDARIO | WAPA L.C. | 115 | 19 | WAPA-DSW | 191
41208 | GRAYS_RIVER+ | NORTHWEST | 115 | 40 | Portland Area | 401
41207 | GARDINER | NORTHWEST | 115 | 40 | Western Oregon | 402
34779 | MIDSUN | PG AND E | 115 | 30 | Conf Load (Kern) | 315
42060 | CAROLINA | NORTHWEST | 115 | 40 | WHATCOM | 420
44530 | HARUSN E | NORTHWEST | 115 | 40 | PAC:PTLD | 489
41205 | FISHERS | NORTHWEST | 115 | 40 | Clark County, WA | 456
405140 | STARVRIDGE | NORTHWEST | 115 | 40 | Southern Oregon | 405
34354 | SCHINDLR | PG AND E | 115 | 30 | Conf Load (Fresno) | 314
41206 | FOSTER# | NORTHWEST | 115 | 40 | Western Oregon | 402
41202 | E_ELLENSBRG | NORTHWEST | 115 | 40 | Central Washington | 403
19211 | RED ROCK | WAPA L.C. | 115 | 19 | WAPA-DSW | 191
41193 | CARBNDM | NORTHWEST | 115 | 40 | Clark County, WA | 456
19210 | RATTLSNK | WAPA L.C. | 115 | 19 | WAPA-DSW | 191
11020 | ASCARATE | EL PASO | 115 | 11 | EPE - Native Load | 110
34285 | HIGHSIERRA | PG AND E | 115 | 30 | Conf Load (Kern) | 315
24765 | TAP705 | SOCALIF | 115 | 24 | SCE Kramer/Inyokern/Coolwater | 953
46880 | SUNNYSLP | NORTHWEST | 115 | 40 | Central Washington | 403
41183 | ANGUS_N# | NORTHWEST | 115 | 40 | Lower Columbia Basin | 404
42077 | OLYMOTAP | NORTHWEST | 115 | 40 | WHATCOM | 420
41182 | ALDERWOD | NORTHWEST | 115 | 40 | Western Oregon | 402
999901 | MARSTO11 | PG AND E | 115 | 30 | Conf Load (San Jose) | 318
41169 | YAAK+ | NORTHWEST | 115 | 40 | Spokane Area, N Idaho, W Montana | 406
42069 | LABOUNTY | NORTHWEST | 115 | 40 | WHATCOM | 420
61826 | HINES | IDAHO | 115 | 60 | ZoneIP Western | 611
19209 | PICACHOW | WAPA L.C. | 115 | 19 | WAPA-DSW | 191
41159 | WINTHROP | NORTHWEST | 115 | 40 | Central Washington | 403
42075 | OLYARCO | NORTHWEST | 115 | 40 | WHATCOMI | 421
41157 | WIN_TWI_CIO | NORTHWEST | 115 | 40 | Central Washington | 403
405470 | HORSE_HV_N# | NORTHWEST | 115 | 40 | Lower Columbia Basin | 404
42082 | SEHOME | NORTHWEST | 115 | 40 | WHATCOM | 420
34281 | DOUBLECJ | PG AND E | 115 | 30 | Conf Load (Kern) | 315
41153 | WINDSHAR+ | NORTHWEST | 115 | 40 | Portland Area | 401
73348 | CORLETT | WAPA R.M. | 115 | 73 | ZoneEW | 753
41151 | WHITESTN# | NORTHWEST | 115 | 40 | Central Washington | 403
41148 | WHITE_BLF_2 | NORTHWEST | 115 | 40 | Lower Columbia Basin | 404
405471 | SUNHEAVEN1+ | NORTHWEST | 115 | 40 | Lower Columbia Basin | 404
404931 | H2F_1 | NORTHWEST | 115 | 40 | Lower Columbia Basin | 404
46125 | WHITE TP | NORTHWEST | 115 | 40 | Grant County, WA | 482
10275 | RODEO_T | NEW MEXICO | 115 | 10 | PNM: Santa Fe | 106
10071 | COAL_TAP | NEW MEXICO | 115 | 10 | PNM: Albuquerque | 101
10143 | IRVING | NEW MEXICO | 115 | 10 | PNM: Sandoval | 103
46121 | WHEEL TP | NORTHWEST | 115 | 40 | Grant County, WA | 482
46425 | EASTPINE | NORTHWEST | 115 | 40 | Seattle City Light | 464
41139 | WENDSON | NORTHWEST | 115 | 40 | Western Oregon | 402
46885 | WAPATO C | NORTHWEST | 115 | 40 | Central Washington | 403
20079 | MIN-115 | MEXICO-CFE | 115 | 20 | ZoneEN | 205
34198 | CHWCHLASLRJT | PG AND E | 115 | 30 | Conf Load (Yosemite) | 313
46869 | MALAGA C | NORTHWEST | 115 | 40 | Central Washington | 403
70336 | PUEB_TP | PSCOLORADO | 115 | 70 | ZoneRS | 704
20080 | ENT-115 | MEXICO-CFE | 115 | 20 | ZoneEN | 205
34283 | BDGRCRKJ | PG AND E | 115 | 30 | Conf Load (Kern) | 315
70308 | PALMER | PSCOLORADO | 115 | 70 | ZoneRS | 704
43345 | MULTNMAH | NORTHWEST | 115 | 40 | Portland General - BES NODE | 452
20081 | SAF-115 | MEXICO-CFE | 115 | 20 | ZoneEN | 205
41136 | WARNER | NORTHWEST | 115 | 40 | Southern Oregon | 405
42085 | VANWYCK | NORTHWEST | 115 | 40 | WHATCOM | 420
11357 | EMRLD | EL PASO | 115 | 11 | EPE - Native Load | 110
20082 | LOS-115 | MEXICO-CFE | 115 | 20 | ZoneEN | 205
41133 | WALTON+ | NORTHWEST | 115 | 40 | Western Oregon | 402
42087 | VISTA P | NORTHWEST | 115 | 40 | WHATCOM | 420
46150 | COUL2GPD | NORTHWEST | 115 | 40 | Grant County, WA | 482
11265 | PIPELINE | EL PASO | 115 | 11 | EPE - Native Load | 110
46138 | EQ-TAP | NORTHWEST | 115 | 40 | Grant County, WA | 482
41131 | WALAWALA | NORTHWEST | 115 | 40 | Southeast Washington | 407
42093 | BERTHUSN | NORTHWEST | 115 | 40 | WHATCOM | 420
19202 | BRADY | WAPA L.C. | 115 | 19 | WAPA-DSW | 191
41127 | WILBUR# | NORTHWEST | 115 | 40 | AVA: Big Bend | 445
41125 | WAGNERLK | NORTHWEST | 115 | 40 | Spokane Area Publics | 491
46867 | CASHMRE | NORTHWEST | 115 | 40 | Central Washington | 403
34355 | AIRWAYS2 | PG AND E | 115 | 30 | Conf Load (Fresno) | 314
20089 | SMA-115 | MEXICO-CFE | 115 | 20 | ZoneEN | 205
41121 | VISTA# | NORTHWEST | 115 | 40 | Lower Columbia Basin | 404
24750 | SEGS2 | SOCALIF | 115 | 24 | SCE Kramer/Inyokern/Coolwater | 953
34199 | CHWCHLASLR | PG AND E | 115 | 30 | Conf Load (Yosemite) | 313
10086 | CUCHILLA | NEW MEXICO | 115 | 10 | PNM: Sandoval | 103
41117 | VERA# | NORTHWEST | 115 | 40 | Spokane Area, N Idaho, W Montana | 406
19201 | BLACKMTN | WAPA L.C. | 115 | 19 | WAPA-DSW | 191
31218 | ER_FTNJT | PG AND E | 115 | 30 | Conf Load (N. Coast) | 302
11035 | BUTERFLD | EL PASO | 115 | 11 | EPE - Native Load | 110
10297 | SANLUCAS | NEW MEXICO | 115 | 10 | PNM: Northwestern | 107
46962 | SPRLKTP | NORTHWEST | 115 | 40 | Tacoma Power - General | 466
34191 | PMTFMPPJT | PG AND E | 115 | 30 | Conf Load (Yosemite) | 313
70346 | RALSTON2 | PSCOLORADO | 115 | 70 | ZoneRD | 700
70347 | RAMON | PSCOLORADO | 115 | 70 | ZoneSL | 710
46830 | WENTAP | NORTHWEST | 115 | 40 | Central Washington | 403
30876 | MCCALL1M | PG AND E | 115 | 30 | Conf Load (Fresno) | 314
41109 | LIBERTY_LK# | NORTHWEST | 115 | 40 | Spokane Area, N Idaho, W Montana | 406
31223 | REDBUDJ1 | PG AND E | 115 | 30 | Conf Load (N. Coast) | 302
42101 | SEDRO | NORTHWEST | 115 | 40 | SKAGIT | 422
404910 | GUM_ST | NORTHWEST | 115 | 40 | Lower Columbia Basin | 404
10072 | WNDWROCK | NEW MEXICO | 115 | 10 | PNM: Other | 108
46923 | ARTNDL-T | NORTHWEST | 115 | 40 | Tacoma Power - General | 466
70364 | ROBINSONRACK | PSCOLORADO | 115 | 70 | ZoneRM | 709
45693 | KELLOGM | NORTHWEST | 115 | 40 | Snohomish PUD | 468
31226 | HGHLAND | PG AND E | 115 | 30 | Conf Load (N. Coast) | 302
31227 | HGHLNDJ2 | PG AND E | 115 | 30 | Conf Load (N. Coast) | 302
46952 | MCCULLOUGH# | NORTHWEST | 115 | 40 | Tacoma Power - General | 466
46153 | RANDOLPH | NORTHWEST | 115 | 40 | Grant County, WA | 482
41107 | VALLEY_WAY | NORTHWEST | 115 | 40 | Spokane Area, N Idaho, W Montana | 406
11037 | CALIENTE | EL PASO | 115 | 11 | EPE - Native Load | 110
41108 | VALLEYWAY#1 | NORTHWEST | 115 | 40 | Spokane Area, N Idaho, W Montana | 406
10272 | RITA | NEW MEXICO | 115 | 10 | PNM: Albuquerque | 101
41073 | TILLAMOK | NORTHWEST | 115 | 40 | Portland Area | 401
41105 | VALHALLA | NORTHWEST | 115 | 40 | Central Washington | 403
405475 | SOUTH_SLOPE+ | NORTHWEST | 115 | 40 | Lower Columbia Basin | 404
46129 | WILSONCK | NORTHWEST | 115 | 40 | AVA: Big Bend | 445
41103 | UNDRWOOD# | NORTHWEST | 115 | 40 | Portland Area | 401
41097 | TROY+ | NORTHWEST | 115 | 40 | Spokane Area, N Idaho, W Montana | 406
41099 | TUM_TUM# | NORTHWEST | 115 | 40 | Spokane Area, N Idaho, W Montana | 406
42109 | FDS115 S | NORTHWEST | 115 | 40 | SKAGIT | 422
46101 | SOAP LK | NORTHWEST | 115 | 40 | Grant County, WA | 482
34192 | PMTFMPP | PG AND E | 115 | 30 | Conf Load (Yosemite) | 313
405476 | PRIOR# | NORTHWEST | 115 | 40 | Lower Columbia Basin | 404
31242 | STNY PTP | PG AND E | 115 | 30 | Conf Load (N. Coast) | 302
64049 | KINGS RV | SIERRA | 115 | 64 | NON-SPP GEN | 643
10031 | BECKNER | NEW MEXICO | 115 | 10 | PNM: Santa Fe | 106
34725 | ALPAUGHNTH | PG AND E | 115 | 30 | Conf Load (Fresno) | 314
46773 | STADMTP | NORTHWEST | 115 | 40 | Tacoma Power - General | 466
64229 | SUMMIT 2 | SIERRA | 115 | 64 | SPP-North Tahoe | 647
10130 | HONDALE | NEW MEXICO | 115 | 10 | PNM: Deming | 104
46772 | STADIUM | NORTHWEST | 115 | 40 | Tacoma Power - General | 466
30878 | MCCALL3M | PG AND E | 115 | 30 | Conf Load (Fresno) | 314
45697 | LK CHAPLAIN | NORTHWEST | 115 | 40 | Snohomish PUD | 468
41089 | TRENTWOD | NORTHWEST | 115 | 40 | Spokane Area, N Idaho, W Montana | 406
31250 | RINCON | PG AND E | 115 | 30 | Conf Load (N. Coast) | 302
10139 | INEZ | NEW MEXICO | 115 | 10 | PNM: Albuquerque | 101
42116 | SAWMILL | NORTHWEST | 115 | 40 | SKAGIT | 422
11259 | RIPLEY | EL PASO | 115 | 11 | EPE - Native Load | 110
40925 | SALEM_AL# | NORTHWEST | 115 | 40 | Portland Area | 401
34182 | WSTLD1RA | PG AND E | 115 | 30 | Conf Load (Yosemite) | 313
41085 | TONASKET | NORTHWEST | 115 | 40 | Central Washington | 403
64050 | KINGSRVR_SS | SIERRA | 115 | 64 | NON-SPP GEN | 643
43435 | RAINIER | NORTHWEST | 115 | 40 | Portland General - SUBT NODE | 454
45683 | HILTON LK | NORTHWEST | 115 | 40 | Snohomish PUD | 468
19057 | ORACLE | WAPA L.C. | 115 | 19 | WAPA-DSW | 191
405472 | SUNHEAVEN2 | NORTHWEST | 115 | 40 | Lower Columbia Basin | 404
10245 | PERSON | NEW MEXICO | 115 | 10 | PNM: Albuquerque | 101
40927 | SAMUELS+ | NORTHWEST | 115 | 40 | Spokane Area, N Idaho, W Montana | 406
34385 | KINGS J1 | PG AND E | 115 | 30 | Conf Load (Fresno) | 314
41077 | TIMBER# | NORTHWEST | 115 | 40 | Portland Area | 401
34164 | DFS | PG AND E | 115 | 30 | Conf Load (Yosemite) | 313
10149 | JEFFERSN | NEW MEXICO | 115 | 10 | PNM: Albuquerque | 101
41071 | T_DALLES | NORTHWEST | 115 | 40 | Lower Columbia Basin | 404
46093 | SEEP LK | NORTHWEST | 115 | 40 | Grant County, WA | 482
40921 | SALEM | NORTHWEST | 115 | 40 | Portland Area | 401
19096 | MARANATAP | WAPA L.C. | 115 | 19 | WAPA-DSW | 191
45705 | LYNNWOOD | NORTHWEST | 115 | 40 | Snohomish PUD | 468
10302 | SARA_CS | NEW MEXICO | 115 | 10 | PNM: Sandoval | 103
34709 | 7STNDRD | PG AND E | 115 | 30 | Conf Load (Kern) | 315
41065 | TAYLOR_FLTS+ | NORTHWEST | 115 | 40 | Lower Columbia Basin | 404
46877 | RR DIST | NORTHWEST | 115 | 40 | Central Washington | 403
41069 | THAYER+ | NORTHWEST | 115 | 40 | Lower Columbia Basin | 404
46734 | LAGRND | NORTHWEST | 115 | 40 | Tacoma Power - General | 466
41067 | THATCHER# | NORTHWEST | 115 | 40 | Portland Area | 401
70449 | DESRTCOV | PSCOLORADO | 115 | 70 | ZoneWP | 712
42120 | SEDRO E | NORTHWEST | 115 | 40 | SKAGIT | 422
24702 | KRAMER | SOCALIF | 115 | 24 | SCE Kramer/Inyokern/Coolwater | 953
405491 | PRIOR_4# | NORTHWEST | 115 | 40 | Lower Columbia Basin | 404
31456 | MALACHA1 | PG AND E | 115 | 30 | Conf Load (N. Valley) | 303
45745 | PAINE FIELD | NORTHWEST | 115 | 40 | Snohomish PUD | 468
46722 | HAWTHORN | NORTHWEST | 115 | 40 | Tacoma Power - General | 466
30883 | HERNDN2M | PG AND E | 115 | 30 | Conf Load (Fresno) | 314
46874 | OLDSSTN | NORTHWEST | 115 | 40 | Central Washington | 403
42122 | LO BKRTP | NORTHWEST | 115 | 40 | SKAGIT | 422
41064 | LESLIE_RD | NORTHWEST | 115 | 40 | Lower Columbia Basin | 404
33961 | TCHRT_T1 | PG AND E | 115 | 30 | Conf Load (Stockton) | 311
45703 | LK STEVENS | NORTHWEST | 115 | 40 | Snohomish PUD | 468
42608 | HOBART | NORTHWEST | 115 | 40 | S.KING | 428
41063 | TAPTEAL+ | NORTHWEST | 115 | 40 | Lower Columbia Basin | 404
406050 | KENNEWICK | NORTHWEST | 115 | 40 | Lower Columbia Basin | 404
46091 | SCHRAG T | NORTHWEST | 115 | 40 | Grant County, WA | 482
41059 | TAHKNICH | NORTHWEST | 115 | 40 | Western Oregon | 402
629129 | BURKE AVA B | MONTANA | 115 | 62 | MISSOULA_MT | 629
10303 | SARA_CT | NEW MEXICO | 115 | 10 | PNM: Sandoval | 103
46682 | CUSHMN22 | NORTHWEST | 115 | 40 | Tacoma Power - General | 466
41045 | SUMNER# | NORTHWEST | 115 | 40 | Western Oregon | 402
34404 | WST FRSO | PG AND E | 115 | 30 | Conf Load (Fresno) | 314
20019 | PJZ-115 | MEXICO-CFE | 115 | 20 | ZoneTJ | 203
34104 | ATWATER | PG AND E | 115 | 30 | Conf Load (Yosemite) | 313
42225 | FREELAND | NORTHWEST | 115 | 40 | ISLAND | 424
43519 | SELLWOOD | NORTHWEST | 115 | 40 | Portland General - BES S/S | 451
42135 | TEXACO E | NORTHWEST | 115 | 40 | SKAGITI | 423
631060 | RUDYARD WAPA | WAPA U.W. | 115 | 63 | NOGF_WAUW | 631
45708 | KEELERS T | NORTHWEST | 115 | 40 | Snohomish PUD | 468
46699 | DEFIANCE | NORTHWEST | 115 | 40 | Tacoma Power - General | 466
31474 | FRBSTNTP | PG AND E | 115 | 30 | Conf Load (N. Valley) | 303
40911 | SACJAWEA | NORTHWEST | 115 | 40 | Lower Columbia Basin | 404
42136 | LO BAKR4 | NORTHWEST | 115 | 40 | SKAGIT | 422
70521 | PEAKVIEW_CR | PSCOLORADO | 115 | 70 | ZoneRS | 704
15138 | CRUSHER | SRP | 115 | 15 | SRP EMA 115kV | 1506
45701 | LK SERENE | NORTHWEST | 115 | 40 | Snohomish PUD | 468
46690 | CRANDLTP | NORTHWEST | 115 | 40 | Tacoma Power - General | 466
32559 | MTCLPHJ2 | PG AND E | 115 | 30 | Conf Load (North Bay) | 306
46691 | CRESCNT1 | NORTHWEST | 115 | 40 | Tacoma Power - General | 466
42150 | N.POINTE | NORTHWEST | 115 | 40 | SKAGIT | 422
40907 | SACHEEN | NORTHWEST | 115 | 40 | Spokane Area, N Idaho, W Montana | 406
42227 | HILCREST | NORTHWEST | 115 | 40 | ISLAND | 424
34356 | KERCKHF1 | PG AND E | 115 | 30 | Conf Load (Fresno) | 314
46688 | COLLINS1 | NORTHWEST | 115 | 40 | Tacoma Power - General | 466
42642 | ROBINSN | NORTHWEST | 115 | 40 | S.KING | 428
42643 | ROLLHLS | NORTHWEST | 115 | 40 | S.KING | 428
46085 | RUFF TP | NORTHWEST | 115 | 40 | Grant County, WA | 482
34102 | CERTTEED | PG AND E | 115 | 30 | Conf Load (Yosemite) | 313
31489 | GRIZZLYT4-2 | PG AND E | 115 | 30 | Conf Load (N. Valley) | 303
46680 | BRKDALE | NORTHWEST | 115 | 40 | Tacoma Power - Mutuals | 467
10310 | SEWER_PL | NEW MEXICO | 115 | 10 | PNM: Albuquerque | 101
11052 | COYOTE | EL PASO | 115 | 11 | EPE - Native Load | 110
31491 | GPH-BC | PG AND E | 115 | 30 | Conf Load (N. Valley) | 303
42652 | SWEPTWNG | NORTHWEST | 115 | 40 | S.KING | 428
34804 | BELRIDGE | PG AND E | 115 | 30 | Conf Load (Kern) | 315
42752 | DUPONT | NORTHWEST | 115 | 40 | PIERCE | 430
20021 | JAT-115 | MEXICO-CFE | 115 | 20 | ZoneEN | 205
41014 | SNOKING_S3 | NORTHWEST | 115 | 40 | Seattle Area, Olympic Peninsula | 400
45757 | PK RIDGE T | NORTHWEST | 115 | 40 | Snohomish PUD | 468
34106 | CASTLE | PG AND E | 115 | 30 | Conf Load (Yosemite) | 313
364521 | CALTRAINSSF | PG AND E | 115 | 30 | Conf Load (Peninsula) | 310
45759 | RICHMOND | NORTHWEST | 115 | 40 | Snohomish PUD | 468
45663 | GOLD BAR | NORTHWEST | 115 | 40 | Snohomish PUD | 468
408195 | MA_COLLINS | NORTHWEST | 115 | 40 | Lower Columbia Basin | 404
42303 | LAKESIDE | NORTHWEST | 115 | 40 | N.KING | 426
46128 | BRADEN | NORTHWEST | 115 | 40 | Grant County, WA | 482
11054 | CROMO | EL PASO | 115 | 11 | EPE - Native Load | 110
45649 | FLORAL H | NORTHWEST | 115 | 40 | Snohomish PUD | 468
33951 | VLYHMTP1 | PG AND E | 115 | 30 | Conf Load (Stockton) | 311
45659 | GLENWD | NORTHWEST | 115 | 40 | Snohomish PUD | 468
10085 | COTTONWT | NEW MEXICO | 115 | 10 | PNM: Albuquerque | 101
33950 | RVRBK TP | PG AND E | 115 | 30 | Conf Load (Stanislaus) | 312
45653 | FRONTIER | NORTHWEST | 115 | 40 | Snohomish PUD | 468
45651 | FOBES | NORTHWEST | 115 | 40 | Snohomish PUD | 468
42745 | BONNEYLK | NORTHWEST | 115 | 40 | PIERCE | 430
42747 | CEDARHST | NORTHWEST | 115 | 40 | PIERCE | 430
42751 | DIERINGR | NORTHWEST | 115 | 40 | PIERCE | 430
11220 | PENDALE | EL PASO | 115 | 11 | EPE - Native Load | 110
42753 | EDGEWOOD | NORTHWEST | 115 | 40 | PIERCE | 430
31508 | HONC JT3 | PG AND E | 115 | 30 | Conf Load (N. Valley) | 303
45647 | FIVE CR | NORTHWEST | 115 | 40 | Snohomish PUD | 468
10937 | HLWR_INT-BUS | NEW MEXICO | 115 | 10 | PNM: EHV and Gen | 100
20302 | SHA-115 | MEXICO-CFE | 115 | 20 | ZoneTJ | 203
45643 | OSO SNPD | NORTHWEST | 115 | 40 | Snohomish PUD | 468
40871 | RAYMOND | NORTHWEST | 115 | 40 | Seattle Area, Olympic Peninsula | 400
10257 | PRINCESS | NEW MEXICO | 115 | 10 | PNM: Albuquerque | 101
11060 | DIABLO | EL PASO | 115 | 11 | EPE - Native Load | 110
40865 | RATLESNK+ | NORTHWEST | 115 | 40 | Lower Columbia Basin | 404
40863 | RAINBOW_VLY# | NORTHWEST | 115 | 40 | Western Oregon | 402
34223 | PSE MCKT | PG AND E | 115 | 30 | Conf Load (Kern) | 315
20304 | TSHO-115 | MEXICO-CFE | 115 | 20 | ZoneTJ | 203
40859 | PROS_RVRFNT# | NORTHWEST | 115 | 40 | Lower Columbia Basin | 404
40858 | ACORD+ | NORTHWEST | 115 | 40 | Lower Columbia Basin | 404
40857 | PRIEST_RVR# | NORTHWEST | 115 | 40 | Spokane Area, N Idaho, W Montana | 406
20325 | ACU-115 | MEXICO-CFE | 115 | 20 | ZoneEN | 205
40855 | PRAIRIEB | NORTHWEST | 115 | 40 | AVA: Coeur D'Alene | 441
40853 | POTLATCH+ | NORTHWEST | 115 | 40 | Seattle Area, Olympic Peninsula | 400
42305 | NOVELTY | NORTHWEST | 115 | 40 | N.KING | 426
20326 | JOY-115 | MEXICO-CFE | 115 | 20 | ZoneTJ | 203
46966 | HUSON | NORTHWEST | 115 | 40 | Tacoma Power - General | 466
31960 | MOBILCHE | PG AND E | 115 | 30 | Conf Load (Sacramento) | 304
40843 | PORT ANG | NORTHWEST | 115 | 40 | Seattle Area, Olympic Peninsula | 400
10313 | SHELLTAP | NEW MEXICO | 115 | 10 | PNM: Sandoval | 103
19044 | COOLIDGE | WAPA L.C. | 115 | 19 | WAPA-DSW | 191
408590 | PROSSER# | NORTHWEST | 115 | 40 | Lower Columbia Basin | 404
42315 | CASCADEP | NORTHWEST | 115 | 40 | N.KING | 426
45637 | EVERETT | NORTHWEST | 115 | 40 | Snohomish PUD | 468
408570 | PRIEST_RVR | NORTHWEST | 115 | 40 | Spokane Area, N Idaho, W Montana | 406
40833 | PLSTHILL# | NORTHWEST | 115 | 40 | Western Oregon | 402
42322 | SAMMSH W | NORTHWEST | 115 | 40 | N.KING | 426
33944 | RVRBANK | PG AND E | 115 | 30 | Conf Load (Stanislaus) | 312
20074 | COE-115 | MEXICO-CFE | 115 | 20 | ZoneEN | 205
408630 | RAINBOW_VLY | NORTHWEST | 115 | 40 | Western Oregon | 402
45775 | SMOKEY PT | NORTHWEST | 115 | 40 | Snohomish PUD | 468
11063 | DYER | EL PASO | 115 | 11 | EPE - Native Load | 110
41035 | STEVNSON1# | NORTHWEST | 115 | 40 | Portland Area | 401
40815 | VA_PARKER+ | NORTHWEST | 115 | 40 | Western Oregon | 402
46944 | CRESCNTT | NORTHWEST | 115 | 40 | Tacoma Power - General | 466
47015 | CARROLLS | NORTHWEST | 115 | 40 | Cowlitz County, WA | 457
45787 | WALLACE T | NORTHWEST | 115 | 40 | Snohomish PUD | 468
409291 | SAN_SAN_CIO | NORTHWEST | 115 | 40 | Spokane Area, N Idaho, W Montana | 406
40807 | OROVILLE | NORTHWEST | 115 | 40 | Central Washington | 403
45633 | EDMONDS T | NORTHWEST | 115 | 40 | Snohomish PUD | 468
409290 | SAN_SEL_JMP | NORTHWEST | 115 | 40 | Spokane Area, N Idaho, W Montana | 406
34110 | ATWATR J | PG AND E | 115 | 30 | Conf Load (Yosemite) | 313
40801 | OPHIR# | NORTHWEST | 115 | 40 | Central Washington | 403
42872 | LONGMIRE | NORTHWEST | 115 | 40 | THURSTN | 432
33936 | MELNS JB | PG AND E | 115 | 30 | Conf Load (Stanislaus) | 312
34359 | AIRWAYJ2 | PG AND E | 115 | 30 | Conf Load (Fresno) | 314
10255 | PRAGER | NEW MEXICO | 115 | 10 | PNM: Albuquerque | 101
10033 | BEL_AIR | NEW MEXICO | 115 | 10 | PNM: Albuquerque | 101
41036 | N_BONN_ANX+ | NORTHWEST | 115 | 40 | Portland Area | 401
42362 | WIND RDG | NORTHWEST | 115 | 40 | N.KING | 426
40791 | OLYMPIA E | NORTHWEST | 115 | 40 | Seattle Area, Olympic Peninsula | 400
33934 | TULLOCH | PG AND E | 115 | 30 | Conf Load (Stanislaus) | 312
45630 | PORTAGE | NORTHWEST | 115 | 40 | Snohomish PUD | 468
34360 | WWARD JT | PG AND E | 115 | 30 | Conf Load (Fresno) | 314
40785 | NOTI_CREEK+ | NORTHWEST | 115 | 40 | Western Oregon | 402
45628 | PORT GARDNER | NORTHWEST | 115 | 40 | Snohomish PUD | 468
33928 | CHINESESTA | PG AND E | 115 | 30 | Conf Load (Stanislaus) | 312
45629 | E ARLINGTON | NORTHWEST | 115 | 40 | Snohomish PUD | 468
42380 | AMES_LAKE | NORTHWEST | 115 | 40 | PSEOTHER | 439
34762 | RENFRO | PG AND E | 115 | 30 | Conf Load (Kern) | 315
11066 | SPARKS | EL PASO | 115 | 11 | EPE - Native Load | 110
45626 | YORK | NORTHWEST | 115 | 40 | Snohomish PUD | 468
33930 | PEORIA | PG AND E | 115 | 30 | Conf Load (Stanislaus) | 312
46805 | CHELAN | NORTHWEST | 115 | 40 | Central Washington | 403
46914 | SEQUCEW | NORTHWEST | 115 | 40 | Tacoma Power - General | 466
33926 | CHINESESTAJT | PG AND E | 115 | 30 | Conf Load (Stanislaus) | 312
45622 | MARINER | NORTHWEST | 115 | 40 | Snohomish PUD | 468
10075 | COLINAS | NEW MEXICO | 115 | 10 | PNM: Santa Fe | 106
45619 | CAN PARK | NORTHWEST | 115 | 40 | Snohomish PUD | 468
10152 | JUANTABO | NEW MEXICO | 115 | 10 | PNM: Albuquerque | 101
45618 | SUNSET SNPD | NORTHWEST | 115 | 40 | Snohomish PUD | 468
42910 | S.BREM E | NORTHWEST | 115 | 40 | KITSAP | 434
31994 | GRAND IS | PG AND E | 115 | 30 | Conf Load (Sacramento) | 304
33920 | RCTRK J. | PG AND E | 115 | 30 | Conf Load (Stanislaus) | 312
46703 | ELBE-1 | NORTHWEST | 115 | 40 | Tacoma Power - General | 466
45616 | FITZGERALD | NORTHWEST | 115 | 40 | Snohomish PUD | 468
40770 | LONGVIEW_N | NORTHWEST | 115 | 40 | Cowlitz County, WA | 457
45797 | TENTH | NORTHWEST | 115 | 40 | Snohomish PUD | 468
40765 | MURRAY | NORTHWEST | 115 | 40 | Seattle Area, Olympic Peninsula | 400
11078 | HATCH | EL PASO | 115 | 11 | EPE - Native Load | 110
33910 | SNDBR JT | PG AND E | 115 | 30 | Conf Load (Stanislaus) | 312
40755 | MOXEE | NORTHWEST | 115 | 40 | Lower Columbia Basin | 404
31000 | HUMBOLDT | PG AND E | 115 | 30 | Conf Load (Humboldt) | 301
40741 | MIST# | NORTHWEST | 115 | 40 | Portland Area | 401
45801 | THRASHERS CR | NORTHWEST | 115 | 40 | Snohomish PUD | 468
42387 | CLYDE H. | NORTHWEST | 115 | 40 | N.KING | 426
40745 | MONMOUTH | NORTHWEST | 115 | 40 | Portland Area | 401
33916 | CURTISS | PG AND E | 115 | 30 | Conf Load (Stanislaus) | 312
45609 | BRIER | NORTHWEST | 115 | 40 | Snohomish PUD | 468
45608 | BEVERLY | NORTHWEST | 115 | 40 | Snohomish PUD | 468
33914 | MI-WUK | PG AND E | 115 | 30 | Conf Load (Stanislaus) | 312
32008 | SUISUN | PG AND E | 115 | 30 | Conf Load (Sacramento) | 304
42956 | MURDEN T | NORTHWEST | 115 | 40 | KITSAP | 434
45603 | BALLINGER | NORTHWEST | 115 | 40 | Snohomish PUD | 468
33912 | SPRNG GJ | PG AND E | 115 | 30 | Conf Load (Stanislaus) | 312
32010 | JAMESON | PG AND E | 115 | 30 | Conf Load (Sacramento) | 304
42964 | PT. MAD | NORTHWEST | 115 | 40 | KITSAP | 434
32011 | WEC | PG AND E | 115 | 30 | Conf Load (Sacramento) | 304
402170 | RVR_TRAIL | NORTHWEST | 115 | 40 | Lower Columbia Basin | 404
401032 | SPAW | NORTHWEST | 115 | 40 | Lower Columbia Basin | 404
45493 | STAT ST | NORTHWEST | 115 | 40 | PAC:CBAY | 473
45321 | VILLAGEG | NORTHWEST | 115 | 40 | PAC:WLMT | 472
41031 | STEVENS_DR1 | NORTHWEST | 115 | 40 | Lower Columbia Basin | 404
402479 | COLFALL_TX-E | NORTHWEST | 115 | 40 | Western Montana | 486
47041 | EVANS C | NORTHWEST | 115 | 40 | Clark County, WA | 456
46637 | PEARL | NORTHWEST | 115 | 40 | Tacoma Power - General | 466
33904 | BEARDSLY | PG AND E | 115 | 30 | Conf Load (Stanislaus) | 312
45516 | VILAS RD | NORTHWEST | 115 | 40 | PAC:MDFD | 470
40730 | MEAD# | NORTHWEST | 115 | 40 | Spokane Area Publics | 491
45533 | WINCHSTR | NORTHWEST | 115 | 40 | PAC:ROSE | 471
10252 | UNSER | NEW MEXICO | 115 | 10 | PNM: Albuquerque | 101
401570 | RADAR_5+ | NORTHWEST | 115 | 40 | Southern Oregon | 405
45505 | TOKETEE | NORTHWEST | 115 | 40 | PAC:ROSE | 471
32116 | UCDAVSJ1 | PG AND E | 115 | 30 | Conf Load (Sacramento) | 304
43014 | BASIN TP | NORTHWEST | 115 | 40 | Portland General - BES NODE | 452
43015 | BARNES | NORTHWEST | 115 | 40 | Portland General - BES NODE | 452
45503 | TILLER | NORTHWEST | 115 | 40 | PAC:ROSE | 471
45501 | TALENT | NORTHWEST | 115 | 40 | PAC:MDFD | 470
45500 | TAKELMA | NORTHWEST | 115 | 40 | PAC:MDFD | 470
43033 | BELL | NORTHWEST | 115 | 40 | Portland General - BES S/S | 451
43037 | BETHEL | NORTHWEST | 115 | 40 | Portland General - BES S/S | 451
10154 | KAFB | NEW MEXICO | 115 | 10 | PNM: Albuquerque | 101
43043 | BETHELSO | NORTHWEST | 115 | 40 | Portland General - BES NODE | 452
10322 | SLUCAS_T | NEW MEXICO | 115 | 10 | PNM: Northwestern | 107
45497 | WINECTRY | NORTHWEST | 115 | 40 | PAC:YKMA | 477
11081 | HOLLOMAN | EL PASO | 115 | 11 | EPE - Native Load | 110
33591 | KYOHO | PG AND E | 115 | 30 | Conf Load (Stockton) | 311
32206 | BOGUE | PG AND E | 115 | 30 | Conf Load (Sierra) | 305
11082 | HORIZON | EL PASO | 115 | 11 | EPE - Native Load | 110
43056 | CORNEL # | NORTHWEST | 115 | 40 | Portland General - BES NODE | 452
32208 | GREENLEAF1JT | PG AND E | 115 | 30 | Conf Load (Sierra) | 305
43068 | BROOKWOOD | NORTHWEST | 115 | 40 | Portland General - BES S/S | 451
33584 | TIGR CRK | PG AND E | 115 | 30 | Conf Load (Stockton) | 311
32212 | E.NICOLS | PG AND E | 115 | 30 | Conf Load (Sierra) | 305
43085 | CANYON | NORTHWEST | 115 | 40 | Portland General - BES S/S | 451
32214 | RIO OSO | PG AND E | 115 | 30 | Conf Load (Sierra) | 305
45482 | SELAHBUS | NORTHWEST | 115 | 40 | PAC:YKMA | 477
32218 | DRUM | PG AND E | 115 | 30 | Conf Load (Sierra) | 305
45478 | SCENICPW | NORTHWEST | 115 | 40 | PAC:MDFD | 470
43092 | CORN TP2 | NORTHWEST | 115 | 40 | Portland General - BES NODE | 452
32219 | DUTCHFLAT1PH | PG AND E | 115 | 30 | Conf Load (Sierra) | 305
43099 | CNTENIAL | NORTHWEST | 115 | 40 | Portland General - BES NODE | 452
33580 | ALTENRGY | PG AND E | 115 | 30 | Conf Load (Stockton) | 311
43103 | CNTENL 2 | NORTHWEST | 115 | 40 | Portland General - BES NODE | 452
11085 | LANE___# | EL PASO | 115 | 11 | EPE - Native Load | 110
32222 | DTCH FL2 TP | PG AND E | 115 | 30 | Conf Load (Sierra) | 305
10004 | ALCAZAR | NEW MEXICO | 115 | 10 | PNM: Albuquerque | 101
32224 | CHCGO PK | PG AND E | 115 | 30 | Conf Load (Sierra) | 305
43138 | DAYTON_TAP | NORTHWEST | 115 | 40 | Portland General - BES S/S | 451
32225 | BRNSWKTP | PG AND E | 115 | 30 | Conf Load (Sierra) | 305
33576 | MDWYWND | PG AND E | 115 | 30 | Conf Load (Stockton) | 311
32226 | BRUNSWCK | PG AND E | 115 | 30 | Conf Load (Sierra) | 305
43157 | E SUBSTA | NORTHWEST | 115 | 40 | Portland General - BES S/S | 451
43165 | EASTPORT | NORTHWEST | 115 | 40 | Portland General - BES NODE | 452
32227 | BRNSWALT | PG AND E | 115 | 30 | Conf Load (Sierra) | 305
43185 | FAIRVW P | NORTHWEST | 115 | 40 | Portland General - BES S/S | 451
43193 | FARADAY | NORTHWEST | 115 | 40 | Portland General - BES S/S | 451
32229 | HORSHE1 | PG AND E | 115 | 30 | Conf Load (Sierra) | 305
43201 | GLENCOE | NORTHWEST | 115 | 40 | Portland General - BES NODE | 452
43205 | GLENCULN | NORTHWEST | 115 | 40 | Portland General - BES NODE | 452
43207 | GLNDOVER | NORTHWEST | 115 | 40 | Portland General - BES S/S | 451
43209 | GRDNHOM1 | NORTHWEST | 115 | 40 | Portland General - BES NODE | 452
43211 | GRDNHOM2 | NORTHWEST | 115 | 40 | Portland General - BES NODE | 452
43213 | GRDNHOME | NORTHWEST | 115 | 40 | Portland General - BES NODE | 452
10324 | SP-HW-UT | NEW MEXICO | 115 | 10 | PNM: Albuquerque | 101
43217 | GRESHAMA | NORTHWEST | 115 | 40 | Portland General - BES S/S | 451
43219 | GRESHAMB | NORTHWEST | 115 | 40 | Portland General - BES S/S | 451
32234 | NEWCSTLE | PG AND E | 115 | 30 | Conf Load (Sierra) | 305
33570 | RIPONCOGENJT | PG AND E | 115 | 30 | Conf Load (Stockton) | 311
32235 | NEWCSTL2 | PG AND E | 115 | 30 | Conf Load (Sierra) | 305
33569 | GRANITE | PG AND E | 115 | 30 | Conf Load (Stockton) | 311
32236 | FLINT1 | PG AND E | 115 | 30 | Conf Load (Sierra) | 305
43240 | HELVETIA | NORTHWEST | 115 | 40 | Portland General - BES S/S | 451
43241 | HEMLCK | NORTHWEST | 115 | 40 | Portland General - BES NODE | 452
43252 | HOGAN N | NORTHWEST | 115 | 40 | Portland General - BES NODE | 452
11088 | LAS_CRUC | EL PASO | 115 | 11 | EPE - Native Load | 110
43254 | HOGAN #1 | NORTHWEST | 115 | 40 | Portland General - BES NODE | 452
32239 | FLINT2 | PG AND E | 115 | 30 | Conf Load (Sierra) | 305
33568 | TH.E.DV. | PG AND E | 115 | 30 | Conf Load (Stockton) | 311
32242 | DRUM 1M | PG AND E | 115 | 30 | Conf Load (Sierra) | 305
43265 | INDIAN | NORTHWEST | 115 | 40 | Portland General - BES NODE | 452
43267 | ISLAND | NORTHWEST | 115 | 40 | Portland General - BES NODE | 452
43273 | JENGSLD2 | NORTHWEST | 115 | 40 | Portland General - BES NODE | 452
32246 | DRUM 2M | PG AND E | 115 | 30 | Conf Load (Sierra) | 305
45383 | CHERYPPL | NORTHWEST | 115 | 40 | Clark County, WA | 456
43279 | KINGCITY | NORTHWEST | 115 | 40 | Portland General - BES NODE | 452
45382 | CAVEMAN | NORTHWEST | 115 | 40 | PAC:GRPS | 481
32252 | APPLE HL | PG AND E | 115 | 30 | Conf Load (Sierra) | 305
45378 | BLOSS | NORTHWEST | 115 | 40 | PAC:PTLD | 489
45373 | BELKNAP | NORTHWEST | 115 | 40 | PAC:MDFD | 470
33562 | BELLOTA | PG AND E | 115 | 30 | Conf Load (Stockton) | 311
10326 | SPACHECO | NEW MEXICO | 115 | 10 | PNM: Santa Fe | 106
43315 | MERIDIAN | NORTHWEST | 115 | 40 | Portland General - BES S/S | 451
32256 | PLCRVLB3 | PG AND E | 115 | 30 | Conf Load (Sierra) | 305
43318 | MIDGRV # | NORTHWEST | 115 | 40 | Portland General - BES NODE | 452
32257 | PLCRVLT2 | PG AND E | 115 | 30 | Conf Load (Sierra) | 305
45363 | VOORHIES | NORTHWEST | 115 | 40 | PAC:MDFD | 470
32258 | DMND SPR | PG AND E | 115 | 30 | Conf Load (Sierra) | 305
45362 | NMEDFORD | NORTHWEST | 115 | 40 | PAC:MDFD | 470
45354 | MONPAC | NORTHWEST | 115 | 40 | PAC:WLMT | 472
45358 | MOUNTAVE | NORTHWEST | 115 | 40 | PAC:MDFD | 470
43335 | MT PLSN2 | NORTHWEST | 115 | 40 | Portland General - BES NODE | 452
43337 | MT PLSNT | NORTHWEST | 115 | 40 | Portland General - BES NODE | 452
32261 | MIZOU_T1 | PG AND E | 115 | 30 | Conf Load (Sierra) | 305
33557 | CDCRSTN | PG AND E | 115 | 30 | Conf Load (Stockton) | 311
45353 | YALE | NORTHWEST | 115 | 40 | PAC:LWSR | 419
33556 | STN COGN | PG AND E | 115 | 30 | Conf Load (Stockton) | 311
32263 | CLRKSVLE | PG AND E | 115 | 30 | Conf Load (Sierra) | 305
43361 | NORTH FK | NORTHWEST | 115 | 40 | Portland General - BES S/S | 451
32264 | CLRKSVLT | PG AND E | 115 | 30 | Conf Load (Sierra) | 305
43370 | OAKGROVE_W | NORTHWEST | 115 | 40 | Portland General - BES S/S | 451
43371 | OAKGROVE | NORTHWEST | 115 | 40 | Portland General - BES S/S | 451
32265 | SHPRING | PG AND E | 115 | 30 | Conf Load (Sierra) | 305
43381 | ORENCO | NORTHWEST | 115 | 40 | Portland General - BES S/S | 451
43386 | OSTLTP1 | NORTHWEST | 115 | 40 | Portland General - BES S/S | 451
32268 | SHPRING2 | PG AND E | 115 | 30 | Conf Load (Sierra) | 305
33552 | STCKTNJB | PG AND E | 115 | 30 | Conf Load (Stockton) | 311
33554 | CDCRSTNJT | PG AND E | 115 | 30 | Conf Load (Stockton) | 311
45333 | WAPATO | NORTHWEST | 115 | 40 | PAC:YKMA | 477
45328 | HOLLYW T | NORTHWEST | 115 | 40 | PAC:PTLD | 489
43410 | PEN PARK | NORTHWEST | 115 | 40 | Portland General - BES NODE | 452
32278 | SPICAMIN | PG AND E | 115 | 30 | Conf Load (Sierra) | 305
43414 | PEN TP2 | NORTHWEST | 115 | 40 | Portland General - BES NODE | 452
43415 | MILL CR | NORTHWEST | 115 | 40 | Portland General - BES S/S | 451
43419 | PLSNTVLY | NORTHWEST | 115 | 40 | Portland General - BES NODE | 452
32286 | OLIVH J3 | PG AND E | 115 | 30 | Conf Load (Sierra) | 305
11099 | MESA___# | EL PASO | 115 | 11 | EPE - Native Load | 110
32288 | E.MRY J1 | PG AND E | 115 | 30 | Conf Load (Sierra) | 305
43439 | RALGHHIL | NORTHWEST | 115 | 40 | Portland General - BES NODE | 452
32290 | OLIVH J1 | PG AND E | 115 | 30 | Conf Load (Sierra) | 305
43444 | RAMAPOTP1 | NORTHWEST | 115 | 40 | Portland General - BES NODE | 452
32292 | FREC TAP | PG AND E | 115 | 30 | Conf Load (Sierra) | 305
43449 | REDLAND1 | NORTHWEST | 115 | 40 | Portland General - BES NODE | 452
32356 | LINCLN | PG AND E | 115 | 30 | Conf Load (Sierra) | 305
43453 | REEDVILE | NORTHWEST | 115 | 40 | Portland General - BES S/S | 451
32398 | RBROCKLINJCT | PG AND E | 115 | 30 | Conf Load (Sierra) | 305
43461 | RIVRGT A | NORTHWEST | 115 | 40 | Portland General - BES S/S | 451
32400 | SPI-LINC | PG AND E | 115 | 30 | Conf Load (Sierra) | 305
33550 | HJ HEINZ | PG AND E | 115 | 30 | Conf Load (Stockton) | 311
32402 | RBROCKLIN | PG AND E | 115 | 30 | Conf Load (Sierra) | 305
47037 | EASTMONT | NORTHWEST | 115 | 40 | Central Washington | 403
43474 | ROCKCREEK | NORTHWEST | 115 | 40 | Portland General - BES S/S | 451
32404 | SPI JCT | PG AND E | 115 | 30 | Conf Load (Sierra) | 305
43476 | ROCKWD1 | NORTHWEST | 115 | 40 | Portland General - BES NODE | 452
43477 | ROCKWD2 | NORTHWEST | 115 | 40 | Portland General - BES NODE | 452
33548 | TRACY | PG AND E | 115 | 30 | Conf Load (Stockton) | 311
45299 | TROUTDAL | NORTHWEST | 115 | 40 | PAC:PTLD | 489
10079 | CORNEL_T | NEW MEXICO | 115 | 10 | PNM: Albuquerque | 101
10164 | KERMACT | NEW MEXICO | 115 | 10 | PNM: Northwestern | 107
79663 | ARCHERY TAP | WAPA R.M. | 115 | 73 | FEUS | 793
79662 | WESTLOOP | WAPA R.M. | 115 | 73 | FEUS | 793
79657 | TURLY S | WAPA R.M. | 115 | 73 | FEUS | 793
11103 | MILAGRO | EL PASO | 115 | 11 | EPE - Native Load | 110
32550 | SILVERDO | PG AND E | 115 | 30 | Conf Load (North Bay) | 306
79652 | PRAXAR TAP | WAPA R.M. | 115 | 73 | FEUS | 793
32551 | SILVRDJ1 | PG AND E | 115 | 30 | Conf Load (N. Coast) | 302
14350 | ADAMS | APS | 115 | 14 | APS | 141
32553 | MNTCLOJ2 | PG AND E | 115 | 30 | Conf Load (North Bay) | 306
43523 | SHERWD A | NORTHWEST | 115 | 40 | Portland General - BES S/S | 451
43525 | SHERWD B | NORTHWEST | 115 | 40 | Portland General - BES S/S | 451
32554 | MONTCLLO | PG AND E | 115 | 30 | Conf Load (North Bay) | 306
43531 | SIXCRNRS | NORTHWEST | 115 | 40 | Portland General - BES NODE | 452
79634 | KUTZ TAP | WAPA R.M. | 115 | 73 | FEUS | 793
14351 | BAGDAD | APS | 115 | 14 | APS | 141
79629 | HARE | WAPA R.M. | 115 | 73 | FEUS | 793
32560 | MNTCLOPH | PG AND E | 115 | 30 | Conf Load (North Bay) | 306
79624 | FRUITLND | WAPA R.M. | 115 | 73 | FEUS | 793
32561 | MTCLPHJ1 | PG AND E | 115 | 30 | Conf Load (North Bay) | 306
43549 | STMARYE2 | NORTHWEST | 115 | 40 | Portland General - BES NODE | 452
32562 | PUEBLOJT | PG AND E | 115 | 30 | Conf Load (N. Coast) | 302
43553 | STMARYSA | NORTHWEST | 115 | 40 | Portland General - BES S/S | 451
14352 | BONNYBRK | APS | 115 | 14 | APS | 141
10035 | BELAIR_T | NEW MEXICO | 115 | 10 | PNM: Albuquerque | 101
43570 | SWAN TAP | NORTHWEST | 115 | 40 | Portland General - BES NODE | 452
32568 | IGNACIO | PG AND E | 115 | 30 | Conf Load (North Bay) | 306
11108 | MOONGATE | EL PASO | 115 | 11 | EPE - Native Load | 110
79603 | ANIMAS | WAPA R.M. | 115 | 73 | FEUS | 793
43576 | SWAN TP1 | NORTHWEST | 115 | 40 | Portland General - BES NODE | 452
43577 | SYLVAN 2 | NORTHWEST | 115 | 40 | Portland General - BES NODE | 452
43581 | TABOR | NORTHWEST | 115 | 40 | Portland General - BES S/S | 451
10413 | JARALES | NEW MEXICO | 115 | 10 | PNM: Belen | 102
47040 | QUILCENE+ | NORTHWEST | 115 | 40 | Seattle Area, Olympic Peninsula | 400
10202 | MENAUL | NEW MEXICO | 115 | 10 | PNM: Albuquerque | 101
32580 | SKAGGS | PG AND E | 115 | 30 | Conf Load (North Bay) | 306
34792 | KERNRDGE | PG AND E | 115 | 30 | Conf Load (Kern) | 315
33534 | SAFEWAY | PG AND E | 115 | 30 | Conf Load (Stockton) | 311
79262 | CEMNT CK | WAPA R.M. | 115 | 73 | Zone69 | 791
365661 | Q1127 | PG AND E | 115 | 30 | Conf Load (Yosemite) | 313
365930 | Q653FJCT | PG AND E | 115 | 30 | Conf Load (Sacramento) | 304
14354 | SNMNUELS | APS | 115 | 14 | APS | 141
10331 | SUNSHIN# | NEW MEXICO | 115 | 10 | PNM: Northwestern | 107
366392 | Q1454 | PG AND E | 115 | 30 | Conf Load (San Jose) | 318
366100 | Q1374 | PG AND E | 115 | 30 | Conf Load (Central Coast) | 319
43619 | UNVSTYPG | NORTHWEST | 115 | 40 | Portland General - BES NODE | 452
34751 | TPMNTP2 | PG AND E | 115 | 30 | Conf Load (Kern) | 315
32598 | NTWR ALT | PG AND E | 115 | 30 | Conf Load (North Bay) | 306
43622 | URBAN_M2 | NORTHWEST | 115 | 40 | Portland General - BES S/S | 451
14355 | PRESCOTT | APS | 115 | 14 | APS | 141
79192 | SOCANAL | WAPA R.M. | 115 | 73 | ZoneR4 | 790
46621 | HILLTOP | NORTHWEST | 115 | 40 | Tacoma Power - General | 466
79185 | BRIDGEPT WB | WAPA R.M. | 115 | 73 | ZoneWN | 756
34415 | PNEDLE2 | PG AND E | 115 | 30 | Conf Load (Fresno) | 314
79183 | STRNELSN | WAPA R.M. | 115 | 73 | Zone69 | 791
34414 | WOODWARD | PG AND E | 115 | 30 | Conf Load (Fresno) | 314
46615 | N_FORK-2 | NORTHWEST | 115 | 40 | Tacoma Power - General | 466
32610 | MRE IS-Q | PG AND E | 115 | 30 | City of Pittsburg | 351
365680 | Q1103JCT | PG AND E | 115 | 30 | Conf Load (Stanislaus) | 312
79144 | LOSTCAN2 | WAPA R.M. | 115 | 73 | ZoneR4 | 790
45224 | HAYDEN T | NORTHWEST | 115 | 40 | PAC:PTLD | 489
32614 | MEYERTP1 | PG AND E | 115 | 30 | Conf Load (North Bay) | 306
43657 | WSTPRTLD | NORTHWEST | 115 | 40 | Portland General - BES S/S | 451
43662 | WSTUNION | NORTHWEST | 115 | 40 | Portland General - BES S/S | 451
32616 | MEYERTP2 | PG AND E | 115 | 30 | Conf Load (North Bay) | 306
45221 | OAK TAP | NORTHWEST | 115 | 40 | PAC:MDFD | 470
79121 | SANDCANY | WAPA R.M. | 115 | 73 | ZoneR4 | 790
32620 | NTWRJCT2 | PG AND E | 115 | 30 | Conf Load (North Bay) | 306
79117 | Y.JACK 2 | WAPA R.M. | 115 | 73 | Zone69 | 791
32740 | HILLSIDE | PG AND E | 115 | 30 | Conf Load (East Bay) | 307
43695 | DURHAM 2 | NORTHWEST | 115 | 40 | Portland General - BES NODE | 452
43697 | GLISAN | NORTHWEST | 115 | 40 | Portland General - BES S/S | 451
43701 | SPRNGBRK | NORTHWEST | 115 | 40 | Portland General - BES S/S | 451
43704 | HILLCRST | NORTHWEST | 115 | 40 | Portland General - BES S/S | 451
43706 | HUBER 1 | NORTHWEST | 115 | 40 | Portland General - BES NODE | 452
43707 | HUBER 2 | NORTHWEST | 115 | 40 | Portland General - BES NODE | 452
43709 | KP TAP | NORTHWEST | 115 | 40 | Portland General - BES NODE | 452
43710 | KELLEYPT | NORTHWEST | 115 | 40 | Portland General - BES NODE | 452
43713 | MARKET | NORTHWEST | 115 | 40 | Portland General - BES S/S | 451
43715 | MCGILL | NORTHWEST | 115 | 40 | Portland General - BES S/S | 451
32758 | SAN PBLO | PG AND E | 115 | 30 | Conf Load (East Bay) | 307
43720 | OAKHILLS | NORTHWEST | 115 | 40 | Portland General - BES NODE | 452
43737 | STMARYSC | NORTHWEST | 115 | 40 | Portland General - BES S/S | 451
43739 | SUNSETPG | NORTHWEST | 115 | 40 | Portland General - BES S/S | 451
32762 | STD. OIL | PG AND E | 115 | 30 | Conf Load (East Bay) | 307
43741 | TEK 1 | NORTHWEST | 115 | 40 | Portland General - BES NODE | 452
10167 | LAWRENC# | NEW MEXICO | 115 | 10 | PNM: Albuquerque | 101
32765 | ELCRTJ1 | PG AND E | 115 | 30 | Conf Load (East Bay) | 307
43744 | HORIZN2 | NORTHWEST | 115 | 40 | Portland General - BES S/S | 451
43745 | HORIZN3 | NORTHWEST | 115 | 40 | Portland General - BES S/S | 451
43750 | ABRNTHY# | NORTHWEST | 115 | 40 | Portland General - BES NODE | 452
34802 | MIDSET | PG AND E | 115 | 30 | Conf Load (Kern) | 315
79089 | SHENDOAH | WAPA R.M. | 115 | 73 | Zone69 | 791
11122 | ORO_GRAN | EL PASO | 115 | 11 | EPE - Native Load | 110
14361 | BAGCAP | APS | 115 | 14 | APS | 141
32770 | GRIZZLY2 | PG AND E | 115 | 30 | Conf Load (East Bay) | 307
43764 | BARNESTP1 | NORTHWEST | 115 | 40 | Portland General - BES NODE | 452
43766 | JENGSL # | NORTHWEST | 115 | 40 | Portland General - BES NODE | 452
43767 | LIBTY PG | NORTHWEST | 115 | 40 | Portland General - BES S/S | 451
43768 | BARNESTP2 | NORTHWEST | 115 | 40 | Portland General - BES S/S | 451
43769 | MULTNM2# | NORTHWEST | 115 | 40 | Portland General - BES NODE | 452
43770 | MULTNMA# | NORTHWEST | 115 | 40 | Portland General - BES NODE | 452
43772 | ARMSTRONG# | NORTHWEST | 115 | 40 | Portland General - BES NODE | 452
14364 | BAGDTWN | APS | 115 | 14 | APS | 141
32780 | CLARMNT | PG AND E | 115 | 30 | Conf Load (East Bay) | 307
32782 | STATIN D | PG AND E | 115 | 30 | Conf Load (East Bay) | 307
43778 | RAMAPO # | NORTHWEST | 115 | 40 | Portland General - BES NODE | 452
43781 | SALEMAL# | NORTHWEST | 115 | 40 | Portland General - BES NODE | 452
43786 | SYLVAN # | NORTHWEST | 115 | 40 | Portland General - BES NODE | 452
43787 | HARMONYTP1 | NORTHWEST | 115 | 40 | Portland General - BES NODE | 452
43788 | TURNER # | NORTHWEST | 115 | 40 | Portland General - BES NODE | 452
32790 | STATIN X | PG AND E | 115 | 30 | Conf Load (East Bay) | 307
14370 | BAGDADBACKUP | APS | 115 | 14 | APS | 141
32792 | STATIN J | PG AND E | 115 | 30 | Conf Load (East Bay) | 307
79077 | BAYFIELD | WAPA R.M. | 115 | 73 | Zone69 | 791
32793 | SCHNITZ | PG AND E | 115 | 30 | Conf Load (East Bay) | 307
43801 | CARVER1 | NORTHWEST | 115 | 40 | Portland General - BES NODE | 452
43802 | CARVERLD | NORTHWEST | 115 | 40 | Portland General - BES NODE | 452
43806 | MURAY LD | NORTHWEST | 115 | 40 | Portland General - BES NODE | 452
43807 | MURRAY#1 | NORTHWEST | 115 | 40 | Portland General - BES NODE | 452
43808 | MURRAY#2 | NORTHWEST | 115 | 40 | Portland General - BES NODE | 452
32802 | VLYVWTP1 | PG AND E | 115 | 30 | Conf Load (East Bay) | 307
43812 | POT ASH | NORTHWEST | 115 | 40 | Portland General - Industrial | 455
43813 | POT ASH1 | NORTHWEST | 115 | 40 | Portland General - BES NODE | 452
43815 | RVGTSOUTH | NORTHWEST | 115 | 40 | Portland General - BES NODE | 452
43816 | WSTPRT | NORTHWEST | 115 | 40 | Portland General - BES S/S | 451
43817 | WSTPRT 1 | NORTHWEST | 115 | 40 | Portland General - BES NODE | 452
43818 | WSTPRT 2 | NORTHWEST | 115 | 40 | Portland General - BES NODE | 452
43819 | CARVER2 | NORTHWEST | 115 | 40 | Portland General - BES NODE | 452
32810 | EDES | PG AND E | 115 | 30 | Conf Load (East Bay) | 307
11128 | RGC_DC | EL PASO | 115 | 11 | EPE - Native Load | 110
43822 | MIDGRV 2 | NORTHWEST | 115 | 40 | Portland General - BES NODE | 452
43824 | RVGTSOTAP | NORTHWEST | 115 | 40 | Portland General - BES S/S | 451
43825 | MAXIMTP1 | NORTHWEST | 115 | 40 | Portland General - BES NODE | 452
43826 | MAXIMTP2 | NORTHWEST | 115 | 40 | Portland General - BES NODE | 452
32849 | P66_SUB100 | PG AND E | 115 | 30 | Conf Load (East Bay) | 307
43828 | MAXIM2 | NORTHWEST | 115 | 40 | Portland General - Industrial | 455
32904 | OAKLAND23ES | PG AND E | 115 | 30 | Conf Load (East Bay) | 307
47030 | PORT_LUDLOW | NORTHWEST | 115 | 40 | Seattle Area, Olympic Peninsula | 400
32911 | UNOCAL2 | PG AND E | 115 | 30 | Conf Load (East Bay) | 307
11131 | RIO_GRAN | EL PASO | 115 | 11 | EPE - Native Load | 110
45181 | LONEPINE | NORTHWEST | 115 | 40 | PAC:MDFD | 470
32950 | PITSBURG | PG AND E | 115 | 30 | Conf Load (Diablo) | 308
32951 | KIRKER | PG AND E | 115 | 30 | Conf Load (Diablo) | 308
47034 | PT_TWN_2# | NORTHWEST | 115 | 40 | Seattle Area, Olympic Peninsula | 400
10080 | CORNELL | NEW MEXICO | 115 | 10 | PNM: Albuquerque | 101
10169 | LAWRNCET | NEW MEXICO | 115 | 10 | PNM: Albuquerque | 101
47033 | DOWER RD | NORTHWEST | 115 | 40 | AVA: Coeur D'Alene | 441
45167 | KNOTT | NORTHWEST | 115 | 40 | PAC:PTLD | 489
32955 | DOW TAP2 | PG AND E | 115 | 30 | Conf Load (Diablo) | 308
79062 | SHIPROCK | WAPA R.M. | 115 | 73 | WAPA-RMRAZ | 792
32957 | PRAXAIR | PG AND E | 115 | 30 | Conf Load (Diablo) | 308
33509 | AVENATP1 | PG AND E | 115 | 30 | Conf Load (Stockton) | 311
44055 | T_DALES_PH1 | NORTHWEST | 115 | 40 | Lower Columbia Basin | 404
44056 | T_DALES_PH2 | NORTHWEST | 115 | 40 | Lower Columbia Basin | 404
32960 | CLMBIAHS | PG AND E | 115 | 30 | Conf Load (Diablo) | 308
24770 | SOUTHBAS | SOCALIF | 115 | 24 | SCE Kramer/Inyokern/Coolwater | 953
32961 | CLMBATAP | PG AND E | 115 | 30 | Conf Load (Diablo) | 308
79048 | MONTROSE | WAPA R.M. | 115 | 73 | ZoneR4 | 790
32970 | CLAYTN | PG AND E | 115 | 30 | Conf Load (Diablo) | 308
33504 | CATARACT | PG AND E | 115 | 30 | Conf Load (Stockton) | 311
32971 | MEDW LNE | PG AND E | 115 | 30 | Conf Load (Diablo) | 308
11136 | SALOPEK | EL PASO | 115 | 11 | EPE - Native Load | 110
32972 | EBAYMUDJ | PG AND E | 115 | 30 | Conf Load (Diablo) | 308
79042 | HOTCHKIS | WAPA R.M. | 115 | 73 | ZoneR4 | 790
45151 | ISTHMUS | NORTHWEST | 115 | 40 | PAC:CBAY | 473
79037 | GUNNISON | WAPA R.M. | 115 | 73 | ZoneR4 | 790
47024 | KEARNEY+ | NORTHWEST | 115 | 40 | Seattle Area, Olympic Peninsula | 400
11140 | SANTA_T | EL PASO | 115 | 11 | EPE - Native Load | 110
44128 | MCNARY_PH6 | NORTHWEST | 115 | 40 | Lower Columbia Basin | 404
32975 | WALNUTCR | PG AND E | 115 | 30 | Conf Load (Diablo) | 308
32976 | LK_REACT | PG AND E | 115 | 30 | Conf Load (Diablo) | 308
79020 | CURECANT | WAPA R.M. | 115 | 73 | ZoneR4 | 790
45141 | HOLLADAY | NORTHWEST | 115 | 40 | PAC:PTLD | 489
32978 | LMEC | PG AND E | 115 | 30 | Conf Load (Diablo) | 308
34798 | KERNWATR | PG AND E | 115 | 30 | Conf Load (Kern) | 315
79007 | BLUEMESA | WAPA R.M. | 115 | 73 | ZoneR4 | 790
45133 | HARRIS 1 | NORTHWEST | 115 | 40 | PAC:PTLD | 489
79003 | BASALT | PSCOLORADO | 115 | 70 | ZoneRW | 708
32992 | BOLLMAN2 | PG AND E | 115 | 30 | Conf Load (Diablo) | 308
10170 | LENKURT | NEW MEXICO | 115 | 10 | PNM: Albuquerque | 101
44274 | LOKOUT_PT_PH | NORTHWEST | 115 | 40 | Western Oregon | 402
47029 | DOUGLAS | NORTHWEST | 115 | 40 | Central Washington | 403
32994 | BOLLMAN | PG AND E | 115 | 30 | Conf Load (Diablo) | 308
11143 | SCOTSDAL | EL PASO | 115 | 11 | EPE - Native Load | 110
32996 | SHELLJ1 | PG AND E | 115 | 30 | Conf Load (Diablo) | 308
44519 | PARKRS T | NORTHWEST | 115 | 40 | PAC:PTLD | 489
44520 | VERNON | NORTHWEST | 115 | 40 | PAC:PTLD | 489
32997 | SHELLJ2 | PG AND E | 115 | 30 | Conf Load (Diablo) | 308
44524 | BALDWIN | NORTHWEST | 115 | 40 | PAC:C.OR | 474
33000 | CC SUB | PG AND E | 115 | 30 | Conf Load (Diablo) | 308
47026 | KEARNEY# | NORTHWEST | 115 | 40 | Seattle Area, Olympic Peninsula | 400
33001 | DOMTAR | PG AND E | 115 | 30 | Conf Load (Diablo) | 308
33002 | CROWN Z | PG AND E | 115 | 30 | Conf Load (Diablo) | 308
47027 | DIAM LAK TAP | NORTHWEST | 115 | 40 | AVA: Pend Oreille PUD | 448
33006 | GRIZLYJ1 | PG AND E | 115 | 30 | Conf Load (Diablo) | 308
45121 | GRANT PS | NORTHWEST | 115 | 40 | PAC:GRPS | 481
33008 | GRIZLYJ2 | PG AND E | 115 | 30 | Conf Load (Diablo) | 308
44545 | PUNKIN TAP | NORTHWEST | 115 | 40 | PAC:YKMA | 477
44546 | WEIRICH | NORTHWEST | 115 | 40 | PAC:WLMT | 472
44555 | GALA | NORTHWEST | 115 | 40 | PAC:C.OR | 474
44564 | FLINTPP | NORTHWEST | 115 | 40 | PAC:YKMA | 477
44565 | FRIEND_115 | NORTHWEST | 115 | 40 | PAC:C.OR | 474
33012 | EST PRTL | PG AND E | 115 | 30 | Conf Load (Diablo) | 308
11151 | SOL | EL PASO | 115 | 11 | EPE - Native Load | 110
33014 | ALHAMTP1 | PG AND E | 115 | 30 | Conf Load (Diablo) | 308
34795 | EANDBJT | PG AND E | 115 | 30 | Conf Load (Kern) | 315
44577 | BULLARDPP | NORTHWEST | 115 | 40 | PAC:LAKE | 485
44581 | PRNVL SLR | NORTHWEST | 115 | 40 | PAC:C.OR | 474
44583 | STRNSBT | NORTHWEST | 115 | 40 | PAC:C.OR | 474
44590 | CONSER RD | NORTHWEST | 115 | 40 | PAC:WLMT | 472
33030 | COLSTJT1 | PG AND E | 115 | 30 | Conf Load (Diablo) | 308
44615 | PUNKIN TP1 | NORTHWEST | 115 | 40 | PAC:YKMA | 477
44616 | PUNKIN TP2 | NORTHWEST | 115 | 40 | PAC:YKMA | 477
33031 | COLSTJT2 | PG AND E | 115 | 30 | Conf Load (Diablo) | 308
33032 | KIRKTAP1 | PG AND E | 115 | 30 | Conf Load (Diablo) | 308
44848 | HOUSTNLK | NORTHWEST | 115 | 40 | PAC:C.OR | 474
47020 | HASTINGS+ | NORTHWEST | 115 | 40 | Seattle Area, Olympic Peninsula | 400
78676 | RD_NIXON | PSCOLORADO | 115 | 70 | CSU | 785
44869 | TIETON H | NORTHWEST | 115 | 40 | PAC:YKMA | 477
44875 | DCFP TAP | NORTHWEST | 115 | 40 | PAC:ROSE | 471
44876 | DCFP | NORTHWEST | 115 | 40 | PAC:ROSE | 471
44879 | RIDDLE | NORTHWEST | 115 | 40 | PAC:ROSE | 471
33037 | LINDETP2 | PG AND E | 115 | 30 | Conf Load (Diablo) | 308
44895 | WHTSTNE | NORTHWEST | 115 | 40 | PAC:MDFD | 470
44896 | CANYVLLE | NORTHWEST | 115 | 40 | PAC:ROSE | 471
33038 | LINDEJCT | PG AND E | 115 | 30 | Conf Load (Diablo) | 308
33040 | BOLLMAN1 | PG AND E | 115 | 30 | Conf Load (Diablo) | 308
44899 | ILLATP39 | NORTHWEST | 115 | 40 | PAC:ROSE | 471
33041 | IMHOFF | PG AND E | 115 | 30 | Conf Load (Diablo) | 308
78671 | KELKER W | PSCOLORADO | 115 | 70 | CSU | 785
33042 | IMHOFF_1 | PG AND E | 115 | 30 | Conf Load (Diablo) | 308
44909 | DOWELL | NORTHWEST | 115 | 40 | PAC:GRPS | 481
10039 | BEV_WOOD | NEW MEXICO | 115 | 10 | PNM: Albuquerque | 101
47002 | IRONDALE | NORTHWEST | 115 | 40 | Seattle Area, Olympic Peninsula | 400
44925 | ROXYANN | NORTHWEST | 115 | 40 | PAC:MDFD | 470
44936 | BEALL LN | NORTHWEST | 115 | 40 | PAC:MDFD | 470
44937 | MEDCOTAP | NORTHWEST | 115 | 40 | PAC:MDFD | 470
10347 | TRUMAN | NEW MEXICO | 115 | 10 | PNM: Albuquerque | 101
33046 | FIBRJCT2 | PG AND E | 115 | 30 | Conf Load (Diablo) | 308
44956 | BIOMASST | NORTHWEST | 115 | 40 | PAC:MDFD | 470
44957 | YEW_AVE | NORTHWEST | 115 | 40 | PAC:C.OR | 474
44958 | YEW AV T | NORTHWEST | 115 | 40 | PAC:C.OR | 474
33048 | RVECTP | PG AND E | 115 | 30 | Conf Load (Diablo) | 308
78658 | CTTNWD N | PSCOLORADO | 115 | 70 | CSU | 785
33049 | RVEC | PG AND E | 115 | 30 | Conf Load (Diablo) | 308
44963 | LINE75TP | NORTHWEST | 115 | 40 | PAC:YRKA | 478
10018 | ARRIBA_T | NEW MEXICO | 115 | 10 | PNM: Las Vegas NM | 105
11167 | VISTA__# | EL PASO | 115 | 11 | EPE - Native Load | 110
78653 | BIRDSALW | PSCOLORADO | 115 | 70 | CSU | 785
45001 | ALBINA | NORTHWEST | 115 | 40 | PAC:PTLD | 489
45004 | AGER | NORTHWEST | 115 | 40 | PAC:YRKA | 478
45007 | ALTURAS | NORTHWEST | 115 | 40 | PAC:LAKE | 485
45009 | APPLEGAT | NORTHWEST | 115 | 40 | PAC:GRPS | 481
33203 | MISSON | PG AND E | 115 | 30 | Conf Load (S.F.) | 309
33204 | POTRERO | PG AND E | 115 | 30 | Conf Load (S.F.) | 309
45013 | ASTORIA | NORTHWEST | 115 | 40 | PAC:CLTP | 411
33205 | HNTRS PT | PG AND E | 115 | 30 | Conf Load (S.F.) | 309
45077 | DAYSCREK | NORTHWEST | 115 | 40 | PAC:ROSE | 471
78114 | ROGERSRD | PSCOLORADO | 115 | 70 | PRPA | 780
78110 | LNGMNTNW | PSCOLORADO | 115 | 70 | PRPA | 780
78107 | DEL CTAP | PSCOLORADO | 115 | 70 | PRPA | 780
45071 | CROWFOOT | NORTHWEST | 115 | 40 | PAC:WLMT | 472
45033 | CANNON B | NORTHWEST | 115 | 40 | PAC:CLTP | 411
11170 | WHITE_SA | EL PASO | 115 | 11 | EPE - Native Load | 110
33210 | POT_SVC | PG AND E | 115 | 30 | Conf Load (S.F.) | 309
34788 | NORCO | PG AND E | 115 | 30 | Conf Load (Kern) | 315
78096 | DERBYHILPR | PSCOLORADO | 115 | 70 | PRPA | 780
78094 | VALLEYLM | PSCOLORADO | 115 | 70 | PRPA | 780
33301 | DLY CTYP | PG AND E | 115 | 30 | Conf Load (Peninsula) | 310
78091 | HORSESHO | PSCOLORADO | 115 | 70 | PRPA | 780
33302 | SERRMNTE | PG AND E | 115 | 30 | Conf Load (Peninsula) | 310
45059 | COOS RVR | NORTHWEST | 115 | 40 | PAC:CBAY | 473
45053 | COLUM PG | NORTHWEST | 115 | 40 | PAC:PTLD | 489
45065 | COPCO 2 | NORTHWEST | 115 | 40 | PAC:YRKA | 478
45066 | BROOKHST | NORTHWEST | 115 | 40 | PAC:MDFD | 470
33305 | SHAWROAD | PG AND E | 115 | 30 | Conf Load (Peninsula) | 310
33306 | SFIA | PG AND E | 115 | 30 | Conf Load (Peninsula) | 310
78076 | DIXON CK | PSCOLORADO | 115 | 70 | PRPA | 780
45072 | BUCHANAN | NORTHWEST | 115 | 40 | PAC:WLMT | 472
45073 | CULLY | NORTHWEST | 115 | 40 | PAC:PTLD | 489
45074 | CAMPBELL | NORTHWEST | 115 | 40 | PAC:MDFD | 470
33308 | SFIA-MA | PG AND E | 115 | 30 | Conf Load (Peninsula) | 310
33309 | SANPAULA | PG AND E | 115 | 30 | Conf Load (Peninsula) | 310
45085 | DELNORTE | NORTHWEST | 115 | 40 | PAC:CRES | 479
45087 | DELTA | NORTHWEST | 115 | 40 | PAC:YRKA | 478
33310 | SANMATEO | PG AND E | 115 | 30 | Conf Load (Peninsula) | 310
45091 | DIXONVLE | NORTHWEST | 115 | 40 | PAC:ROSE | 471
33311 | BAY MDWS | PG AND E | 115 | 30 | Conf Load (Peninsula) | 310
33312 | BELMONT | PG AND E | 115 | 30 | Conf Load (Peninsula) | 310
45099 | EMPIRE P | NORTHWEST | 115 | 40 | PAC:CBAY | 473
45102 | CIRCBLVD | NORTHWEST | 115 | 40 | PAC:WLMT | 472
33313 | BAIR | PG AND E | 115 | 30 | Conf Load (Peninsula) | 310
45105 | FISHHOLE | NORTHWEST | 115 | 40 | PAC:KFAL | 484
45109 | FRY | NORTHWEST | 115 | 40 | PAC:WLMT | 472
33315 | RVNSWD E | PG AND E | 115 | 30 | Conf Load (Peninsula) | 310
11174 | DURAZNO | EL PASO | 115 | 11 | EPE - Native Load | 110
45114 | CLRWATR1 | NORTHWEST | 115 | 40 | PAC:ROSE | 471
45115 | GOSHN | NORTHWEST | 115 | 40 | PAC:WLMT | 472
45118 | CLRWATR2 | NORTHWEST | 115 | 40 | PAC:ROSE | 471
45119 | GRANDVW2 | NORTHWEST | 115 | 40 | PAC:YKMA | 477
34410 | MANCHSTR | PG AND E | 115 | 30 | Conf Load (Fresno) | 314
45028 | BIOMASS | NORTHWEST | 115 | 40 | PAC:MDFD | 470
45021 | BOYER | NORTHWEST | 115 | 40 | PAC:LNCT | 418
45017 | BALDY SS | NORTHWEST | 115 | 40 | PAC:MDFD | 470
74220 | SWEETGRASS | WAPA R.M. | 115 | 73 | ZoneEW | 753
74200 | CORWNDHI | WAPA R.M. | 115 | 73 | ZoneEW | 753
74060 | CPGSTN | WAPA R.M. | 115 | 73 | ZoneEW | 753
45010 | ASHLAND | NORTHWEST | 115 | 40 | PAC:MDFD | 470
33356 | BURLNGME | PG AND E | 115 | 30 | Conf Load (Peninsula) | 310
74056 | KINGRNCH | WAPA R.M. | 115 | 73 | ZoneEW | 753
11177 | NUWAY | EL PASO | 115 | 11 | EPE - Native Load | 110
33500 | MELNS JA | PG AND E | 115 | 30 | Conf Load (Stockton) | 311
33501 | FRGTNTP1 | PG AND E | 115 | 30 | Conf Load (Stockton) | 311
74039 | NORTHRNG | WAPA R.M. | 115 | 73 | ZoneEW | 753
46991 | SCHNITZR | NORTHWEST | 115 | 40 | Tacoma Power - General | 466
33502 | FROGTOWN | PG AND E | 115 | 30 | Conf Load (Stockton) | 311
74037 | CHEY S | WAPA R.M. | 115 | 73 | ZoneEW | 753
45155 | JEROME P | NORTHWEST | 115 | 40 | PAC:GRPS | 481
73716 | LARAMIE TAP | WAPA R.M. | 115 | 73 | ZoneEW | 753
73651 | POUDRELM | WAPA R.M. | 115 | 73 | ZoneFH | 754
73715 | LTG TAP | WAPA R.M. | 115 | 73 | ZoneEW | 753
44994 | NICKLMTN | NORTHWEST | 115 | 40 | PAC:ROSE | 471
46974 | CLOVERPK | NORTHWEST | 115 | 40 | Tacoma Power - General | 466
46964 | CRANDALL | NORTHWEST | 115 | 40 | Tacoma Power - General | 466
999907 | VACWEC11 | PG AND E | 115 | 30 | Conf Load (Sacramento) | 304
44962 | LUCERNEP | NORTHWEST | 115 | 40 | PAC:YRKA | 478
33511 | AVENATP2 | PG AND E | 115 | 30 | Conf Load (Stockton) | 311
11188 | LEO_EAST | EL PASO | 115 | 11 | EPE - Native Load | 110
46603 | CEDAR | NORTHWEST | 115 | 40 | Tacoma Power - General | 466
34784 | CAWELO C | PG AND E | 115 | 30 | Conf Load (Kern) | 315
45185 | LOST CRK | NORTHWEST | 115 | 40 | Western Oregon | 402
45186 | FLDR CRK | NORTHWEST | 115 | 40 | PAC:GRPS | 481
33514 | MANTECA | PG AND E | 115 | 30 | Conf Load (Stockton) | 311
45193 | MALLORY | NORTHWEST | 115 | 40 | PAC:PTLD | 489
10353 | UNM_N | NEW MEXICO | 115 | 10 | PNM: Albuquerque | 101
33516 | RPN JNCN | PG AND E | 115 | 30 | Conf Load (Stockton) | 311
45198 | GLIDE | NORTHWEST | 115 | 40 | PAC:ROSE | 471
45201 | MERWIN | NORTHWEST | 115 | 40 | PAC:LWSR | 419
33518 | VIERRA | PG AND E | 115 | 30 | Conf Load (Stockton) | 311
45206 | GRANT PP | NORTHWEST | 115 | 40 | PAC:WLMT | 472
45207 | MURDERCK | NORTHWEST | 115 | 40 | PAC:WLMT | 472
45211 | NACHES | NORTHWEST | 115 | 40 | PAC:YKMA | 477
45214 | GRIFFINP | NORTHWEST | 115 | 40 | PAC:MDFD | 470
45217 | NOBHILL | NORTHWEST | 115 | 40 | PAC:YKMA | 477
45219 | NORTH PK | NORTHWEST | 115 | 40 | PAC:YKMA | 477
33524 | CL AMMNA | PG AND E | 115 | 30 | Conf Load (Stockton) | 311
45222 | HART | NORTHWEST | 115 | 40 | PAC:YRKA | 478
33526 | KSSN-JC1 | PG AND E | 115 | 30 | Conf Load (Stockton) | 311
33528 | KASSON | PG AND E | 115 | 30 | Conf Load (Stockton) | 311
45225 | OREMET | NORTHWEST | 115 | 40 | PAC:WLMT | 472
45227 | OUTLOOK | NORTHWEST | 115 | 40 | PAC:YKMA | 477
33529 | LAMMERS | PG AND E | 115 | 30 | Conf Load (Stockton) | 311
45231 | PACIFIC | NORTHWEST | 115 | 40 | PAC:YKMA | 477
45232 | HILLVIEW | NORTHWEST | 115 | 40 | PAC:WLMT | 472
33531 | OWENSTP1 | PG AND E | 115 | 30 | Conf Load (Stockton) | 311
45243 | POMONA | NORTHWEST | 115 | 40 | PAC:YKMA | 477
33532 | OI GLASS | PG AND E | 115 | 30 | Conf Load (Stockton) | 311
73553 | BOXELDER | WAPA R.M. | 115 | 73 | ZoneFH | 754
45252 | JACKSNVL | NORTHWEST | 115 | 40 | PAC:MDFD | 470
45253 | POWLBUPL | NORTHWEST | 115 | 40 | PAC:C.OR | 474
45255 | PRINVILE | NORTHWEST | 115 | 40 | PAC:C.OR | 474
10175 | HAMILTON2 | NEW MEXICO | 115 | 10 | PNM: Albuquerque | 101
10355 | UNM_T | NEW MEXICO | 115 | 10 | PNM: Albuquerque | 101
73476 | FORESTLK | WAPA R.M. | 115 | 73 | ZoneCS | 757
33537 | SFWY_TP1 | PG AND E | 115 | 30 | Conf Load (Stockton) | 311
45264 | JORDANPT | NORTHWEST | 115 | 40 | PAC:CBAY | 473
45266 | JORDANTP | NORTHWEST | 115 | 40 | PAC:CBAY | 473
45267 | RIVR RD | NORTHWEST | 115 | 40 | PAC:YKMA | 477
45269 | RUSSELLV | NORTHWEST | 115 | 40 | PAC:PTLD | 489
45271 | SAGEROAD | NORTHWEST | 115 | 40 | PAC:MDFD | 470
45275 | SEASIDE | NORTHWEST | 115 | 40 | PAC:CLTP | 411
45277 | SELAH | NORTHWEST | 115 | 40 | PAC:YKMA | 477
45281 | STJOHNSS | NORTHWEST | 115 | 40 | PAC:PTLD | 489
45283 | SUNYSIDE | NORTHWEST | 115 | 40 | PAC:YKMA | 477
45285 | SWEETHOM | NORTHWEST | 115 | 40 | PAC:WLMT | 472
33544 | ELLS GTY | PG AND E | 115 | 30 | Conf Load (Stockton) | 311
45288 | LEMOLO1 | NORTHWEST | 115 | 40 | PAC:ROSE | 471
45292 | LEMOLO2 | NORTHWEST | 115 | 40 | PAC:ROSE | 471
45293 | TIETON | NORTHWEST | 115 | 40 | PAC:YKMA | 477
45294 | LEMOLOTP | NORTHWEST | 115 | 40 | PAC:ROSE | 471
45295 | TOPPENSH | NORTHWEST | 115 | 40 | PAC:YKMA | 477
15104 | CARLOTA | SRP | 115 | 15 | SRP EMA 115kV | 1506
15105 | ELLISON | SRP | 115 | 15 | SRP EMA 115kV | 1506
73503 | ERIE SW | WAPA R.M. | 115 | 73 | ZoneFH | 754
73501 | RINNVALL | WAPA R.M. | 115 | 73 | ZoneFH | 754
73493 | SANDCRK | WAPA R.M. | 115 | 73 | ZoneEC | 752
73485 | BURL KC | WAPA R.M. | 115 | 73 | ZoneEC | 752
44898 | ILLATP46 | NORTHWEST | 115 | 40 | PAC:ROSE | 471
73481 | FULLER | WAPA R.M. | 115 | 73 | ZoneCS | 757
44897 | ILLAHEEH | NORTHWEST | 115 | 40 | PAC:ROSE | 471
73464 | ADENA | WAPA R.M. | 115 | 73 | ZoneEC | 752
10083 | COTTONWD | NEW MEXICO | 115 | 10 | PNM: Albuquerque | 101
73468 | WELL TP | WAPA R.M. | 115 | 73 | ZoneFH | 754
73469 | WAVER PV | WAPA R.M. | 115 | 73 | ZoneFH | 754
73460 | BLK SQMV | WAPA R.M. | 115 | 73 | ZoneCS | 757
14645 | KEARNYAP | APS | 115 | 14 | APS: SOUTHEAST | 848
13309 | TA-3 | NEW MEXICO | 115 | 10 | Los Alamos County | 133
40605 | KENNEWIC# | NORTHWEST | 115 | 40 | Lower Columbia Basin | 404
73458 | LORSONRH | WAPA R.M. | 115 | 73 | ZoneCS | 757
42424 | MIRRORNT | NORTHWEST | 115 | 40 | N.KING | 426
73433 | WINDSORT | WAPA R.M. | 115 | 73 | ZoneFH | 754
45803 | THREE LK | NORTHWEST | 115 | 40 | Snohomish PUD | 468
73445 | GRESHAM | WAPA R.M. | 115 | 73 | ZoneCS | 757
34123 | K1-JCT | PG AND E | 115 | 30 | Conf Load (Yosemite) | 313
73456 | PEYTON | WAPA R.M. | 115 | 73 | ZoneCS | 757
73455 | BLKFORTP | WAPA R.M. | 115 | 73 | ZoneCS | 757
73414 | FOXRUN | WAPA R.M. | 115 | 73 | ZoneCS | 757
73372 | OTIS LM | WAPA R.M. | 115 | 73 | ZoneEC | 752
40597 | KEELER_W | NORTHWEST | 115 | 40 | Portland Area | 401
15108 | HAYDENAZ | SRP | 115 | 15 | SRP EMA 115kV | 1506
73412 | MIDWAYBR | WAPA R.M. | 115 | 73 | ZoneCS | 757
33033 | KIRKTAP2 | PG AND E | 115 | 30 | Conf Load (Diablo) | 308
73402 | FALCONMV | WAPA R.M. | 115 | 73 | ZoneCS | 757
10725 | HUNING_RANCH | NEW MEXICO | 115 | 10 | PNM: Belen | 102
10357 | VALENCIA | NEW MEXICO | 115 | 10 | PNM: Las Vegas NM | 105
73390 | CSOC | WAPA R.M. | 115 | 73 | ZoneCS | 757
46899 | WENATCN | NORTHWEST | 115 | 40 | Central Washington | 403
73400 | EMIL AND | WAPA R.M. | 115 | 73 | ZoneCS | 757
73379 | FMWEST | WAPA R.M. | 115 | 73 | ZoneEC | 752
64286 | SAGEMILL | SIERRA | 120 | 64 | Zone27 | 640
64065 | KING BCH | SIERRA | 120 | 64 | SPP-North Tahoe | 647
641950 | REDWOOD | SIERRA | 120 | 64 | SPP-TM Load | 646
64300 | PINSON | SIERRA | 120 | 64 | Zone27 | 640
64030 | COYOTEC2 | SIERRA | 120 | 64 | SPP-Carlin Trend | 645
64023 | CAL S PS | SIERRA | 120 | 64 | SPP-North Tahoe | 647
64020 | BRUNSWCK | SIERRA | 120 | 64 | SPP-Carson City | 648
64997 | TESLA | SIERRA | 120 | 64 | SPP-TM Load | 646
64991 | TRACY W | SIERRA | 120 | 64 | SPP-TM Load | 646
64963 | CHUKAR | SIERRA | 120 | 64 | SPP-TM Load | 646
64958 | ROSSI | SIERRA | 120 | 64 | SPP-Carlin Trend | 645
64957 | ROSSI T | SIERRA | 120 | 64 | SPP-Carlin Trend | 645
64925 | IZZENHOOD | SIERRA | 120 | 64 | Zone27 | 640
64847 | HALLIBURTON | SIERRA | 120 | 64 | SPP-Carlin Trend | 645
64846 | HALLIBURTN T | SIERRA | 120 | 64 | SPP-Carlin Trend | 645
64655 | CROSSROADS | SIERRA | 120 | 64 | SPP-Carlin Trend | 645
64650 | HOLLISTER T | SIERRA | 120 | 64 | SPP-Carlin Trend | 645
64635 | 117F | SIERRA | 120 | 64 | Zone27 | 640
64595 | FULCRUM | SIERRA | 120 | 64 | SPP-TM Load | 646
64584 | NORWAY1 | SIERRA | 120 | 64 | SPP-TM Load | 646
64576 | WILDROSE | SIERRA | 120 | 64 | SPP-East Tie | 642
64575 | EXCELSIOR T | SIERRA | 120 | 64 | SPP-East Tie | 642
64541 | FT CHUR S | SIERRA | 120 | 64 | SPP-Carson City | 648
64507 | FAIRVIEW | SIERRA | 120 | 64 | SPP-Carson City | 648
64458 | LONELY | SIERRA | 120 | 64 | SPP_LAH_FAL_WINN | 649
64453 | DOWNS | SIERRA | 120 | 64 | SPP-Carson City | 648
64418 | SWITCH | SIERRA | 120 | 64 | SPP-TM Load | 646
64413 | PAH RAH | SIERRA | 120 | 64 | SPP-TM Load | 646
64387 | CRTZ S PIPE | SIERRA | 120 | 64 | SPP-Carlin Trend | 645
64386 | FIRECREEK | SIERRA | 120 | 64 | SPP-Carlin Trend | 645
64385 | FIRECREEK T | SIERRA | 120 | 64 | SPP-Carlin Trend | 645
64383 | CRTZ FCANYON | SIERRA | 120 | 64 | SPP-Carlin Trend | 645
64382 | CRTZ HILLS | SIERRA | 120 | 64 | SPP-Carlin Trend | 645
64349 | GRASSVLY | SIERRA | 120 | 64 | NON-SPP GEN | 643
64306 | MRKTWAIN | SIERRA | 120 | 64 | SPP-Carson City | 648
64298 | OSGOOD MIDAS | SIERRA | 120 | 64 | Zone27 | 640
64295 | GUARDSHACK | SIERRA | 120 | 64 | Zone27 | 640
64293 | TURQ RIDGE | SIERRA | 120 | 64 | Zone27 | 640
64292 | JUNIPER T | SIERRA | 120 | 64 | Zone27 | 640
64290 | SHOVEL SUB | SIERRA | 120 | 64 | Zone27 | 640
64288 | PINION T | SIERRA | 120 | 64 | Zone27 | 640
64284 | OXYGEN PLANT | SIERRA | 120 | 64 | Zone27 | 640
64282 | ROASTER | SIERRA | 120 | 64 | SPP-Carlin Trend | 645
64281 | RODEO | SIERRA | 120 | 64 | SPP-Carlin Trend | 645
64269 | BANNOCK | SIERRA | 120 | 64 | Zone27 | 640
64264 | JERSEYV | SIERRA | 120 | 64 | Zone27 | 640
64202 | HANSEN CRK T | SIERRA | 120 | 64 | Zone27 | 640
64201 | PINSON T | SIERRA | 120 | 64 | Zone27 | 640
64200 | REDHOUSE | SIERRA | 120 | 64 | Zone27 | 640
64197 | BLUE STAR | SIERRA | 120 | 64 | SPP-Carlin Trend | 645
64195 | MARIGOLD | SIERRA | 120 | 64 | Zone27 | 640
64193 | BARRICK MILL | SIERRA | 120 | 64 | SPP-Carlin Trend | 645
64192 | OXYGEN | SIERRA | 120 | 64 | SPP-Carlin Trend | 645
64191 | OXYGEN T | SIERRA | 120 | 64 | SPP-Carlin Trend | 645
640013 | LEEVILLE 2 | SIERRA | 120 | 64 | SPP-Carlin Trend | 645
64189 | MEIKLE | SIERRA | 120 | 64 | SPP-Carlin Trend | 645
64187 | STONEHSE | SIERRA | 120 | 64 | Zone27 | 640
64184 | BIG SPRG | SIERRA | 120 | 64 | SPP-Carlin Trend | 645
64182 | TIADS | SIERRA | 120 | 64 | SPP-East Tie | 642
64180 | SANTA FE | SIERRA | 120 | 64 | SPP-East Tie | 642
64178 | TABLE MT | SIERRA | 120 | 64 | SPP-East Tie | 642
64175 | CRTZ PIPE | SIERRA | 120 | 64 | SPP-Carlin Trend | 645
64172 | MARTISTP | SIERRA | 120 | 64 | SPP-North Tahoe | 647
640012 | CARLIN MILL | SIERRA | 120 | 64 | SPP-Carlin Trend | 645
64169 | CARLIN | SIERRA | 120 | 64 | SPP-Carlin Trend | 645
64167 | DAYTONTP | SIERRA | 120 | 64 | SPP-Carson City | 648
64165 | SQAW VLY | SIERRA | 120 | 64 | SPP-North Tahoe | 647
64157 | FAR WEST | SIERRA | 120 | 64 | SPP-TM Load | 646
64144 | CAITHNES | SIERRA | 120 | 64 | SPP-TM Load | 646
64136 | WASHOE | SIERRA | 120 | 64 | SPP-TM Load | 646
64127 | VAL ROAD | SIERRA | 120 | 64 | SPP-TM Load | 646
64125 | VAL RD N | SIERRA | 120 | 64 | SPP-TM Load | 646
64026 | CARSON | SIERRA | 120 | 64 | SPP-Carson City | 648
64116 | TRACY E | SIERRA | 120 | 64 | SPP-TM Load | 646
64114 | TRACY | SIERRA | 120 | 64 | SPP-TM Load | 646
64108 | SUMMIT 2 | SIERRA | 120 | 64 | SPP-North Tahoe | 647
64104 | STEAMBT | SIERRA | 120 | 64 | SPP-TM Load | 646
64099 | SPAN SPG | SIERRA | 120 | 64 | SPP-TM Load | 646
64093 | SILVR LK | SIERRA | 120 | 64 | SPP-TM Load | 646
64092 | RND HILL | SIERRA | 120 | 64 | SPP-Carson City | 648
64090 | PANAMA | SIERRA | 120 | 64 | NON-SPP GEN | 643
64089 | OVRLNDTP | SIERRA | 120 | 64 | SPP-Carson City | 648
64088 | OVERLAND | SIERRA | 120 | 64 | SPP-Carson City | 648
64084 | NORTHWST | SIERRA | 120 | 64 | SPP-TM Load | 646
64080 | HUMBOLDT | SIERRA | 120 | 64 | SPP-Carlin Trend | 645
64079 | MT ROSE | SIERRA | 120 | 64 | SPP-TM Load | 646
64076 | MIRA LMA | SIERRA | 120 | 64 | SPP-TM Load | 646
64074 | MILLERS | SIERRA | 120 | 64 | SPP-East Tie | 642
64070 | MAGGIE CREEK | SIERRA | 120 | 64 | SPP-Carlin Trend | 645
64067 | LONE MT | SIERRA | 120 | 64 | NON-SPP GEN | 643
64063 | INCLINE | SIERRA | 120 | 64 | SPP-Carson City | 648
64060 | HUMBOLT1 | SIERRA | 120 | 64 | SPP-Carlin Trend | 645
64057 | GREGSTRT | SIERRA | 120 | 64 | SPP-TM Load | 646
64055 | GLENDALE | SIERRA | 120 | 64 | SPP-TM Load | 646
64053 | FT CHUR N | SIERRA | 120 | 64 | SPP-Carson City | 648
64048 | FT CH PS | SIERRA | 120 | 64 | SPP-Carson City | 648
64044 | QUEENSTAKE | SIERRA | 120 | 64 | SPP-Carlin Trend | 645
64042 | FALCON | SIERRA | 120 | 64 | SPP-Carlin Trend | 645
64041 | EIGHT MILE | SIERRA | 120 | 64 | SPP-Carlin Trend | 645
64037 | RUSTY SP | SIERRA | 120 | 64 | SPP-TM Load | 646
64036 | DESRT TP | SIERRA | 120 | 64 | SPP_LAH_FAL_WINN | 649
64034 | DESRT PK | SIERRA | 120 | 64 | SPP_LAH_FAL_WINN | 649
64027 | CARSON T | SIERRA | 120 | 64 | SPP-Carson City | 648
640086 | SIEBERT | SIERRA | 120 | 64 | SPP-East Tie | 642
64025 | CAL SUB | SIERRA | 120 | 64 | SPP-North Tahoe | 647
64016 | NGPPGEN | SIERRA | 120 | 64 | SPP_LAH_FAL_WINN | 649
64012 | TROLLEY | SIERRA | 120 | 64 | SPP-Carlin Trend | 645
64010 | BELVISTA | SIERRA | 120 | 64 | SPP-TM Load | 646
64007 | BATLE MT | SIERRA | 120 | 64 | Zone27 | 640
64002 | AIRPORT | SIERRA | 120 | 64 | SPP-TM Load | 646
64001 | ADOBE | SIERRA | 120 | 64 | SPP-Carlin Trend | 645
641044 | COLLECTOR | SIERRA | 120 | 64 | SPP_LAH_FAL_WINN | 649
640170 | TURQ_LL | SIERRA | 120 | 64 | SPP-TM Load | 646
640057 | BELL167 | SIERRA | 120 | 64 | SPP-Carlin Trend | 645
640056 | BELL166 | SIERRA | 120 | 64 | SPP-Carlin Trend | 645
640039 | CYPRESS | SIERRA | 120 | 64 | SPP-East Tie | 642
64008 | BAZZA | SIERRA | 120 | 64 | SPP-Carlin Trend | 645
64011 | BETZE | SIERRA | 120 | 64 | SPP-Carlin Trend | 645
64014 | NGPP | SIERRA | 120 | 64 | SPP_LAH_FAL_WINN | 649
64022 | BUCKEYE | SIERRA | 120 | 64 | SPP-Carson City | 648
64031 | COYOTECR | SIERRA | 120 | 64 | SPP-Carlin Trend | 645
64004 | ANACONDA | SIERRA | 120 | 64 | SPP-East Tie | 642
64039 | EAGLE | SIERRA | 120 | 64 | SPP_LAH_FAL_WINN | 649
64072 | MEYERS | SIERRA | 120 | 64 | SPP-Carson City | 648
64083 | NORTHSTR | SIERRA | 120 | 64 | SPP-North Tahoe | 647
64087 | OREANA | SIERRA | 120 | 64 | NON-SPP GEN | 643
64091 | RENO | SIERRA | 120 | 64 | SPP-TM Load | 646
64102 | STATELIN | SIERRA | 120 | 64 | SPP-Carson City | 648
64107 | SUMMIT 1 | SIERRA | 120 | 64 | SPP-North Tahoe | 647
64123 | N TRUCKEE | SIERRA | 120 | 64 | SPP-North Tahoe | 647
64129 | VALMY | SIERRA | 120 | 64 | Zone27 | 640
64138 | WINN SUB | SIERRA | 120 | 64 | NON-SPP GEN | 643
64170 | WATER T | SIERRA | 120 | 64 | SPP-Carlin Trend | 645
64168 | STAR PK | SIERRA | 120 | 64 | NON-SPP GEN | 643
64177 | GOLD QUARRY | SIERRA | 120 | 64 | SPP-Carlin Trend | 645
64179 | CAND TAP | SIERRA | 120 | 64 | SPP-East Tie | 642
64181 | PARADISE | SIERRA | 120 | 64 | SPP-East Tie | 642
64194 | DAYTON | SIERRA | 120 | 64 | SPP-Carson City | 648
64196 | KAISER | SIERRA | 120 | 64 | SPP-TM Load | 646
64280 | RODEO T | SIERRA | 120 | 64 | SPP-Carlin Trend | 645
64289 | PINION | SIERRA | 120 | 64 | Zone27 | 640
64190 | BARRICK T | SIERRA | 120 | 64 | SPP-Carlin Trend | 645
64297 | OSGOOD T | SIERRA | 120 | 64 | Zone27 | 640
64302 | HANSEN PIT | SIERRA | 120 | 64 | Zone27 | 640
64313 | JHARDIE | SIERRA | 120 | 64 | SPP-TM Load | 646
64400 | PENNY TP | SIERRA | 120 | 64 | SPP-TM Load | 646
64291 | SHAFT3 | SIERRA | 120 | 64 | Zone27 | 640
64462 | LAST CHANCE | SIERRA | 120 | 64 | SPP-Carlin Trend | 645
64486 | TRW | SIERRA | 120 | 64 | SPP-TM Load | 646
64450 | EMERSON | SIERRA | 120 | 64 | SPP-Carson City | 648
64485 | MEADOWS | SIERRA | 120 | 64 | SPP-TM Load | 646
64636 | 120G | SIERRA | 120 | 64 | Zone27 | 640
64651 | HOLLISTER | SIERRA | 120 | 64 | SPP-Carlin Trend | 645
64188 | ECHO COVE | SIERRA | 120 | 64 | Zone27 | 640
64585 | NORWAY2 | SIERRA | 120 | 64 | SPP-TM Load | 646
64790 | TUSCARORA | SIERRA | 120 | 64 | SPP-Carlin Trend | 645
64787 | STEAMGEOHS | SIERRA | 120 | 64 | SPP-TM Load | 646
64850 | NEWMONT | SIERRA | 120 | 64 | SPP-Carlin Trend | 645
64203 | TWIN CRK T | SIERRA | 120 | 64 | Zone27 | 640
64416 | WILD HORSE | SIERRA | 120 | 64 | SPP-TM Load | 646
64199 | WATER | SIERRA | 120 | 64 | SPP-Carlin Trend | 645
64186 | LONE TREE | SIERRA | 120 | 64 | Zone27 | 640
641040 | SAN EMIDIO H | SIERRA | 120 | 64 | SPP_LAH_FAL_WINN | 649
640180 | DIXIE M | SIERRA | 120 | 64 | Zone27 | 640
640067 | SOLDIER | SIERRA | 120 | 64 | Zone27 | 640
640061 | PUMPKIN | SIERRA | 120 | 64 | SPP-East Tie | 642
640060 | WASSUK | SIERRA | 120 | 64 | SPP-Carson City | 648
640059 | BLDR BSN S | SIERRA | 120 | 64 | SPP-Carlin Trend | 645
640055 | BELL157 | SIERRA | 120 | 64 | SPP-Carlin Trend | 645
640016 | BARRICK TCM2 | SIERRA | 120 | 64 | SPP-Carlin Trend | 645
640015 | BARRICK TCM1 | SIERRA | 120 | 64 | SPP-Carlin Trend | 645
640011 | PETE BAJO | SIERRA | 120 | 64 | SPP-Carlin Trend | 645
640009 | WREC MILL 2 | SIERRA | 120 | 64 | SPP-Carlin Trend | 645
640008 | TURF | SIERRA | 120 | 64 | SPP-Carlin Trend | 645
640007 | ARTURO | SIERRA | 120 | 64 | SPP-Carlin Trend | 645
640005 | MULLER | SIERRA | 120 | 64 | SPP-Carson City | 648
640004 | BRADY | SIERRA | 120 | 64 | SPP_LAH_FAL_WINN | 649
64183 | JERRITT | SIERRA | 120 | 64 | SPP-Carlin Trend | 645
64166 | KAISERTP | SIERRA | 120 | 64 | SPP-TM Load | 646
640010 | WREC MILL 5 | SIERRA | 120 | 64 | SPP-Carlin Trend | 645
640014 | LEEVILLE T | SIERRA | 120 | 64 | SPP-Carlin Trend | 645
640054 | BELL155 | SIERRA | 120 | 64 | SPP-Carlin Trend | 645
640066 | LUNING | SIERRA | 120 | 64 | SPP-East Tie | 642
640006 | TROLLEY SWG | SIERRA | 120 | 64 | SPP-Carlin Trend | 645
640214 | SOUTHMED | SIERRA | 120 | 64 | SPP-TM Load | 646
640058 | BLDR BSN N | SIERRA | 120 | 64 | SPP-Carlin Trend | 645
64112 | THORNE | SIERRA | 120 | 64 | SPP-East Tie | 642
64926 | BATMNPV | SIERRA | 120 | 64 | Zone27 | 640
64745 | PATRICK | SIERRA | 120 | 64 | SPP-TM Load | 646
64800 | NVGEOSUB | SIERRA | 120 | 64 | NON-SPP GEN | 643
64802 | DUNGLEN | SIERRA | 120 | 64 | NON-SPP GEN | 643
64516 | RED_ROCK | SIERRA | 120 | 64 | SPP-TM Load | 646
64634 | KRAMERHL | SIERRA | 120 | 64 | NON-SPP GEN | 643
64542 | CRTZ S PIPE2 | SIERRA | 120 | 64 | SPP-Carlin Trend | 645
64477 | PATUA | SIERRA | 120 | 64 | SPP_LAH_FAL_WINN | 649
64463 | DOVE | SIERRA | 120 | 64 | SPP-TM Load | 646
64466 | GALENA | SIERRA | 120 | 64 | SPP-TM Load | 646
64457 | EIGHT MILE2 | SIERRA | 120 | 64 | SPP-Carlin Trend | 645
64461 | LEEVILLE 1 | SIERRA | 120 | 64 | SPP-Carlin Trend | 645
64515 | SUGARLF | SIERRA | 120 | 64 | SPP-TM Load | 646
64459 | FERNLEY | SIERRA | 120 | 64 | SPP_LAH_FAL_WINN | 649
64375 | PHOENIX | SIERRA | 120 | 64 | Zone27 | 640
64374 | PHOENIX T | SIERRA | 120 | 64 | Zone27 | 640
64358 | BANSHEE | SIERRA | 120 | 64 | SPP-Carlin Trend | 645
64384 | CRTZ FCAN T | SIERRA | 120 | 64 | SPP-Carlin Trend | 645
81821 | mid_81821 | B.C.HYDRO | 132 | 50 | BC HYDRO | 500
50325 | GCL 132B | B.C.HYDRO | 132 | 50 | BC HYDRO | 500
50321 | PHY 132 | B.C.HYDRO | 132 | 50 | BC HYDRO | 500
50333 | TSV 132 | B.C.HYDRO | 132 | 50 | BC HYDRO | 500
50341 | CBL 1B1 | B.C.HYDRO | 132 | 50 | BC HYDRO | 500
50349 | CLD 132 | B.C.HYDRO | 132 | 50 | BC HYDRO | 500
50353 | WOS 132 | B.C.HYDRO | 132 | 50 | BC HYDRO | 500
50359 | JHT 132 | B.C.HYDRO | 132 | 50 | BC HYDRO | 500
50390 | KSH 11P | B.C.HYDRO | 132 | 50 | BC HYDRO | 500
50395 | GCL 132A | B.C.HYDRO | 132 | 50 | BC HYDRO | 500
51834 | NEX 112P | B.C.HYDRO | 132 | 50 | BC HYDRO | 500
51814 | SWN 138P | B.C.HYDRO | 132 | 50 | BC HYDRO | 500
51813 | SWN 1B1 | B.C.HYDRO | 132 | 50 | BC HYDRO | 500
51812 | SWN 1B3 | B.C.HYDRO | 132 | 50 | BC HYDRO | 500
51219 | CMH 132 | B.C.HYDRO | 132 | 50 | BC HYDRO | 500
51765 | MBO 18H | B.C.HYDRO | 132 | 50 | BC HYDRO | 500
51763 | ZBT 132 | B.C.HYDRO | 132 | 50 | BC HYDRO | 500
51759 | TBY 18H | B.C.HYDRO | 132 | 50 | BC HYDRO | 500
51659 | BKB 101P | B.C.HYDRO | 132 | 50 | BC HYDRO | 500
51658 | BKB 1B7 | B.C.HYDRO | 132 | 50 | BC HYDRO | 500
51657 | BKB 1B1 | B.C.HYDRO | 132 | 50 | BC HYDRO | 500
51435 | BRK 132-1 | B.C.HYDRO | 132 | 50 | BC HYDRO | 500
51589 | SCG 44P | B.C.HYDRO | 132 | 50 | BC HYDRO | 500
51532 | SAY 132 | B.C.HYDRO | 132 | 50 | BC HYDRO | 500
51447 | LCH 132 | B.C.HYDRO | 132 | 50 | BC HYDRO | 500
51436 | BRK 132-2 | B.C.HYDRO | 132 | 50 | BC HYDRO | 500
51433 | SAL 1B1 | B.C.HYDRO | 132 | 50 | BC HYDRO | 500
51432 | SAL 1B2 | B.C.HYDRO | 132 | 50 | BC HYDRO | 500
51420 | PVO 122P | B.C.HYDRO | 132 | 50 | BC HYDRO | 500
51372 | BHL 1B1 | B.C.HYDRO | 132 | 50 | BC HYDRO | 500
51371 | BHU 1B1 | B.C.HYDRO | 132 | 50 | BC HYDRO | 500
51244 | CBL 1B3 | B.C.HYDRO | 132 | 50 | BC HYDRO | 500
51235 | KTS 132 | B.C.HYDRO | 132 | 50 | BC HYDRO | 500
51225 | EFM 103P | B.C.HYDRO | 132 | 50 | BC HYDRO | 500
51220 | BVC 132 | B.C.HYDRO | 132 | 50 | BC HYDRO | 500
51218 | CMH 131P | B.C.HYDRO | 132 | 50 | BC HYDRO | 500
51217 | ZBL 132 | B.C.HYDRO | 132 | 50 | BC HYDRO | 500
51201 | POW 132-1 | B.C.HYDRO | 132 | 50 | BC HYDRO | 500
51169 | GPT 33P | B.C.HYDRO | 132 | 50 | BC HYDRO | 500
51660 | BKB 119P | B.C.HYDRO | 132 | 50 | BC HYDRO | 500
51057 | PVO 109P | B.C.HYDRO | 132 | 50 | BC HYDRO | 500
51056 | MHY 132 | B.C.HYDRO | 132 | 50 | BC HYDRO | 500
51053 | SOO 132B | B.C.HYDRO | 132 | 50 | BC HYDRO | 500
51049 | EFM 104P | B.C.HYDRO | 132 | 50 | BC HYDRO | 500
51040 | ICG 132 | B.C.HYDRO | 132 | 50 | BC HYDRO | 500
51025 | QLC 132A | B.C.HYDRO | 132 | 50 | BC HYDRO | 500
51024 | QLC 132B | B.C.HYDRO | 132 | 50 | BC HYDRO | 500
51022 | OYR 101P | B.C.HYDRO | 132 | 50 | BC HYDRO | 500
51021 | OYR 119P | B.C.HYDRO | 132 | 50 | BC HYDRO | 500
51020 | OYR 132B | B.C.HYDRO | 132 | 50 | BC HYDRO | 500
51019 | OYR 132A | B.C.HYDRO | 132 | 50 | BC HYDRO | 500
51016 | PVO 1B4 | B.C.HYDRO | 132 | 50 | BC HYDRO | 500
50933 | JUL 132 | B.C.HYDRO | 132 | 50 | BC HYDRO | 500
50928 | SCG 132 | B.C.HYDRO | 132 | 50 | BC HYDRO | 500
50924 | KKS 132 | B.C.HYDRO | 132 | 50 | BC HYDRO | 500
50913 | HWD 132A | B.C.HYDRO | 132 | 50 | BC HYDRO | 500
50894 | EBT 18H | B.C.HYDRO | 132 | 50 | BC HYDRO | 500
51764 | MTG 18H | B.C.HYDRO | 132 | 50 | BC HYDRO | 500
51815 | SWN 109P | B.C.HYDRO | 132 | 50 | BC HYDRO | 500
50615 | NFD 1B3 | B.C.HYDRO | 132 | 50 | BC HYDRO | 500
50581 | VIT 132B | B.C.HYDRO | 132 | 50 | BC HYDRO | 500
50403 | CMX 1B3 | B.C.HYDRO | 132 | 50 | BC HYDRO | 500
50396 | PUN 1T3 | B.C.HYDRO | 132 | 50 | BC HYDRO | 500
50394 | SHA 14P | B.C.HYDRO | 132 | 50 | BC HYDRO | 500
50393 | SHA 10P | B.C.HYDRO | 132 | 50 | BC HYDRO | 500
50391 | KSH 14P | B.C.HYDRO | 132 | 50 | BC HYDRO | 500
50389 | CBL 119P | B.C.HYDRO | 132 | 50 | BC HYDRO | 500
50388 | CBL 102P | B.C.HYDRO | 132 | 50 | BC HYDRO | 500
50387 | PVL 115P | B.C.HYDRO | 132 | 50 | BC HYDRO | 500
50386 | CMX 102P | B.C.HYDRO | 132 | 50 | BC HYDRO | 500
50385 | CMX 101P | B.C.HYDRO | 132 | 50 | BC HYDRO | 500
50383 | LDY 122P | B.C.HYDRO | 132 | 50 | BC HYDRO | 500
50382 | HWD 112P | B.C.HYDRO | 132 | 50 | BC HYDRO | 500
50381 | PVL 116P | B.C.HYDRO | 132 | 50 | BC HYDRO | 500
50378 | HWD 123P | B.C.HYDRO | 132 | 50 | BC HYDRO | 500
50377 | LDY 138P | B.C.HYDRO | 132 | 50 | BC HYDRO | 500
50358 | LTZ 1B2 | B.C.HYDRO | 132 | 50 | BC HYDRO | 500
50357 | LTZ 1B4 | B.C.HYDRO | 132 | 50 | BC HYDRO | 500
50354 | GLS 132 | B.C.HYDRO | 132 | 50 | BC HYDRO | 500
50352 | PML 1B2 | B.C.HYDRO | 132 | 50 | BC HYDRO | 500
50351 | JOR 132 | B.C.HYDRO | 132 | 50 | BC HYDRO | 500
50350 | SOO 132A | B.C.HYDRO | 132 | 50 | BC HYDRO | 500
50348 | GTP 1B1 | B.C.HYDRO | 132 | 50 | BC HYDRO | 500
50347 | GOW 132 | B.C.HYDRO | 132 | 50 | BC HYDRO | 500
50346 | SHA 1B1 | B.C.HYDRO | 132 | 50 | BC HYDRO | 500
50345 | KSH 132A | B.C.HYDRO | 132 | 50 | BC HYDRO | 500
50344 | SHA 1B2 | B.C.HYDRO | 132 | 50 | BC HYDRO | 500
50343 | KSH 132B | B.C.HYDRO | 132 | 50 | BC HYDRO | 500
50342 | SCA 132 | B.C.HYDRO | 132 | 50 | BC HYDRO | 500
50340 | CBL 1B2 | B.C.HYDRO | 132 | 50 | BC HYDRO | 500
50339 | PVL 132B | B.C.HYDRO | 132 | 50 | BC HYDRO | 500
50338 | CMX 1B6 | B.C.HYDRO | 132 | 50 | BC HYDRO | 500
50337 | LDY 1B1 | B.C.HYDRO | 132 | 50 | BC HYDRO | 500
50336 | PVL 132A | B.C.HYDRO | 132 | 50 | BC HYDRO | 500
50334 | KGH 132 | B.C.HYDRO | 132 | 50 | BC HYDRO | 500
50332 | GRP 132 | B.C.HYDRO | 132 | 50 | BC HYDRO | 500
50331 | GLD 132 | B.C.HYDRO | 132 | 50 | BC HYDRO | 500
50330 | LDR 132 | B.C.HYDRO | 132 | 50 | BC HYDRO | 500
50329 | EFM 132A | B.C.HYDRO | 132 | 50 | BC HYDRO | 500
50328 | PUN 132 | B.C.HYDRO | 132 | 50 | BC HYDRO | 500
50327 | ASH 132 | B.C.HYDRO | 132 | 50 | BC HYDRO | 500
50326 | NFD 1B1 | B.C.HYDRO | 132 | 50 | BC HYDRO | 500
50324 | PAL 132 | B.C.HYDRO | 132 | 50 | BC HYDRO | 500
50323 | DMR 132 | B.C.HYDRO | 132 | 50 | BC HYDRO | 500
50322 | CFT 132A | B.C.HYDRO | 132 | 50 | BC HYDRO | 500
50320 | HMC 132 | B.C.HYDRO | 132 | 50 | BC HYDRO | 500
50319 | NEX 132 | B.C.HYDRO | 132 | 50 | BC HYDRO | 500
50318 | JPT 132 | B.C.HYDRO | 132 | 50 | BC HYDRO | 500
50317 | HWD 132B | B.C.HYDRO | 132 | 50 | BC HYDRO | 500
50316 | LDY 1B2 | B.C.HYDRO | 132 | 50 | BC HYDRO | 500
50315 | PVO 1B1-2 | B.C.HYDRO | 132 | 50 | BC HYDRO | 500
50314 | PVO 1B3 | B.C.HYDRO | 132 | 50 | BC HYDRO | 500
50313 | VIT 132A | B.C.HYDRO | 132 | 50 | BC HYDRO | 500
50182 | ARN 132 | B.C.HYDRO | 132 | 50 | BC HYDRO | 500
50015 | GIB 1B1 | B.C.HYDRO | 132 | 50 | BC HYDRO | 500
50014 | GPT 132B | B.C.HYDRO | 132 | 50 | BC HYDRO | 500
50013 | GPT 132A | B.C.HYDRO | 132 | 50 | BC HYDRO | 500
50012 | FVW 132B | B.C.HYDRO | 132 | 50 | BC HYDRO | 500
50011 | POW 132-2 | B.C.HYDRO | 132 | 50 | BC HYDRO | 500
50010 | COM 132 | B.C.HYDRO | 132 | 50 | BC HYDRO | 500
50009 | PHR 1B2 | B.C.HYDRO | 132 | 50 | BC HYDRO | 500
50008 | FVW 132A | B.C.HYDRO | 132 | 50 | BC HYDRO | 500
50007 | WFR 132 | B.C.HYDRO | 132 | 50 | BC HYDRO | 500
50006 | SEC 132 | B.C.HYDRO | 132 | 50 | BC HYDRO | 500
50005 | MSA 132 | B.C.HYDRO | 132 | 50 | BC HYDRO | 500
50004 | CKY 132 | B.C.HYDRO | 132 | 50 | BC HYDRO | 500
81995 | mid_81995 | B.C.HYDRO | 132 | 50 | BC HYDRO | 500
81961 | mid_81961 | B.C.HYDRO | 132 | 50 | BC HYDRO | 500
81959 | mid_81959 | B.C.HYDRO | 132 | 50 | BC HYDRO | 500
81958 | mid_81958 | B.C.HYDRO | 132 | 50 | BC HYDRO | 500
81957 | mid_81957 | B.C.HYDRO | 132 | 50 | BC HYDRO | 500
81820 | mid_81820 | B.C.HYDRO | 132 | 50 | BC HYDRO | 500
81819 | mid_81819 | B.C.HYDRO | 132 | 50 | BC HYDRO | 500
81814 | mid_81814 | B.C.HYDRO | 132 | 50 | BC HYDRO | 500
81744 | mid_81744 | B.C.HYDRO | 132 | 50 | BC HYDRO | 500
81114 | MRH 132 | B.C.HYDRO | 132 | 50 | BC HYDRO | 500
81028 | MBF 131P | B.C.HYDRO | 132 | 50 | BC HYDRO | 500
81027 | MBF 132 | B.C.HYDRO | 132 | 50 | BC HYDRO | 500
80910 | PHR 35P1 | B.C.HYDRO | 132 | 50 | BC HYDRO | 500
80909 | PHR 1B1 | B.C.HYDRO | 132 | 50 | BC HYDRO | 500
80722 | CSS 1B1 | B.C.HYDRO | 132 | 50 | BC HYDRO | 500
80593 | PML 1P2 | B.C.HYDRO | 132 | 50 | BC HYDRO | 500
80562 | NIT 37P | B.C.HYDRO | 132 | 50 | BC HYDRO | 500
80551 | SKO 132 | B.C.HYDRO | 132 | 50 | BC HYDRO | 500
80550 | NIT 1T1 | B.C.HYDRO | 132 | 50 | BC HYDRO | 500
80548 | UCH 132 | B.C.HYDRO | 132 | 50 | BC HYDRO | 500
80409 | WOS 132P | B.C.HYDRO | 132 | 50 | BC HYDRO | 500
80407 | PML 1P1 | B.C.HYDRO | 132 | 50 | BC HYDRO | 500
80381 | WFR 31P | B.C.HYDRO | 132 | 50 | BC HYDRO | 500
80354 | POW 1MB | B.C.HYDRO | 132 | 50 | BC HYDRO | 500
80152 | CFT 132B | B.C.HYDRO | 132 | 50 | BC HYDRO | 500
80137 | NFD 1B2 | B.C.HYDRO | 132 | 50 | BC HYDRO | 500
80133 | HWW 132 | B.C.HYDRO | 132 | 50 | BC HYDRO | 500
80131 | GTP 1B2 | B.C.HYDRO | 132 | 50 | BC HYDRO | 500
81960 | mid_81960 | B.C.HYDRO | 132 | 50 | BC HYDRO | 500
81962 | mid_81962 | B.C.HYDRO | 132 | 50 | BC HYDRO | 500
80132 | GTP 1B3 | B.C.HYDRO | 132 | 50 | BC HYDRO | 500
80138 | EFM 132B | B.C.HYDRO | 132 | 50 | BC HYDRO | 500
80406 | PML 1B1 | B.C.HYDRO | 132 | 50 | BC HYDRO | 500
80408 | BVC 132P | B.C.HYDRO | 132 | 50 | BC HYDRO | 500
80590 | GIB 1B3 | B.C.HYDRO | 132 | 50 | BC HYDRO | 500
80561 | BOX 31P | B.C.HYDRO | 132 | 50 | BC HYDRO | 500
80549 | BOX 132 | B.C.HYDRO | 132 | 50 | BC HYDRO | 500
80912 | PHR 35P2 | B.C.HYDRO | 132 | 50 | BC HYDRO | 500
80922 | GTP 1T14 | B.C.HYDRO | 132 | 50 | BC HYDRO | 500
81116 | MRH 130P | B.C.HYDRO | 132 | 50 | BC HYDRO | 500
81108 | GPT 48P | B.C.HYDRO | 132 | 50 | BC HYDRO | 500
81745 | mid_81745 | B.C.HYDRO | 132 | 50 | BC HYDRO | 500
81813 | mid_81813 | B.C.HYDRO | 132 | 50 | BC HYDRO | 500
66500 | TAYLORSV | PACE | 138 | 65 | UT SALT LAKE | 655
66485 | TANNER | PACE | 138 | 65 | UT UTAH VALL | 662
66482 | SYRACUSE T | PACE | 138 | 65 | UT OGDEN | 661
66480 | SYRACUSE | PACE | 138 | 65 | UT OGDEN | 661
66461 | SWEBER | PACE | 138 | 65 | UT OGDEN | 661
66450 | SUNNYSID | PACE | 138 | 65 | UT CARB PRIC | 656
66436 | DYNAMO | PACE | 138 | 65 | UT UTAH VALL | 662
66424 | STG SVC | PACE | 138 | 65 | UT RED PAC | 687
66419 | STG MSC | PACE | 138 | 65 | UT RED UAMPS | 675
66415 | SPHINX T | PACE | 138 | 65 | UT CARB PRIC | 656
66413 | TAMARISK | PACE | 138 | 65 | UT CARB PRIC | 656
66405 | SPAN FRK | PACE | 138 | 65 | UT UTAH VALL | 662
66404 | REACT AT SF | PACE | 138 | 65 | UT UTAH VALL | 662
55241 | LONGLK1 | ALBERTA | 138 | 54 | AIES-Fort McMurray | 545
66397 | GRAPH_HS | PACE | 138 | 65 | UT CARB PRIC | 656
66387 | SNYDERVL | PACE | 138 | 65 | UT PARK CITY | 681
66385 | SODA | PACE | 138 | 65 | ID SPC | 677
66378 | SMITHS | PACE | 138 | 65 | UT OGDEN | 661
66370 | SMFLD TP | PACE | 138 | 65 | UT NO UT | 654
66360 | SILVR CR | PACE | 138 | 65 | UT PARK CITY | 681
66350 | SIGURD | PACE | 138 | 65 | UT SIGURD | 657
56273 | FIREBAG6 | ALBERTA | 138 | 54 | AIES-Fort McMurray | 545
66332 | SEVIER | PACE | 138 | 65 | UT SIGURD | 657
66330 | SEVR TAP | PACE | 138 | 65 | UT SIGURD | 657
66320 | RYCMN TP | PACE | 138 | 65 | WY NAUGHTON | 660
66310 | RIVRDAL | PACE | 138 | 65 | UT OGDEN | 661
66290 | RIDGLAND | PACE | 138 | 65 | UT SALT LAKE | 655
66285 | RIDING R | PACE | 138 | 65 | UT SALT LAKE | 655
66278 | RANGELY | PACE | 138 | 65 | UT UINTAH | 670
66274 | REDBUTTE | PACE | 138 | 65 | UT RED PAC | 687
66261 | CHRCHFRM | PACE | 138 | 65 | UT RED DGT | 674
66253 | PLUMTREE | PACE | 138 | 65 | UT UTAH VALL | 662
66238 | PLAINCTY | PACE | 138 | 65 | UT OGDEN | 661
66233 | LISBONVA | PACE | 138 | 65 | UT MOAB PINT | 676
66230 | PINTO | PACE | 138 | 65 | UT MOAB PINT | 676
66205 | PARRISH | PACE | 138 | 65 | UT OGDEN | 661
66204 | ONION | PACE | 138 | 65 | UT OGDEN | 661
66202 | SKYPARK | PACE | 138 | 65 | UT OGDEN | 661
66200 | PAROWAN | PACE | 138 | 65 | UT SIGURD | 657
66190 | PARKWAY | PACE | 138 | 65 | UT SALT LAKE | 655
66187 | SKYLINE | PACE | 138 | 65 | UT RED UAMPS | 675
66158 | MT WIND COL | PACE | 138 | 65 | WY NAUGHTON | 660
66156 | MUDDYCRK | PACE | 138 | 65 | WY NAUGHTON | 660
66150 | OVID | PACE | 138 | 65 | ID SPC | 677
66135 | OQUIRRH | PACE | 138 | 65 | UT SALT LAKE | 655
66130 | ONEIDA | PACE | 138 | 65 | ID SPC | 677
66105 | NUCOR TP | PACE | 138 | 65 | UT NO UT | 654
66085 | NINETY S | PACE | 138 | 65 | UT SALT LAKE | 655
66075 | CANYON COMP | PACE | 138 | 65 | WY NAUGHTON | 660
66067 | NEBO PP | PACE | 138 | 65 | UT SUVPS | 671
66016 | MOYLE | PACE | 138 | 65 | UT RED DGT | 674
56770 | MCLGH2 | ALBERTA | 138 | 54 | AIES-Fort MacLeod | 573
66012 | MORT CRT | PACE | 138 | 65 | UT SALT LAKE | 655
66005 | MONSANT2 | PACE | 138 | 65 | ID MONSANTO | 678
66000 | MONSANT1 | PACE | 138 | 65 | ID MONSANTO | 678
65998 | CLOVERT1 | PACE | 138 | 65 | UT CLOVER | 683
65997 | CLOVER | PACE | 138 | 65 | UT CLOVER | 683
65990 | MOAB | PACE | 138 | 65 | UT MOAB PINT | 676
189103 | TWEEZER | SOCALIF | 138 | 24 | VEA-North | 891
57574 | NILREM5 | ALBERTA | 138 | 54 | AIES-Wainwright | 552
65953 | MATHNTON | PACE | 138 | 65 | UT CARB PRIC | 656
65950 | MIDWAY | PACE | 138 | 65 | UT PARK CITY | 681
65949 | MIDLNW | PACE | 138 | 65 | UT OGDEN | 661
65948 | MIDLNE | PACE | 138 | 65 | UT OGDEN | 661
65946 | MIDVALLY | PACE | 138 | 65 | UT SALT LAKE | 655
65940 | MIDDLETN | PACE | 138 | 65 | UT RED PAC | 687
65935 | MCFADDEN | PACE | 138 | 65 | UT HUNT EMER | 685
65934 | MCPLT138 | PACE | 138 | 65 | UT RED UAMPS | 675
65930 | MCCELAND | PACE | 138 | 65 | UT SALT LAKE | 655
65920 | MALAD | PACE | 138 | 65 | ID SPC | 677
65900 | LOGAN | PACE | 138 | 65 | UT NO UT | 654
65885 | LAKEPARK | PACE | 138 | 65 | UT SALT LAKE | 655
65876 | KEARNS | PACE | 138 | 65 | UT SALT LAKE | 655
65870 | WASHAK T | PACE | 138 | 65 | UT NO UT | 654
65865 | JORDAN | PACE | 138 | 65 | UT SALT LAKE | 655
65855 | JERUSALM | PACE | 138 | 65 | UT CLOVER | 683
65810 | HUNTNGTN | PACE | 138 | 65 | UT HUNT EMER | 685
65787 | BEARRIVER | PACE | 138 | 65 | UT NO UT | 654
65781 | ROCKET SOL | PACE | 138 | 65 | UT NO UT | 654
65780 | HOGGARD | PACE | 138 | 65 | UT SALT LAKE | 655
65771 | HILLTAP | PACE | 138 | 65 | UT OGDEN | 661
65765 | HILAND | PACE | 138 | 65 | UT UTAH VALL | 662
65760 | HELPER T | PACE | 138 | 65 | UT CARB PRIC | 656
65750 | HAMMER | PACE | 138 | 65 | UT SALT LAKE | 655
65740 | GROW | PACE | 138 | 65 | UT OGDEN | 661
65735 | GREENCA | PACE | 138 | 65 | UT NO UT | 654
65725 | GRCYN TP | PACE | 138 | 65 | UT NO UT | 654
65695 | GRACE | PACE | 138 | 65 | ID SPC | 677
65650 | GILLESPE | PACE | 138 | 65 | UT UTAH VALL | 662
65590 | GADSBY | PACE | 138 | 65 | UT SALT LAKE | 655
59246 | LNGLKC02 | ALBERTA | 138 | 54 | AIES-Fort McMurray | 545
65553 | FORTPRCE | PACE | 138 | 65 | UT RED DGT | 674
65540 | EVANSTON | PACE | 138 | 65 | WY NAUGHTON | 660
65530 | ENTERP V | PACE | 138 | 65 | UT RED PAC | 687
65525 | ENOCH T | PACE | 138 | 65 | UT SIGURD | 657
65515 | EMERY | PACE | 138 | 65 | UT HUNT EMER | 685
65501 | ELAYTON | PACE | 138 | 65 | UT OGDEN | 661
65499 | E BENCH | PACE | 138 | 65 | UT OGDEN | 661
65475 | DUMAS | PACE | 138 | 65 | UT SALT LAKE | 655
65471 | DRY CREK | PACE | 138 | 65 | UT SUVPS | 671
65459 | DUCHESNE | PACE | 138 | 65 | UT UINTAH | 670
65458 | BLUE BENCH | PACE | 138 | 65 | UT UINTAH | 670
65456 | REMINGTON | PACE | 138 | 65 | UT SALT LAKE | 655
65455 | DECKLAKE | PACE | 138 | 65 | UT SALT LAKE | 655
65454 | DIMP DEL | PACE | 138 | 65 | UT SALT LAKE | 655
65395 | CUTLER | PACE | 138 | 65 | UT NO UT | 654
65390 | CUDAHY | PACE | 138 | 65 | UT OGDEN | 661
65371 | COVE TP | PACE | 138 | 65 | UT UINTAH | 670
65365 | COTTONWD | PACE | 138 | 65 | UT SALT LAKE | 655
65360 | CONDATAP | PACE | 138 | 65 | ID SPC | 677
65350 | COLEMANX | PACE | 138 | 65 | UT SIGURD | 657
65345 | GRINDING | PACE | 138 | 65 | UT SALT LAKE | 655
65342 | CLIN ET | PACE | 138 | 65 | UT OGDEN | 661
65341 | CLIN WT | PACE | 138 | 65 | UT OGDEN | 661
65340 | CLINTONU | PACE | 138 | 65 | UT OGDEN | 661
65315 | CENTRAL | PACE | 138 | 65 | UT RED PAC | 687
65314 | THREE PT | PACE | 138 | 65 | UT SIGURD | 657
65313 | THREE PK | PACE | 138 | 65 | UT SIGURD | 657
65310 | CENTENAL | PACE | 138 | 65 | UT SALT LAKE | 655
55304 | MAHNO1 | ALBERTA | 138 | 54 | AIES-Cold Lake | 548
65291 | 3MIKNOLL | PACE | 138 | 65 | ID SPC | 677
65261 | CAMP WIL | PACE | 138 | 65 | UT SALT LAKE | 655
65240 | BUTVILLE | PACE | 138 | 65 | UT SALT LAKE | 655
65225 | BRIGHAM | PACE | 138 | 65 | UT SEID UAMP | 688
65205 | BOUNTIFL | PACE | 138 | 65 | UT OGDEN | 661
99948 | mid_99948 | ALBERTA | 138 | 54 | AIES-Hanna | 562
65194 | CHAPITA | PACE | 138 | 65 | UT UINTAH | 670
65192 | BONANZA | PACE | 138 | 65 | UT UINTAH | 670
65167 | BLACKHWK | PACE | 138 | 65 | UT HUNT EMER | 685
65145 | BENLOMND | PACE | 138 | 65 | UT OGDEN | 661
65125 | AGRIUM M | PACE | 138 | 65 | ID SPC | 677
65110 | BARNEY | PACE | 138 | 65 | UT SALT LAKE | 655
65085 | ASHLEY | PACE | 138 | 65 | UT UINTAH | 670
65065 | ANTLOP 1 | PACE | 138 | 65 | ID NPC | 652
65055 | ANSCHUTZ | PACE | 138 | 65 | WY NAUGHTON | 660
65040 | ANGEL | PACE | 138 | 65 | UT OGDEN | 661
65030 | INTNLSWR | PACE | 138 | 65 | UT SALT LAKE | 655
65015 | SCOV IPC | PACE | 138 | 65 | ID NPC | 652
65014 | 70 W TAP | PACE | 138 | 65 | UT SALT LAKE | 655
65013 | 118TH SO | PACE | 138 | 65 | UT SALT LAKE | 655
65010 | SCOVILLE | PACE | 138 | 65 | ID NPC | 652
65005 | ABAJO | PACE | 138 | 65 | UT MOAB PINT | 676
65001 | 70TH SO | PACE | 138 | 65 | UT SALT LAKE | 655
65000 | 5TH WEST | PACE | 138 | 65 | UT SALT LAKE | 655
60124 | AF SOLAR | IDAHO | 138 | 60 | ZoneIP Eastern | 614
60125 | DON | IDAHO | 138 | 60 | ZoneIP Eastern | 614
60127 | DON TAP | IDAHO | 138 | 60 | ZoneIP Eastern | 614
60160 | HUNT | IDAHO | 138 | 60 | ZoneIP Southern | 613
60179 | HOKU | IDAHO | 138 | 60 | ZoneIP Eastern | 614
60180 | KINPORT | IDAHO | 138 | 60 | ZoneIP Eastern | 614
60220 | MCCALL | IDAHO | 138 | 60 | ZoneIP Western | 611
99943 | mid_99943 | ALBERTA | 138 | 54 | AIES-Hanna | 562
60248 | MLNR PP | IDAHO | 138 | 60 | ZoneIP Southern | 613
60260 | ONTARIO | IDAHO | 138 | 60 | ZoneIP Western | 611
60257 | HAPPYVLY | IDAHO | 138 | 60 | ZoneIP Central | 612
189013 | VISTA | SOCALIF | 138 | 24 | VEA-Main | 890
60285 | PAUL | IDAHO | 138 | 60 | ZoneIP Southern | 613
99973 | mid_99973 | ALBERTA | 138 | 54 | AIES-Grande Prairie | 540
60283 | HZLTNB | IDAHO | 138 | 60 | ZoneIP Southern | 613
60350 | TFALL TP | IDAHO | 138 | 60 | ZoneIP Southern | 613
60357 | SHSH TAP | IDAHO | 138 | 60 | ZoneIP Southern | 613
60375 | WOOD RVR | IDAHO | 138 | 60 | ZoneIP Southern | 613
60371 | WEISR TP | IDAHO | 138 | 60 | ZoneIP Western | 611
61987 | PCSR | IDAHO | 138 | 60 | ZoneIP Western | 611
61941 | KBLY138 | IDAHO | 138 | 60 | ZoneIP Southern | 613
61919 | CASIA WP | IDAHO | 138 | 60 | ZoneIP Southern | 613
61918 | CAWP TAP | IDAHO | 138 | 60 | ZoneIP Southern | 613
61502 | SUGAR | IDAHO | 138 | 60 | ZoneIP Southern | 613
61916 | TUANA | IDAHO | 138 | 60 | ZoneIP Southern | 613
61914 | POLN TAP | IDAHO | 138 | 60 | ZoneIP Southern | 613
61868 | VCTRY JT | IDAHO | 138 | 60 | ZoneIP Central | 612
61864 | RFT R2TP | IDAHO | 138 | 60 | ZoneIP Central | 612
61858 | NORCO | IDAHO | 138 | 60 | ZoneIP Central | 612
61853 | KRCHRTP2 | IDAHO | 138 | 60 | ZoneIP Central | 612
60435 | BCSR_POI | IDAHO | 138 | 60 | ZoneIP Central | 612
61848 | CLBA | IDAHO | 138 | 60 | ZoneIP Central | 612
61843 | WILLIS | IDAHO | 138 | 60 | ZoneIP Central | 612
60536 | BMSU_PV1 | IDAHO | 138 | 60 | ZoneIP Central | 612
60414 | HIGHMESA | IDAHO | 138 | 60 | ZoneIP Southern | 613
61840 | MERIDIAN | IDAHO | 138 | 60 | ZoneIP Central | 612
61835 | WJOHN DY | IDAHO | 138 | 60 | ZoneIP OTEC | 607
60816 | E HILLS | IDAHO | 138 | 60 | Snake River / NW Wyoming | 487
60814 | CEDAR_CK+ | IDAHO | 138 | 60 | Snake River / NW Wyoming | 487
60812 | CANAL# | IDAHO | 138 | 60 | Snake River / NW Wyoming | 487
61825 | HINES | IDAHO | 138 | 60 | ZoneIP Western | 611
61810 | MINIDOKA | IDAHO | 138 | 60 | Snake River / NW Wyoming | 487
61806 | WYE | IDAHO | 138 | 60 | ZoneIP Central | 612
61803 | BCRT | IDAHO | 138 | 60 | ZoneIP Central | 612
61767 | SPVY TAP | IDAHO | 138 | 60 | ZoneIP Central | 612
60332 | SWNFL PP | IDAHO | 138 | 60 | ZoneIP Central | 612
61740 | NEWMDWS | IDAHO | 138 | 60 | ZoneIP Western | 611
61736 | BOULDR TP | IDAHO | 138 | 60 | ZoneIP Western | 611
61729 | TAMRACK | IDAHO | 138 | 60 | ZoneIP Western | 611
61721 | MIDROSE | IDAHO | 138 | 60 | ZoneIP Central | 612
61719 | ECKERTTP | IDAHO | 138 | 60 | ZoneIP Central | 612
61717 | BNLT TAP | IDAHO | 138 | 60 | ZoneIP Central | 612
60835 | TECOMA# | IDAHO | 138 | 60 | Snake River / NW Wyoming | 487
61715 | STAR | IDAHO | 138 | 60 | ZoneIP Central | 612
61714 | VLVU | IDAHO | 138 | 60 | ZoneIP Central | 612
61713 | VLVU TAP | IDAHO | 138 | 60 | ZoneIP Central | 612
60833 | ROE_CR# | IDAHO | 138 | 60 | Snake River / NW Wyoming | 487
61711 | KUNA TAP | IDAHO | 138 | 60 | ZoneIP Central | 612
61709 | STOD | IDAHO | 138 | 60 | ZoneIP Central | 612
61704 | ZILOG | IDAHO | 138 | 60 | ZoneIP Central | 612
61702 | CADA | IDAHO | 138 | 60 | ZoneIP Central | 612
61654 | PLVLY TP | IDAHO | 138 | 60 | ZoneIP Eastern | 614
61644 | KRAMER | IDAHO | 138 | 60 | ZoneIP Eastern | 614
61639 | HIGHLND | IDAHO | 138 | 60 | ZoneIP Eastern | 614
61638 | HAVN | IDAHO | 138 | 60 | ZoneIP Eastern | 614
61539 | FSGL TP | IDAHO | 138 | 60 | ZoneIP Southern | 613
60842 | NEW BURL | IDAHO | 138 | 60 | Snake River / NW Wyoming | 487
60837 | VALLEY_MALT+ | IDAHO | 138 | 60 | Snake River / NW Wyoming | 487
61510 | W_WELLS+ | IDAHO | 138 | 60 | Wells, NV | 490
61506 | TOPON TP | IDAHO | 138 | 60 | ZoneIP Southern | 613
61501 | SILVER | IDAHO | 138 | 60 | ZoneIP Southern | 613
61491 | RFT R T | IDAHO | 138 | 60 | ZoneIP Southern | 613
61066 | PAYETTE | IDAHO | 138 | 60 | ZoneIP Western | 611
61481 | NOTCH BT | IDAHO | 138 | 60 | ZoneIP Southern | 613
61206 | BUBG JT | IDAHO | 138 | 60 | ZoneIP Central | 612
61203 | BLACKCAT | IDAHO | 138 | 60 | ZoneIP Central | 612
61460 | KETCHUM | IDAHO | 138 | 60 | ZoneIP Southern | 613
61207 | BOISE | IDAHO | 138 | 60 | ZoneIP Central | 612
61202 | MT BLK11 | IDAHO | 138 | 60 | ZoneIP Central | 612
61056 | NELSON | IDAHO | 138 | 60 | ZoneIP Western | 611
61222 | CLOVRDAL | IDAHO | 138 | 60 | ZoneIP Central | 612
61449 | HYDRA | IDAHO | 138 | 60 | ZoneIP Southern | 613
61218 | CHUT TAP | IDAHO | 138 | 60 | ZoneIP Central | 612
61444 | HAILEY | IDAHO | 138 | 60 | ZoneIP Southern | 613
61439 | FOSSIL | IDAHO | 138 | 60 | ZoneIP Southern | 613
61435 | ELKHRN | IDAHO | 138 | 60 | ZoneIP Southern | 613
61215 | CANYN CR | IDAHO | 138 | 60 | ZoneIP Central | 612
61432 | EASTGATE | IDAHO | 138 | 60 | ZoneIP Southern | 613
61420 | BYPASS | IDAHO | 138 | 60 | ZoneIP Southern | 613
99992 | mid_99992 | ALBERTA | 138 | 54 | AIES-High River | 566
61411 | BORDER | IDAHO | 138 | 60 | ZoneIP Southern | 613
61408 | BL GULCH | IDAHO | 138 | 60 | ZoneIP Southern | 613
61301 | OCHD_TAP | IDAHO | 138 | 60 | ZoneIP Central | 612
61212 | BUTLER | IDAHO | 138 | 60 | ZoneIP Central | 612
60818 | HAYMILL+ | IDAHO | 138 | 60 | Snake River / NW Wyoming | 487
61286 | BTCKWIND | IDAHO | 138 | 60 | ZoneIP Central | 612
61278 | VCTRY TP | IDAHO | 138 | 60 | ZoneIP Central | 612
61272 | SINKR TP | IDAHO | 138 | 60 | ZoneIP Central | 612
61238 | GLFRY TP | IDAHO | 138 | 60 | ZoneIP Central | 612
61230 | ELMORE | IDAHO | 138 | 60 | ZoneIP Central | 612
61241 | GROVE | IDAHO | 138 | 60 | ZoneIP Central | 612
61265 | STWPWIND | IDAHO | 138 | 60 | ZoneIP Central | 612
61262 | MHAFB | IDAHO | 138 | 60 | ZoneIP Central | 612
61261 | MORA | IDAHO | 138 | 60 | ZoneIP Central | 612
61260 | ORCHARD | IDAHO | 138 | 60 | ZoneIP Central | 612
61239 | GOWEN | IDAHO | 138 | 60 | ZoneIP Central | 612
61228 | EAGLETP | IDAHO | 138 | 60 | ZoneIP Central | 612
61255 | GLFU S11 | IDAHO | 138 | 60 | ZoneIP Southern | 613
61249 | KARCHER | IDAHO | 138 | 60 | ZoneIP Central | 612
61245 | HIDNSPGS | IDAHO | 138 | 60 | ZoneIP Central | 612
61252 | LINDEN | IDAHO | 138 | 60 | ZoneIP Central | 612
61253 | SKWY | IDAHO | 138 | 60 | ZoneIP Central | 612
61250 | KRCHR TP | IDAHO | 138 | 60 | ZoneIP Central | 612
61244 | HILL | IDAHO | 138 | 60 | ZoneIP Central | 612
61242 | H.P. | IDAHO | 138 | 60 | ZoneIP Central | 612
61240 | GOWEN TP | IDAHO | 138 | 60 | ZoneIP Central | 612
61256 | DRALUC11 | IDAHO | 138 | 60 | ZoneIP Central | 612
99995 | mid_99995 | ALBERTA | 138 | 54 | AIES-Calgary | 586
61237 | GLFRY | IDAHO | 138 | 60 | ZoneIP Central | 612
61233 | GARY | IDAHO | 138 | 60 | ZoneIP Central | 612
61254 | LOCUST | IDAHO | 138 | 60 | ZoneIP Central | 612
61227 | EAGLE | IDAHO | 138 | 60 | ZoneIP Central | 612
61267 | SAILOR | IDAHO | 138 | 60 | ZoneIP Central | 612
61225 | DRY CRK | IDAHO | 138 | 60 | ZoneIP Central | 612
61268 | SAILR TP | IDAHO | 138 | 60 | ZoneIP Central | 612
61270 | SIMPLOT | IDAHO | 138 | 60 | ZoneIP Central | 612
61271 | SINKER | IDAHO | 138 | 60 | ZoneIP Central | 612
61269 | SIMPL TP | IDAHO | 138 | 60 | ZoneIP Central | 612
61263 | MHAFB JT | IDAHO | 138 | 60 | ZoneIP Central | 612
61211 | BRUNO BG | IDAHO | 138 | 60 | ZoneIP Central | 612
61279 | VICTORY | IDAHO | 138 | 60 | ZoneIP Central | 612
61277 | USTICK | IDAHO | 138 | 60 | ZoneIP Central | 612
61297 | GV SOLAR | IDAHO | 138 | 60 | ZoneIP Central | 612
61201 | BLK MESA | IDAHO | 138 | 60 | ZoneIP Central | 612
61085 | WILOW CR | IDAHO | 138 | 60 | ZoneIP Western | 611
99999 | mid_99999 | ALBERTA | 138 | 54 | AIES-Fort Saskatchewan 2000 | 553
61412 | BRDR TAP | IDAHO | 138 | 60 | ZoneIP Southern | 613
61055 | NELSN TP | IDAHO | 138 | 60 | ZoneIP Western | 611
60998 | RKWP | IDAHO | 138 | 60 | ZoneIP Eastern | 614
60841 | PACIFIC+ | IDAHO | 138 | 60 | Snake River / NW Wyoming | 487
60839 | W WENDOV | IDAHO | 138 | 60 | Snake River / NW Wyoming | 487
60838 | W BURLEY | IDAHO | 138 | 60 | Snake River / NW Wyoming | 487
61434 | KBLY JCT | IDAHO | 138 | 60 | ZoneIP Southern | 613
60832 | ROE CNR | IDAHO | 138 | 60 | Snake River / NW Wyoming | 487
99994 | mid_99994 | ALBERTA | 138 | 54 | AIES-Calgary | 586
60831 | RIVERTON | IDAHO | 138 | 60 | Snake River / NW Wyoming | 487
60824 | MINICO | IDAHO | 138 | 60 | Snake River / NW Wyoming | 487
60823 | KELTON | IDAHO | 138 | 60 | Snake River / NW Wyoming | 487
60821 | IDAHOME# | IDAHO | 138 | 60 | Snake River / NW Wyoming | 487
99998 | mid_99998 | ALBERTA | 138 | 54 | AIES-Fort Saskatchewan 2000 | 553
61430 | DUFFIN | IDAHO | 138 | 60 | ZoneIP Southern | 613
60817 | GROUSE_CR# | IDAHO | 138 | 60 | Snake River / NW Wyoming | 487
60815 | CURLEW | IDAHO | 138 | 60 | Snake River / NW Wyoming | 487
61453 | J CLAWSN | IDAHO | 138 | 60 | ZoneIP Southern | 613
60813 | BRIDGE | IDAHO | 138 | 60 | Snake River / NW Wyoming | 487
60810 | CANAL | IDAHO | 138 | 60 | Snake River / NW Wyoming | 487
61455 | JEROM JT | IDAHO | 138 | 60 | ZoneIP Southern | 613
61446 | HAZEL TP | IDAHO | 138 | 60 | ZoneIP Southern | 613
61465 | LINCN | IDAHO | 138 | 60 | ZoneIP Southern | 613
10992 | ARAGONNE_HV | NEW MEXICO | 138 | 10 | PNM: EHV and Gen | 100
61466 | LINCONTP | IDAHO | 138 | 60 | ZoneIP Southern | 613
61475 | MOONSTON | IDAHO | 138 | 60 | ZoneIP Southern | 613
61470 | MAGIC TP | IDAHO | 138 | 60 | ZoneIP Southern | 613
61469 | MAGIC RS | IDAHO | 138 | 60 | ZoneIP Southern | 613
61456 | JEROME | IDAHO | 138 | 60 | ZoneIP Southern | 613
60390 | DANSKIN | IDAHO | 138 | 60 | ZoneIP Central | 612
60372 | HGTN WIND | IDAHO | 138 | 60 | ZoneIP Western | 611
61494 | RUSSETT | IDAHO | 138 | 60 | ZoneIP Southern | 613
60370 | WEISER | IDAHO | 138 | 60 | ZoneIP Western | 611
60360 | US12_A | IDAHO | 138 | 60 | ZoneIP Southern | 613
60359 | US34_B | IDAHO | 138 | 60 | ZoneIP Southern | 613
60356 | SHOSHONE | IDAHO | 138 | 60 | ZoneIP Southern | 613
60354 | POCKET | IDAHO | 138 | 60 | ZoneIP Southern | 613
60351 | TFALL PP | IDAHO | 138 | 60 | ZoneIP Southern | 613
60345 | TWINFALL | IDAHO | 138 | 60 | ZoneIP Southern | 613
60340 | TFAL JCT | IDAHO | 138 | 60 | ZoneIP Southern | 613
60335 | TERRY | IDAHO | 138 | 60 | ZoneIP Eastern | 614
61507 | TOPONIS | IDAHO | 138 | 60 | ZoneIP Southern | 613
61482 | NHBT TAP | IDAHO | 138 | 60 | ZoneIP Southern | 613
60330 | SWANFALL | IDAHO | 138 | 60 | ZoneIP Central | 612
60320 | STRIKE | IDAHO | 138 | 60 | ZoneIP Central | 612
61640 | HIGHLDTP | IDAHO | 138 | 60 | ZoneIP Eastern | 614
60318 | ELDR TAP | IDAHO | 138 | 60 | ZoneIP Eastern | 614
60317 | ELDR | IDAHO | 138 | 60 | ZoneIP Eastern | 614
60315 | SIPHON | IDAHO | 138 | 60 | ZoneIP Eastern | 614
61655 | PNEUF TP | IDAHO | 138 | 60 | ZoneIP Eastern | 614
60305 | QUARTZ | IDAHO | 138 | 60 | ZoneIP Western | 611
60300 | PORTNEUF | IDAHO | 138 | 60 | ZoneIP Eastern | 614
60295 | PLST VLY | IDAHO | 138 | 60 | ZoneIP Eastern | 614
60291 | PINGREE | IDAHO | 138 | 60 | ZoneIP Eastern | 614
60290 | PNGE JCT | IDAHO | 138 | 60 | ZoneIP Eastern | 614
61646 | LAMB | IDAHO | 138 | 60 | ZoneIP Eastern | 614
61710 | STOD TP | IDAHO | 138 | 60 | ZoneIP Central | 612
60284 | HZLTNA | IDAHO | 138 | 60 | ZoneIP Southern | 613
61708 | JOPLIN | IDAHO | 138 | 60 | ZoneIP Central | 612
60282 | HZNB TP | IDAHO | 138 | 60 | ZoneIP Western | 611
60281 | WSNLK | IDAHO | 138 | 60 | ZoneIP Southern | 613
60280 | WSNLK TP | IDAHO | 138 | 60 | ZoneIP Western | 611
61712 | KUNA | IDAHO | 138 | 60 | ZoneIP Central | 612
10991 | ARAGONNE | NEW MEXICO | 138 | 10 | PNM: EHV and Gen | 100
60270 | OXBOW | IDAHO | 138 | 60 | ZoneIP Western | 611
61703 | ZILOG TP | IDAHO | 138 | 60 | ZoneIP Central | 612
61512 | WELLS | IDAHO | 138 | 60 | Wells, NV | 490
61223 | DRAM | IDAHO | 138 | 60 | ZoneIP Central | 612
60267 | LANGLEY | IDAHO | 138 | 60 | ZoneIP Western | 611
61734 | LAKEFORK | IDAHO | 138 | 60 | ZoneIP Western | 611
61722 | MIDROS T | IDAHO | 138 | 60 | ZoneIP Central | 612
60255 | NAMPA | IDAHO | 138 | 60 | ZoneIP Central | 612
60252 | MT HOME2 | IDAHO | 138 | 60 | ZoneIP Central | 612
60251 | MT HOME1 | IDAHO | 138 | 60 | ZoneIP Central | 612
60250 | MT HOME | IDAHO | 138 | 60 | ZoneIP Central | 612
60247 | MLNR JCT | IDAHO | 138 | 60 | ZoneIP Southern | 613
61737 | BOULDER | IDAHO | 138 | 60 | ZoneIP Western | 611
60245 | MILNER | IDAHO | 138 | 60 | ZoneIP Southern | 613
61757 | SPR VLY | IDAHO | 138 | 60 | ZoneIP Central | 612
61720 | TENMILE | IDAHO | 138 | 60 | ZoneIP Central | 612
60230 | MIDPOINT | IDAHO | 138 | 60 | ZoneIP Southern | 613
60225 | MICRON | IDAHO | 138 | 60 | ZoneIP Central | 612
60217 | STARKEY | IDAHO | 138 | 60 | ZoneIP Western | 611
60215 | LUCKY PK | IDAHO | 138 | 60 | ZoneIP Central | 612
60211 | CHESTNUT | IDAHO | 138 | 60 | ZoneIP Central | 612
60210 | LOWELL | IDAHO | 138 | 60 | ZoneIP Central | 612
60200 | L SALMON | IDAHO | 138 | 60 | ZoneIP Southern | 613
60195 | L MALAD | IDAHO | 138 | 60 | ZoneIP Southern | 613
61842 | CART | IDAHO | 138 | 60 | ZoneIP Central | 612
61845 | HILSDALE | IDAHO | 138 | 60 | ZoneIP Central | 612
61838 | LANSING | IDAHO | 138 | 60 | ZoneIP Central | 612
61850 | HEYBURN | IDAHO | 138 | 60 | Snake River / NW Wyoming | 487
60176 | JUSTICE | IDAHO | 138 | 60 | ZoneIP Southern | 613
60175 | KING | IDAHO | 138 | 60 | ZoneIP Southern | 613
60170 | HYBN JCT | IDAHO | 138 | 60 | ZoneIP Southern | 613
61861 | WILS TAP | IDAHO | 138 | 60 | ZoneIP Central | 612
61857 | NORC TAP | IDAHO | 138 | 60 | ZoneIP Central | 612
60145 | FREMONT | IDAHO | 138 | 60 | ZoneIP Eastern | 614
60140 | EMMETT | IDAHO | 138 | 60 | ZoneIP Western | 611
61832 | STAR TAP | IDAHO | 138 | 60 | ZoneIP Central | 612
60135 | EDEN | IDAHO | 138 | 60 | ZoneIP Southern | 613
61915 | POLELINE | IDAHO | 138 | 60 | ZoneIP Southern | 613
61900 | RAFT | IDAHO | 138 | 60 | Snake River / NW Wyoming | 487
60120 | DALE | IDAHO | 138 | 60 | ZoneIP Southern | 613
60115 | CLIFF | IDAHO | 138 | 60 | ZoneIP Southern | 613
60114 | NORTHVW | IDAHO | 138 | 60 | ZoneIP Southern | 613
60113 | NTVW TAP | IDAHO | 138 | 60 | ZoneIP Southern | 613
61950 | UNITY | IDAHO | 138 | 60 | Snake River / NW Wyoming | 487
61917 | TUANA TP | IDAHO | 138 | 60 | ZoneIP Southern | 613
61865 | RFT RIDL | IDAHO | 138 | 60 | ZoneIP RFT | 606
61718 | ECKERT | IDAHO | 138 | 60 | ZoneIP Central | 612
60105 | CALDWELL | IDAHO | 138 | 60 | ZoneIP Central | 612
60101 | HORSEFLT | IDAHO | 138 | 60 | ZoneIP Western | 611
60070 | BRADY | IDAHO | 138 | 60 | ZoneIP Eastern | 614
60065 | BOMT_138 | IDAHO | 138 | 60 | ZoneIP Central | 612
60040 | BOISEBCH | IDAHO | 138 | 60 | ZoneIP Central | 612
60035 | BLISS | IDAHO | 138 | 60 | ZoneIP Southern | 613
60031 | BLACKFT | IDAHO | 138 | 60 | ZoneIP Eastern | 614
60024 | AMFLS PP | IDAHO | 138 | 60 | ZoneIP Eastern | 614
60020 | AMFLS | IDAHO | 138 | 60 | ZoneIP Eastern | 614
60016 | ALMDA TP | IDAHO | 138 | 60 | ZoneIP Eastern | 614
60015 | ALAMEDA | IDAHO | 138 | 60 | ZoneIP Eastern | 614
60010 | ADELAIDE | IDAHO | 138 | 60 | ZoneIP Southern | 613
59676 | EDD653 | ALBERTA | 138 | 54 | AIES-Fort McMurray | 545
81826 | mid_81826 | B.C.HYDRO | 138 | 50 | BC HYDRO | 500
59405 | SALTCR2 | ALBERTA | 138 | 54 | AIES-Fort McMurray | 545
59288 | LIVOCK03 | ALBERTA | 138 | 54 | AIES-Fort McMurray | 545
59053 | 204ST1 | ALBERTA | 138 | 54 | AIES-Empress | 568
59025 | STEELE | ALBERTA | 138 | 54 | AIES-Vegreville | 576
58749 | NOVA TP1 | ALBERTA | 138 | 54 | AIES-Red Deer | 555
58730 | 109ST2 | ALBERTA | 138 | 54 | AIES-Fort Saskatchewan 2000 | 553
58604 | EDD-0085 | ALBERTA | 138 | 54 | AIES-Fort McMurray | 545
58464 | HEISLER7 | ALBERTA | 138 | 54 | AIES-Alliance/Battle River | 556
58284 | NARROWS | ALBERTA | 138 | 54 | AIES-Peace River | 599
58113 | BAUER1 | ALBERTA | 138 | 54 | AIES-Lloydminster | 593
58000 | BC BORDE | ALBERTA | 138 | 54 | AIES-Rainbow Lake | 597
57730 | 109ST1 | ALBERTA | 138 | 54 | AIES-Fort Saskatchewan 2000 | 553
57676 | EDD658 | ALBERTA | 138 | 54 | AIES-Fort McMurray | 545
57630 | REDCOAT1 | ALBERTA | 138 | 54 | AIES-Lethbridge | 574
57622 | TWR_RD1 | ALBERTA | 138 | 54 | AIES-Fort McMurray | 545
57621 | SUNNYB8 | ALBERTA | 138 | 54 | AIES-Lake Wabamun Generation | 560
57614 | SUNNYB7 | ALBERTA | 138 | 54 | AIES-Lake Wabamun Generation | 560
57291 | KETL RV7 | ALBERTA | 138 | 54 | AIES-Fort McMurray | 545
57116 | MOWAT1 | ALBERTA | 138 | 54 | AIES-Grande Prairie | 540
57025 | AHS_8 | ALBERTA | 138 | 54 | AIES-Fort McMurray | 545
56974 | PIKE_02 | ALBERTA | 138 | 54 | AIES-Fort McMurray | 545
56959 | LANFIN5 | ALBERTA | 138 | 54 | AIES-Hanna | 562
56949 | CHESTER1 | ALBERTA | 138 | 54 | AIES-Strathmore/Blackie | 565
56778 | ED1000-4 | ALBERTA | 138 | 54 | AIES-Fort McMurray | 545
55315 | LACOREY7 | ALBERTA | 138 | 54 | AIES-Cold Lake | 548
56769 | MCLGH_TP | ALBERTA | 138 | 54 | AIES-Fort MacLeod | 573
56723 | BILBY 1 | ALBERTA | 138 | 54 | AIES-Lake Wabamun Generation | 560
56687 | BOHN_01 | ALBERTA | 138 | 54 | AIES-Fort McMurray | 545
56649 | HANSMAN9 | ALBERTA | 138 | 54 | AIES-Provost | 557
56627 | 7LA97_TP | ALBERTA | 138 | 54 | AIES-Fort McMurray | 545
56570 | ENMX65S7 | ALBERTA | 138 | 54 | AIES-Calgary | 586
56431 | KEEP_3 | ALBERTA | 138 | 54 | AIES-Lake Wabamun Generation | 560
56419 | PEMUKN3 | ALBERTA | 138 | 54 | AIES-Hanna | 562
56400 | HULL | ALBERTA | 138 | 54 | AIES-Vauxhall | 572
56366 | WATT_TAP | ALBERTA | 138 | 54 | AIES-Vegreville | 576
56340 | NORB01 | ALBERTA | 138 | 54 | AIES-Cold Lake | 548
56251 | WYNDHAM | ALBERTA | 138 | 54 | AIES-Strathmore/Blackie | 565
56237 | EDD34T1 | ALBERTA | 138 | 54 | AIES-Fort McMurray | 545
56219 | BLACKMUD | ALBERTA | 138 | 54 | AIES-Edmonton | 580
56217 | SJP_CRK | ALBERTA | 138 | 54 | AIES-Seebe | 564
56131 | MUIR_TAP | ALBERTA | 138 | 54 | AIES-Fox Creek | 544
56114 | UPDIKE1 | ALBERTA | 138 | 54 | AIES-Grande Prairie | 540
56054 | ARCENC1 | ALBERTA | 138 | 54 | AIES-Rainbow Lake | 597
56007 | HEIS_TP8 | ALBERTA | 138 | 54 | AIES-Alliance/Battle River | 556
55949 | ILAKE_02 | ALBERTA | 138 | 54 | AIES-Athabasca/Lac La Biche | 547
55948 | 948S_HV | ALBERTA | 138 | 54 | AIES-Hanna | 562
55877 | BASNTAP | ALBERTA | 138 | 54 | AIES-Brooks | 567
55837 | SODGLTAP | ALBERTA | 138 | 54 | AIES-Fort MacLeod | 573
55789 | WOLFCRE2 | ALBERTA | 138 | 54 | AIES-Wetaskiwin | 551
55787 | HAZLWOD2 | ALBERTA | 138 | 54 | AIES-Didsbury | 559
55780 | ED1001-2 | ALBERTA | 138 | 54 | AIES-Fort McMurray | 545
55779 | ED1001-1 | ALBERTA | 138 | 54 | AIES-Fort McMurray | 545
55777 | ED1000-3 | ALBERTA | 138 | 54 | AIES-Fort McMurray | 545
55769 | 769_HVR | ALBERTA | 138 | 54 | AIES-Hanna | 562
55759 | WINTHV | ALBERTA | 138 | 54 | AIES-Sheerness | 563
55749 | NOVA_R3A | ALBERTA | 138 | 54 | AIES-Red Deer | 555
55739 | ARD_01 | ALBERTA | 138 | 54 | AIES-Fort MacLeod | 573
55722 | WINDYTP | ALBERTA | 138 | 54 | AIES-Fort MacLeod | 573
55716 | LAKESEN7 | ALBERTA | 138 | 54 | AIES-Hanna | 562
55674 | CHKD CK7 | ALBERTA | 138 | 54 | AIES-Swan Hills | 546
55671 | EDD711 | ALBERTA | 138 | 54 | AIES-Fort McMurray | 545
81877 | mid_81877 | B.C.HYDRO | 138 | 50 | BC HYDRO | 500
55646 | PARKER1 | ALBERTA | 138 | 54 | AIES-Sheerness | 563
55632 | BADLAND1 | ALBERTA | 138 | 54 | AIES-Sheerness | 563
55628 | MOON LA7 | ALBERTA | 138 | 54 | AIES-Drayton Valley | 550
55627 | HALF_01 | ALBERTA | 138 | 54 | AIES-Fort McMurray | 545
55625 | DAWES138 | ALBERTA | 138 | 54 | AIES-Fort McMurray | 545
55623 | ENGSTRM1 | ALBERTA | 138 | 54 | AIES-Fort McMurray | 545
55609 | BAT SND1 | ALBERTA | 138 | 54 | AIES-Wainwright | 552
55603 | GHOSTPI1 | ALBERTA | 138 | 54 | AIES-Hanna | 562
55602 | GHOSTPI3 | ALBERTA | 138 | 54 | AIES-Hanna | 562
55576 | ENMX47S7 | ALBERTA | 138 | 54 | AIES-Calgary | 586
55569 | ENMX3S 7 | ALBERTA | 138 | 54 | AIES-Calgary | 586
55543 | OLDMAN1 | ALBERTA | 138 | 54 | AIES-Fort MacLeod | 573
55511 | FNC-1 | ALBERTA | 138 | 54 | AIES-Rainbow Lake | 597
55510 | KLC-1 | ALBERTA | 138 | 54 | AIES-Rainbow Lake | 597
55509 | FNC_TAP | ALBERTA | 138 | 54 | AIES-Rainbow Lake | 597
55508 | KLC_TAP | ALBERTA | 138 | 54 | AIES-Rainbow Lake | 597
55491 | BAT. RV7 | ALBERTA | 138 | 54 | AIES-Alliance/Battle River | 556
55490 | JAROW TP | ALBERTA | 138 | 54 | AIES-Wainwright | 552
55485 | ANDERSON | ALBERTA | 138 | 54 | AIES-Sheerness | 563
55483 | KIRBY1 | ALBERTA | 138 | 54 | AIES-Athabasca/Lac La Biche | 547
55474 | OYEN 7 | ALBERTA | 138 | 54 | AIES-Hanna | 562
55471 | MONITOR7 | ALBERTA | 138 | 54 | AIES-Hanna | 562
55468 | VETERAN7 | ALBERTA | 138 | 54 | AIES-Hanna | 562
55463 | BULLPON7 | ALBERTA | 138 | 54 | AIES-Sheerness | 563
55460 | WINT HI7 | ALBERTA | 138 | 54 | AIES-Sheerness | 563
55459 | EXCEL7 | ALBERTA | 138 | 54 | AIES-Hanna | 562
55456 | CAVDISH1 | ALBERTA | 138 | 54 | AIES-Empress | 568
55455 | LLOYD 7 | ALBERTA | 138 | 54 | AIES-Lloydminster | 593
55454 | BINDLOS7 | ALBERTA | 138 | 54 | AIES-Empress | 568
55452 | CVD_TAP | ALBERTA | 138 | 54 | AIES-Empress | 568
55448 | MICH. C7 | ALBERTA | 138 | 54 | AIES-Hanna | 562
55444 | LINDBER7 | ALBERTA | 138 | 54 | AIES-Cold Lake | 548
55433 | 3 HILLS7 | ALBERTA | 138 | 54 | AIES-Hanna | 562
55423 | NEVIS 7 | ALBERTA | 138 | 54 | AIES-Hanna | 562
55421 | COYTLK1 | ALBERTA | 138 | 54 | AIES-Hanna | 562
55420 | WEASEL1 | ALBERTA | 138 | 54 | AIES-Fort Saskatchewan 2000 | 553
55411 | WADDELL7 | ALBERTA | 138 | 54 | AIES-Fort McMurray | 545
61716 | BNLT | IDAHO | 138 | 60 | ZoneIP Central | 612
55409 | QUIGL1 | ALBERTA | 138 | 54 | AIES-Fort McMurray | 545
55393 | HILL 7 | ALBERTA | 138 | 54 | AIES-Lloydminster | 593
55383 | VERMILO7 | ALBERTA | 138 | 54 | AIES-Lloydminster | 593
55377 | IRISH C7 | ALBERTA | 138 | 54 | AIES-Lloydminster | 593
55372 | ST. PAU7 | ALBERTA | 138 | 54 | AIES-Vegreville | 576
55366 | VISCOUNT | ALBERTA | 138 | 54 | AIES-Edmonton | 580
55364 | CARVEL01 | ALBERTA | 138 | 54 | AIES-Lake Wabamun Generation | 560
55363 | VINCENT8 | ALBERTA | 138 | 54 | AIES-Vegreville | 576
55361 | WATTLAKE | ALBERTA | 138 | 54 | AIES-Vegreville | 576
55357 | VILNA 7 | ALBERTA | 138 | 54 | AIES-Vegreville | 576
55351 | NABIYE | ALBERTA | 138 | 54 | AIES-Cold Lake | 548
55350 | WHITBY 7 | ALBERTA | 138 | 54 | AIES-Vegreville | 576
55344 | BONNY 7 | ALBERTA | 138 | 54 | AIES-Cold Lake | 548
55340 | NAMAKA 7 | ALBERTA | 138 | 54 | AIES-Strathmore/Blackie | 565
55336 | HIGHPR9 | ALBERTA | 138 | 54 | AIES-High Prairie | 541
55324 | 7LA65_TP | ALBERTA | 138 | 54 | AIES-Lloydminster | 593
55322 | NORG_TP | ALBERTA | 138 | 54 | AIES-Cold Lake | 548
55320 | ETHEL L7 | ALBERTA | 138 | 54 | AIES-Cold Lake | 548
81900 | mid_81900 | B.C.HYDRO | 138 | 50 | BC HYDRO | 500
55314 | BRIKER1 | ALBERTA | 138 | 54 | AIES-Lloydminster | 593
55313 | MARG LK7 | ALBERTA | 138 | 54 | AIES-Cold Lake | 548
55310 | LEMING 7 | ALBERTA | 138 | 54 | AIES-Cold Lake | 548
55309 | BOURQUE | ALBERTA | 138 | 54 | AIES-Cold Lake | 548
55308 | GRIZZLY | ALBERTA | 138 | 54 | AIES-Vegreville | 576
55303 | MAHIHKA7 | ALBERTA | 138 | 54 | AIES-Cold Lake | 548
55302 | PRIMROSE | ALBERTA | 138 | 54 | AIES-Cold Lake | 548
55301 | FOSTERCK | ALBERTA | 138 | 54 | AIES-Cold Lake | 548
55300 | WOLF LK7 | ALBERTA | 138 | 54 | AIES-Cold Lake | 548
55292 | MEAD_144 | ALBERTA | 138 | 54 | AIES-Fort McMurray | 545
55290 | HORSERV7 | ALBERTA | 138 | 54 | AIES-Fort McMurray | 545
55285 | NIPISI 7 | ALBERTA | 138 | 54 | AIES-Peace River | 599
55282 | WILO LK7 | ALBERTA | 138 | 54 | AIES-Fort McMurray | 545
55275 | VIRGINI7 | ALBERTA | 138 | 54 | AIES-Swan Hills | 546
55272 | FIELDGA7 | ALBERTA | 138 | 54 | AIES-Swan Hills | 546
55271 | MORSE RV | ALBERTA | 138 | 54 | AIES-Swan Hills | 546
55270 | ESSO JU7 | ALBERTA | 138 | 54 | AIES-Swan Hills | 546
55269 | FIREBAG | ALBERTA | 138 | 54 | AIES-Fort McMurray | 545
55266 | SARAH L7 | ALBERTA | 138 | 54 | AIES-Swan Hills | 546
55261 | LOU CR.7 | ALBERTA | 138 | 54 | AIES-Swan Hills | 546
55256 | SWEETHE7 | ALBERTA | 138 | 54 | AIES-Fort McMurray | 545
55251 | GARDN1 | ALBERTA | 138 | 54 | AIES-Glenwood | 575
55249 | LNGLKC01 | ALBERTA | 138 | 54 | AIES-Fort McMurray | 545
81908 | mid_81908 | B.C.HYDRO | 138 | 50 | BC HYDRO | 500
55243 | EDITH L7 | ALBERTA | 138 | 54 | AIES-Swan Hills | 546
55242 | KINOSIS2 | ALBERTA | 138 | 54 | AIES-Fort McMurray | 545
55238 | GREGOIRE | ALBERTA | 138 | 54 | AIES-Fort McMurray | 545
55234 | OTAUWAU7 | ALBERTA | 138 | 54 | AIES-High Prairie | 541
55230 | AEC MILL | ALBERTA | 138 | 54 | AIES-High Prairie | 541
55229 | MITS E.7 | ALBERTA | 138 | 54 | AIES-High Prairie | 541
55227 | CROWLK7 | ALBERTA | 138 | 54 | AIES-Fort McMurray | 545
55224 | HANGSTO7 | ALBERTA | 138 | 54 | AIES-Fort McMurray | 545
55222 | PARS CR7 | ALBERTA | 138 | 54 | AIES-Fort McMurray | 545
81920 | mid_81920 | B.C.HYDRO | 138 | 50 | BC HYDRO | 500
55202 | RUTH LA7 | ALBERTA | 138 | 54 | AIES-Fort McMurray | 545
55180 | GOOSE R7 | ALBERTA | 138 | 54 | AIES-Valleyview | 543
55172 | STURG_1 | ALBERTA | 138 | 54 | AIES-Valleyview | 543
55170 | SIMONET7 | ALBERTA | 138 | 54 | AIES-Grande Cache | 542
55165 | STURGEO7 | ALBERTA | 138 | 54 | AIES-Valleyview | 543
16204 | IRVNGTN | TEP | 138 | 16 | TEP | 160
81912 | mid_81912 | B.C.HYDRO | 138 | 50 | BC HYDRO | 500
55160 | BEZANSON | ALBERTA | 138 | 54 | AIES-Grande Prairie | 540
55155 | VALLEYV7 | ALBERTA | 138 | 54 | AIES-Valleyview | 543
55153 | TRIANGL7 | ALBERTA | 138 | 54 | AIES-Valleyview | 543
55151 | 7L48TAP | ALBERTA | 138 | 54 | AIES-Valleyview | 543
55150 | DONNELL7 | ALBERTA | 138 | 54 | AIES-Peace River | 599
55149 | KAKWA1 | ALBERTA | 138 | 54 | AIES-Grande Cache | 542
10913 | AR_EXP_HV | NEW MEXICO | 138 | 10 | PNM: EHV and Gen | 100
55145 | BRDGE C7 | ALBERTA | 138 | 54 | AIES-Grande Prairie | 540
55144 | DOME CU7 | ALBERTA | 138 | 54 | AIES-Grande Cache | 542
55143 | BIG MTN7 | ALBERTA | 138 | 54 | AIES-Grande Prairie | 540
55140 | P&G 7 | ALBERTA | 138 | 54 | AIES-Grande Prairie | 540
55139 | ALBRIGHT | ALBERTA | 138 | 54 | AIES-Grande Prairie | 540
55138 | BCTAP | ALBERTA | 138 | 54 | AIES-Grande Prairie | 540
55135 | WAPITI 7 | ALBERTA | 138 | 54 | AIES-Grande Prairie | 540
55134 | ELMWORT7 | ALBERTA | 138 | 54 | AIES-Grande Prairie | 540
55132 | WAP JCT7 | ALBERTA | 138 | 54 | AIES-Grande Prairie | 540
55130 | MUIR-HV | ALBERTA | 138 | 54 | AIES-Fox Creek | 544
55126 | FLYINGS7 | ALBERTA | 138 | 54 | AIES-Grande Prairie | 540
55124 | SADDLE 7 | ALBERTA | 138 | 54 | AIES-Grande Prairie | 540
55121 | CRYST L7 | ALBERTA | 138 | 54 | AIES-Grande Prairie | 540
55120 | LOWE1 | ALBERTA | 138 | 54 | AIES-Grande Prairie | 540
55119 | GOODFAR7 | ALBERTA | 138 | 54 | AIES-Grande Prairie | 540
55117 | CLAIR L | ALBERTA | 138 | 54 | AIES-Grande Prairie | 540
55115 | MOWATTAP | ALBERTA | 138 | 54 | AIES-Grande Prairie | 540
55112 | BEARTRA1 | ALBERTA | 138 | 54 | AIES-Cold Lake | 548
55109 | MERCER 7 | ALBERTA | 138 | 54 | AIES-Grande Prairie | 540
55105 | FRIEDEN7 | ALBERTA | 138 | 54 | AIES-Peace River | 599
55104 | KSIT RV7 | ALBERTA | 138 | 54 | AIES-Grande Prairie | 540
55103 | THORN_144 | ALBERTA | 138 | 54 | AIES-Grande Cache | 542
55102 | BOUCH C7 | ALBERTA | 138 | 54 | AIES-Peace River | 599
55101 | GPEP7 | ALBERTA | 138 | 54 | AIES-Grande Prairie | 540
55100 | RYCROFT7 | ALBERTA | 138 | 54 | AIES-Grande Prairie | 540
55332 | GRND CTR | ALBERTA | 138 | 54 | AIES-Cold Lake | 548
55090 | MEIKLE1 | ALBERTA | 138 | 54 | AIES-Peace River | 599
55088 | DAISHOW7 | ALBERTA | 138 | 54 | AIES-Peace River | 599
55085 | PEACE RV | ALBERTA | 138 | 54 | AIES-Peace River | 599
55083 | CARMON 7 | ALBERTA | 138 | 54 | AIES-Peace River | 599
55082 | WESLY C7 | ALBERTA | 138 | 54 | AIES-Peace River | 599
55077 | 7L23 TAP | ALBERTA | 138 | 54 | AIES-Peace River | 599
55070 | CRANBER7 | ALBERTA | 138 | 54 | AIES-Peace River | 599
55065 | LUBICON7 | ALBERTA | 138 | 54 | AIES-Peace River | 599
55060 | NORCEN 7 | ALBERTA | 138 | 54 | AIES-Peace River | 599
55055 | CADOTTE7 | ALBERTA | 138 | 54 | AIES-Peace River | 599
55053 | RING CK7 | ALBERTA | 138 | 54 | AIES-Peace River | 599
55052 | HAMBURG7 | ALBERTA | 138 | 54 | AIES-Peace River | 599
55050 | HOTCHKS7 | ALBERTA | 138 | 54 | AIES-Peace River | 599
55044 | KEMP RV7 | ALBERTA | 138 | 54 | AIES-Rainbow Lake | 597
55043 | AHS_7 | ALBERTA | 138 | 54 | AIES-Fort McMurray | 545
55041 | BUCHN C7 | ALBERTA | 138 | 54 | AIES-Peace River | 599
55038 | OSB-TAP7 | ALBERTA | 138 | 54 | AIES-High Level | 598
55036 | KEG RVR7 | ALBERTA | 138 | 54 | AIES-Rainbow Lake | 597
55034 | CHINCHA7 | ALBERTA | 138 | 54 | AIES-Rainbow Lake | 597
55026 | ZAMA LK7 | ALBERTA | 138 | 54 | AIES-Rainbow Lake | 597
55024 | SAUL_02 | ALBERTA | 138 | 54 | AIES-Edmonton | 580
55023 | SULPH PT | ALBERTA | 138 | 54 | AIES-Rainbow Lake | 597
55022 | BLUMNOR7 | ALBERTA | 138 | 54 | AIES-High Level | 598
55020 | HIGH LV7 | ALBERTA | 138 | 54 | AIES-High Level | 598
55018 | BASSET 7 | ALBERTA | 138 | 54 | AIES-Rainbow Lake | 597
55017 | WSP_138 | ALBERTA | 138 | 54 | AIES-Rainbow Lake | 597
55016 | FORT NE7 | ALBERTA | 138 | 54 | AIES-Rainbow Lake | 597
55010 | CHARD_01 | ALBERTA | 138 | 54 | AIES-Fort McMurray | 545
55006 | GERMAIN1 | ALBERTA | 138 | 54 | AIES-Fort McMurray | 545
54996 | BBIRD_HV | ALBERTA | 138 | 54 | AIES-Hanna | 562
54987 | CIL TAP7 | ALBERTA | 138 | 54 | AIES-Edmonton | 580
54984 | HIGHVL T | ALBERTA | 138 | 54 | AIES-Lake Wabamun Generation | 560
54983 | MARION T | ALBERTA | 138 | 54 | AIES-Lake Wabamun Generation | 560
54982 | MADDEN T | ALBERTA | 138 | 54 | AIES-Didsbury | 559
54977 | ANTHONY7 | ALBERTA | 138 | 54 | AIES-Edmonton | 580
54976 | ROTBAUR | ALBERTA | 138 | 54 | AIES-Medicine Hat | 584
54975 | COMINTAP | ALBERTA | 138 | 54 | AIES-Red Deer | 555
54973 | 199A_TAP | ALBERTA | 138 | 54 | AIES-Swan Hills | 546
54970 | 746L JCT | ALBERTA | 138 | 54 | AIES-Edmonton | 580
160101 | ASARCO | TEP | 138 | 16 | TEP | 160
54962 | KAYBOBTP | ALBERTA | 138 | 54 | AIES-Fox Creek | 544
54961 | 746L JNC | ALBERTA | 138 | 54 | AIES-Fort Saskatchewan 2000 | 553
54957 | 166L JNC | ALBERTA | 138 | 54 | AIES-Didsbury | 559
54956 | 758L JCT | ALBERTA | 138 | 54 | AIES-Red Deer | 555
54954 | ABEE_01 | ALBERTA | 138 | 54 | AIES-Fort Saskatchewan 2000 | 553
54953 | FIBE TAP | ALBERTA | 138 | 54 | AIES-Edmonton | 580
54952 | DIAM TAP | ALBERTA | 138 | 54 | AIES-Fort Saskatchewan 2000 | 553
54950 | 742L JCT | ALBERTA | 138 | 54 | AIES-Seebe | 564
160103 | CIENEGA | TEP | 138 | 16 | TEP | 160
54948 | 808_BNDY | ALBERTA | 138 | 54 | AIES-Fort Saskatchewan 2000 | 553
54947 | GAINTAP2 | ALBERTA | 138 | 54 | AIES-Lake Wabamun Generation | 560
54946 | KING TAP | ALBERTA | 138 | 54 | AIES-Wetaskiwin | 551
54939 | RVBD TAP | ALBERTA | 138 | 54 | AIES-Fort MacLeod | 573
54938 | STEL TAP | ALBERTA | 138 | 54 | AIES-Edmonton | 580
54936 | 808L_TAP | ALBERTA | 138 | 54 | AIES-Fort Saskatchewan 2000 | 553
54933 | AIRD TAP | ALBERTA | 138 | 54 | AIES-Airdrie | 577
54931 | 746L NO | ALBERTA | 138 | 54 | AIES-Edmonton | 580
54928 | ENCH TAP | ALBERTA | 138 | 54 | AIES-Vauxhall | 572
54925 | JUMP TP2 | ALBERTA | 138 | 54 | AIES-Seebe | 564
54924 | CH KGT T | ALBERTA | 138 | 54 | AIES-Fox Creek | 544
54923 | W.CASC T | ALBERTA | 138 | 54 | AIES-Seebe | 564
54922 | ROSS TAP | ALBERTA | 138 | 54 | AIES-Fort Saskatchewan 2000 | 553
160105 | CORONA | TEP | 138 | 16 | TEP | 160
54916 | MONAR TP | ALBERTA | 138 | 54 | AIES-Lethbridge | 574
54915 | CHEV TP | ALBERTA | 138 | 54 | AIES-Hinton/Edson | 549
54912 | 740L JNC | ALBERTA | 138 | 54 | AIES-Hinton/Edson | 549
54911 | EMPLIQTP | ALBERTA | 138 | 54 | AIES-Empress | 568
54910 | OBED TAP | ALBERTA | 138 | 54 | AIES-Hinton/Edson | 549
54905 | 105S TAP | ALBERTA | 138 | 54 | AIES-Lake Wabamun Generation | 560
54901 | MCBRIDE1 | ALBERTA | 138 | 54 | AIES-Fort MacLeod | 573
54900 | JUMP TP1 | ALBERTA | 138 | 54 | AIES-Seebe | 564
54899 | TRUE W T | ALBERTA | 138 | 54 | AIES-Wetaskiwin | 551
54898 | GENSTR T | ALBERTA | 138 | 54 | AIES-Edmonton | 580
54894 | CLARESHOLM4 | ALBERTA | 138 | 54 | AIES-Stavely | 569
160107 | CYPRUS | TEP | 138 | 16 | TEP | 160
54890 | AMOCO TP | ALBERTA | 138 | 54 | AIES-Caroline | 558
54888 | 106S TAP | ALBERTA | 138 | 54 | AIES-Lake Wabamun Generation | 560
54886 | MAG TAP7 | ALBERTA | 138 | 54 | AIES-High River | 566
54883 | EAGLE TP | ALBERTA | 138 | 54 | AIES-Caroline | 558
54882 | SCHRA TP | ALBERTA | 138 | 54 | AIES-Caroline | 558
18900 | TROP2 | NEVADA | 138 | 18 | ZoneN3 | 183
54875 | 879AL_TAP | ALBERTA | 138 | 54 | AIES-Vauxhall | 572
54874 | 715AL TP | ALBERTA | 138 | 54 | AIES-Provost | 557
54873 | RATTLESNK | ALBERTA | 138 | 54 | AIES-Medicine Hat | 584
54872 | 180AL-TAP | ALBERTA | 138 | 54 | AIES-Stavely | 569
54869 | CHIN CH | ALBERTA | 138 | 54 | AIES-Lethbridge | 574
54862 | PV-TAP7 | ALBERTA | 138 | 54 | AIES-Lloydminster | 593
54861 | 472ALTAP | ALBERTA | 138 | 54 | AIES-Provost | 557
54858 | THOMP02 | ALBERTA | 138 | 54 | AIES-Athabasca/Lac La Biche | 547
54850 | 7LA106TP | ALBERTA | 138 | 54 | AIES-Peace River | 599
160104 | CLEAR | TEP | 138 | 16 | TEP | 160
54844 | ASBNE TP | ALBERTA | 138 | 54 | AIES-Lake Wabamun Generation | 560
54842 | QUEENS7 | ALBERTA | 138 | 54 | AIES-Wetaskiwin | 551
54839 | 600AL TA | ALBERTA | 138 | 54 | AIES-Medicine Hat | 584
54834 | CHIN_CHT | ALBERTA | 138 | 54 | AIES-Lethbridge | 574
54832 | 788_TP | ALBERTA | 138 | 54 | AIES-Athabasca/Lac La Biche | 547
54830 | MARLBTAP | ALBERTA | 138 | 54 | AIES-Hinton/Edson | 549
54828 | PURSPRW4 | ALBERTA | 138 | 54 | AIES-Vauxhall | 572
54827 | ANTHNYTP | ALBERTA | 138 | 54 | AIES-Edmonton | 580
54825 | CGETAP | ALBERTA | 138 | 54 | AIES-Grande Prairie | 540
54823 | 725BL | ALBERTA | 138 | 54 | AIES-Fort MacLeod | 573
54821 | 708ALTAP | ALBERTA | 138 | 54 | AIES-Fort Saskatchewan 2000 | 553
54815 | TWP TAP7 | ALBERTA | 138 | 54 | AIES-Drayton Valley | 550
54814 | KILRY TP | ALBERTA | 138 | 54 | AIES-Provost | 557
54813 | ELKRIVTP | ALBERTA | 138 | 54 | AIES-Drayton Valley | 550
54810 | AMOCOTAP | ALBERTA | 138 | 54 | AIES-Airdrie | 577
54809 | EXPRESTP | ALBERTA | 138 | 54 | AIES-Provost | 557
54804 | 803/804X | ALBERTA | 138 | 54 | AIES-Wetaskiwin | 551
54800 | PRIM TAP | ALBERTA | 138 | 54 | AIES-Cold Lake | 548
54799 | CHARD_TP | ALBERTA | 138 | 54 | AIES-Fort McMurray | 545
54795 | LINDB_TP | ALBERTA | 138 | 54 | AIES-Cold Lake | 548
160112 | DREXEL | TEP | 138 | 16 | TEP | 160
65012 | 106TH SO | PACE | 138 | 65 | UT SALT LAKE | 655
54793 | SCORIA7 | ALBERTA | 138 | 54 | AIES-Fort Saskatchewan 2000 | 553
54784 | ED1004-2 | ALBERTA | 138 | 54 | AIES-Fort McMurray | 545
54782 | ED1003-1 | ALBERTA | 138 | 54 | AIES-Fort McMurray | 545
54780 | SYLV_138 | ALBERTA | 138 | 54 | AIES-Red Deer | 555
18848 | CLARK W | NEVADA | 138 | 18 | ZoneN1 | 181
65020 | ROWLEY | PACE | 138 | 65 | UT US MAG | 689
54779 | PADDLE R | ALBERTA | 138 | 54 | AIES-Lake Wabamun Generation | 560
160111 | DMP_NORTH | TEP | 138 | 16 | TEP | 160
54766 | BAUERTAP | ALBERTA | 138 | 54 | AIES-Lloydminster | 593
54760 | NOVA_R3B | ALBERTA | 138 | 54 | AIES-Red Deer | 555
160113 | EAST_LOOP_N | TEP | 138 | 16 | TEP | 160
65045 | ANGEL TAP | PACE | 138 | 65 | UT OGDEN | 661
54752 | FIDLER02 | ALBERTA | 138 | 54 | AIES-Fort MacLeod | 573
54748 | 608AL_TP | ALBERTA | 138 | 54 | AIES-Fort MacLeod | 573
54747 | WT_144 | ALBERTA | 138 | 54 | AIES-Peace River | 599
54745 | WINDYFLAT2 | ALBERTA | 138 | 54 | AIES-Fort MacLeod | 573
54744 | MHS-7 | ALBERTA | 138 | 54 | AIES-Medicine Hat | 584
54735 | SHELL TP | ALBERTA | 138 | 54 | AIES-Fort Saskatchewan 2000 | 553
65087 | NAPLES | PACE | 138 | 65 | UT UINTAH | 670
54732 | SKARO138 | ALBERTA | 138 | 54 | AIES-Fort Saskatchewan 2000 | 553
54729 | SUMMITTP | ALBERTA | 138 | 54 | AIES-Airdrie | 577
54721 | RDCO_TAP | ALBERTA | 138 | 54 | AIES-Lethbridge | 574
54718 | WESWOOD | ALBERTA | 138 | 54 | AIES-Fort Saskatchewan 2000 | 553
54715 | CLIPP_TP | ALBERTA | 138 | 54 | AIES-Wainwright | 552
54699 | RIVERBN7 | ALBERTA | 138 | 54 | AIES-Lethbridge | 574
65070 | ANTLOP 2 | PACE | 138 | 65 | ID NPC | 652
18720 | MYS | NEVADA | 138 | 18 | ZoneN3 | 183
54696 | LETH146S | ALBERTA | 138 | 54 | AIES-Lethbridge | 574
54694 | MAGRATH7 | ALBERTA | 138 | 54 | AIES-Glenwood | 575
54691 | LETH241S | ALBERTA | 138 | 54 | AIES-Lethbridge | 574
54690 | COALDAL7 | ALBERTA | 138 | 54 | AIES-Lethbridge | 574
54679 | LETH111S | ALBERTA | 138 | 54 | AIES-Lethbridge | 574
54678 | DEERH7 | ALBERTA | 138 | 54 | AIES-Hinton/Edson | 549
54675 | DOGRIB01 | ALBERTA | 138 | 54 | AIES-Fort McMurray | 545
54674 | CYPRES1 | ALBERTA | 138 | 54 | AIES-Empress | 568
18701 | LVCOGEN1 | NEVADA | 138 | 18 | ZoneN1 | 181
54664 | PIPER CR | ALBERTA | 138 | 54 | AIES-Red Deer | 555
54656 | RUSSEL1 | ALBERTA | 138 | 54 | AIES-Fort MacLeod | 573
54654 | WINDYFLAT3 | ALBERTA | 138 | 54 | AIES-Fort MacLeod | 573
54651 | ELKRIVE7 | ALBERTA | 138 | 54 | AIES-Drayton Valley | 550
54644 | CAN CEF7 | ALBERTA | 138 | 54 | AIES-Seebe | 564
54640 | FOOTHLL2 | ALBERTA | 138 | 54 | AIES-High River | 566
18698 | SIL FLG | NEVADA | 138 | 18 | ZoneN3 | 183
54637 | ALPACTAP | ALBERTA | 138 | 54 | AIES-Athabasca/Lac La Biche | 547
54631 | ENMX35S7 | ALBERTA | 138 | 54 | AIES-Calgary | 586
54628 | ALC SCOT | ALBERTA | 138 | 54 | AIES-Fort Saskatchewan 2000 | 553
18695 | CAMERO | NEVADA | 138 | 18 | ZoneN3 | 183
54605 | WATSON C | ALBERTA | 138 | 54 | AIES-Hinton/Edson | 549
54600 | ENMAXGIS | ALBERTA | 138 | 54 | AIES-Calgary | 586
65207 | BOWLER | PACE | 138 | 65 | UT RED DGT | 674
54594 | ENMX33S7 | ALBERTA | 138 | 54 | AIES-Calgary | 586
54592 | ENMX41S7 | ALBERTA | 138 | 54 | AIES-Calgary | 586
54591 | ENMX40S7 | ALBERTA | 138 | 54 | AIES-Calgary | 586
54589 | ENMX26S7 | ALBERTA | 138 | 54 | AIES-Calgary | 586
54588 | ENMX8S 7 | ALBERTA | 138 | 54 | AIES-Calgary | 586
54587 | ENMX6S7 | ALBERTA | 138 | 54 | AIES-Calgary | 586
54585 | ENMX9S 7 | ALBERTA | 138 | 54 | AIES-Calgary | 586
54583 | ENMX32S7 | ALBERTA | 138 | 54 | AIES-Calgary | 586
18686 | MTNEDGE | NEVADA | 138 | 18 | ZoneN6 | 186
54581 | ENMX12S7 | ALBERTA | 138 | 54 | AIES-Calgary | 586
54579 | ENMX31S7 | ALBERTA | 138 | 54 | AIES-Calgary | 586
54574 | ENMX37S7 | ALBERTA | 138 | 54 | AIES-Calgary | 586
54573 | ENMX38S7 | ALBERTA | 138 | 54 | AIES-Calgary | 586
54572 | ENMX39S7 | ALBERTA | 138 | 54 | AIES-Calgary | 586
54568 | ENMX5S 7 | ALBERTA | 138 | 54 | AIES-Calgary | 586
54567 | ENMX1S 7 | ALBERTA | 138 | 54 | AIES-Calgary | 586
54566 | ENMX20S7 | ALBERTA | 138 | 54 | AIES-Calgary | 586
18685 | ELKHORN | NEVADA | 138 | 18 | ZoneN3 | 183
54561 | ENMX11S7 | ALBERTA | 138 | 54 | AIES-Calgary | 586
54559 | ENMX13S7 | ALBERTA | 138 | 54 | AIES-Calgary | 586
54555 | ENMX14S7 | ALBERTA | 138 | 54 | AIES-Calgary | 586
54551 | ENMX28S7 | ALBERTA | 138 | 54 | AIES-Calgary | 586
54550 | ENMX22S7 | ALBERTA | 138 | 54 | AIES-Calgary | 586
54549 | INLANDCT | ALBERTA | 138 | 54 | AIES-Edmonton | 580
18684 | VILAGE19 | NEVADA | 138 | 18 | ZoneN3 | 183
65245 | CAMERON | PACE | 138 | 65 | UT SIGURD | 657
54548 | ENMX10S7 | ALBERTA | 138 | 54 | AIES-Calgary | 586
54541 | ATP 4R 7 | ALBERTA | 138 | 54 | AIES-Edmonton | 580
54538 | ATP 5R 7 | ALBERTA | 138 | 54 | AIES-Edmonton | 580
54537 | FIBERGL7 | ALBERTA | 138 | 54 | AIES-Edmonton | 580
18677 | SWENSON | NEVADA | 138 | 18 | ZoneN5 | 185
54526 | GENESEE7 | ALBERTA | 138 | 54 | AIES-Lake Wabamun Generation | 560
160109 | DMP_CENTRAL | TEP | 138 | 16 | TEP | 160
54515 | BROADMO7 | ALBERTA | 138 | 54 | AIES-Edmonton | 580
18675 | TROPICAL | NEVADA | 138 | 18 | ZoneN3 | 183
65280 | CARBON | PACE | 138 | 65 | UT CARB PRIC | 656
81985 | mid_81985 | B.C.HYDRO | 138 | 50 | BC HYDRO | 500
54503 | SUMMIT_7 | ALBERTA | 138 | 54 | AIES-Airdrie | 577
54500 | KEEPHIL1 | ALBERTA | 138 | 54 | AIES-Lake Wabamun Generation | 560
54483 | TUCUMAN7 | ALBERTA | 138 | 54 | AIES-Wainwright | 552
54477 | RIBSTON1 | ALBERTA | 138 | 54 | AIES-Hanna | 562
54472 | HORNBECK | ALBERTA | 138 | 54 | AIES-Hinton/Edson | 549
54468 | LEISMER7 | ALBERTA | 138 | 54 | AIES-Fort McMurray | 545
54465 | TIMBRLD7 | ALBERTA | 138 | 54 | AIES-Red Deer | 555
18672 | SPARTA | NEVADA | 138 | 18 | ZoneN3 | 183
54459 | ROSEVAL1 | ALBERTA | 138 | 54 | AIES-Lake Wabamun Generation | 560
18671 | RAILRD | NEVADA | 138 | 18 | ZoneN3 | 183
54444 | SPRINGB7 | ALBERTA | 138 | 54 | AIES-Seebe | 564
54440 | TRUE WEL | ALBERTA | 138 | 54 | AIES-Wetaskiwin | 551
81992 | mid_81992 | B.C.HYDRO | 138 | 50 | BC HYDRO | 500
54437 | TMPL2GA7 | ALBERTA | 138 | 54 | AIES-Lake Wabamun Generation | 560
18669 | ROBINDAL | NEVADA | 138 | 18 | ZoneN6 | 186
65355 | COLUMBIA | PACE | 138 | 65 | UT CARB PRIC | 656
54428 | SPRUCGV7 | ALBERTA | 138 | 54 | AIES-Edmonton | 580
54425 | NOSE CR7 | ALBERTA | 138 | 54 | AIES-Airdrie | 577
54423 | KEEPHIL7 | ALBERTA | 138 | 54 | AIES-Lake Wabamun Generation | 560
18653 | ALLEN | NEVADA | 138 | 18 | ZoneN3 | 183
54417 | WAUP1 | ALBERTA | 138 | 54 | AIES-Athabasca/Lac La Biche | 547
54415 | MARLBOR1 | ALBERTA | 138 | 54 | AIES-Hinton/Edson | 549
54411 | CHEV KG7 | ALBERTA | 138 | 54 | AIES-Fox Creek | 544
54409 | KETTLES | ALBERTA | 138 | 54 | AIES-Fort MacLeod | 573
54406 | CHIN CH7 | ALBERTA | 138 | 54 | AIES-Lethbridge | 574
18652 | FRIAS | NEVADA | 138 | 18 | ZoneN6 | 186
54401 | HAYS 7 | ALBERTA | 138 | 54 | AIES-Vauxhall | 572
54400 | MONARCH7 | ALBERTA | 138 | 54 | AIES-Lethbridge | 574
54399 | BASSAN7 | ALBERTA | 138 | 54 | AIES-Brooks | 567
54398 | BROOKFLD | ALBERTA | 138 | 54 | AIES-Red Deer | 555
54397 | PINEDAL7 | ALBERTA | 138 | 54 | AIES-Hinton/Edson | 549
54395 | NITON 7 | ALBERTA | 138 | 54 | AIES-Hinton/Edson | 549
54393 | DOW HYD7 | ALBERTA | 138 | 54 | AIES-Fort Saskatchewan 2000 | 553
54392 | ALPAC1 | ALBERTA | 138 | 54 | AIES-Athabasca/Lac La Biche | 547
54391 | ALBCHEM7 | ALBERTA | 138 | 54 | AIES-Fort Saskatchewan 2000 | 553
54388 | ELLIS 7 | ALBERTA | 138 | 54 | AIES-Red Deer | 555
54387 | COMINCO7 | ALBERTA | 138 | 54 | AIES-Red Deer | 555
54386 | SHELL EA | ALBERTA | 138 | 54 | AIES-Caroline | 558
18651 | REDROCK | NEVADA | 138 | 18 | ZoneN6 | 186
54384 | UC PRENT | ALBERTA | 138 | 54 | AIES-Red Deer | 555
54383 | JOFFRE 7 | ALBERTA | 138 | 54 | AIES-Red Deer | 555
54382 | SHELL RA | ALBERTA | 138 | 54 | AIES-Caroline | 558
54378 | STELCO 2 | ALBERTA | 138 | 54 | AIES-Edmonton | 580
54374 | BIGSTON7 | ALBERTA | 138 | 54 | AIES-Wetaskiwin | 551
54373 | IPL HAR7 | ALBERTA | 138 | 54 | AIES-Wainwright | 552
54370 | SHELL C7 | ALBERTA | 138 | 54 | AIES-Caroline | 558
18646 | TOMSIK | NEVADA | 138 | 18 | ZoneN6 | 186
54368 | CHEVIOT1 | ALBERTA | 138 | 54 | AIES-Hinton/Edson | 549
54367 | CHINOOK1 | ALBERTA | 138 | 54 | AIES-Lethbridge | 574
54365 | BUFORD 7 | ALBERTA | 138 | 54 | AIES-Wetaskiwin | 551
54362 | EDGERTO7 | ALBERTA | 138 | 54 | AIES-Provost | 557
54360 | STONY P7 | ALBERTA | 138 | 54 | AIES-Lake Wabamun Generation | 560
54359 | ACHESON | ALBERTA | 138 | 54 | AIES-Edmonton | 580
18635 | PROCYON | NEVADA | 138 | 18 | ZoneN3 | 183
54357 | STALBE7 | ALBERTA | 138 | 54 | AIES-Edmonton | 580
54355 | NOVA C27 | ALBERTA | 138 | 54 | AIES-Red Deer | 555
54354 | NOVA C17 | ALBERTA | 138 | 54 | AIES-Red Deer | 555
54344 | WARLOW7 | ALBERTA | 138 | 54 | AIES-Empress | 568
54343 | TABERW1 | ALBERTA | 138 | 54 | AIES-Vauxhall | 572
18634 | GYPSUM | NEVADA | 138 | 18 | ZoneN4 | 184
160108 | DELCERRO | TEP | 138 | 16 | TEP | 160
54334 | SUMMER04 | ALBERTA | 138 | 54 | AIES-Fort MacLeod | 573
54333 | QUENSTWN | ALBERTA | 138 | 54 | AIES-Strathmore/Blackie | 565
54331 | VIOL GR7 | ALBERTA | 138 | 54 | AIES-Drayton Valley | 550
54329 | POCATER7 | ALBERTA | 138 | 54 | AIES-Seebe | 564
54328 | MACLEOD1 | ALBERTA | 138 | 54 | AIES-Fort MacLeod | 573
54326 | COAL VA7 | ALBERTA | 138 | 54 | AIES-Hinton/Edson | 549
18633 | COMMRCE | NEVADA | 138 | 18 | ZoneN4 | 184
54321 | HEARTLAK2 | ALBERTA | 138 | 54 | AIES-Athabasca/Lac La Biche | 547
54320 | CHAPPIC7 | ALBERTA | 138 | 54 | AIES-Medicine Hat | 584
54318 | W CROSSF | ALBERTA | 138 | 54 | AIES-Airdrie | 577
54315 | HUSSAR | ALBERTA | 138 | 54 | AIES-Strathmore/Blackie | 565
54314 | JOSEPH2 | ALBERTA | 138 | 54 | AIES-Fort Saskatchewan 2000 | 553
54312 | E CROSS7 | ALBERTA | 138 | 54 | AIES-Airdrie | 577
18632 | CACTUS | NEVADA | 138 | 18 | ZoneN5 | 185
54310 | SPRAY S | ALBERTA | 138 | 54 | AIES-Seebe | 564
54309 | MCMILLA7 | ALBERTA | 138 | 54 | AIES-Fort McMurray | 545
54308 | FLATLK-2 | ALBERTA | 138 | 54 | AIES-Athabasca/Lac La Biche | 547
18631 | KEEHN | NEVADA | 138 | 18 | ZoneN5 | 185
54304 | PLAMOND7 | ALBERTA | 138 | 54 | AIES-Athabasca/Lac La Biche | 547
54303 | STELCO 1 | ALBERTA | 138 | 54 | AIES-Edmonton | 580
54302 | MARION 7 | ALBERTA | 138 | 54 | AIES-Lake Wabamun Generation | 560
54297 | WAINWRI7 | ALBERTA | 138 | 54 | AIES-Wainwright | 552
54296 | GOOSEL7 | ALBERTA | 138 | 54 | AIES-Fort MacLeod | 573
54294 | TOTHILL1 | ALBERTA | 138 | 54 | AIES-Medicine Hat | 584
54293 | STIRLIN7 | ALBERTA | 138 | 54 | AIES-Glenwood | 575
54292 | JENNER7 | ALBERTA | 138 | 54 | AIES-Empress | 568
18625 | BELTWAY | NEVADA | 138 | 18 | ZoneN5 | 185
54290 | BALZ COG | ALBERTA | 138 | 54 | AIES-Calgary | 586
54286 | ENCHANT7 | ALBERTA | 138 | 54 | AIES-Vauxhall | 572
54285 | BAYMAG | ALBERTA | 138 | 54 | AIES-Seebe | 564
54283 | CANMORE7 | ALBERTA | 138 | 54 | AIES-Seebe | 564
18623 | SINATRA | NEVADA | 138 | 18 | ZoneN5 | 185
54279 | STAVELEY | ALBERTA | 138 | 54 | AIES-Stavely | 569
54277 | WESTFLD7 | ALBERTA | 138 | 54 | AIES-Vauxhall | 572
54276 | W BROOK7 | ALBERTA | 138 | 54 | AIES-Brooks | 567
54275 | TILLEY 7 | ALBERTA | 138 | 54 | AIES-Brooks | 567
54274 | VAUXHAL7 | ALBERTA | 138 | 54 | AIES-Vauxhall | 572
54272 | TABER 7 | ALBERTA | 138 | 54 | AIES-Vauxhall | 572
54271 | BULLS H7 | ALBERTA | 138 | 54 | AIES-Medicine Hat | 584
54270 | SUFFIEL7 | ALBERTA | 138 | 54 | AIES-Medicine Hat | 584
54267 | DOME EM7 | ALBERTA | 138 | 54 | AIES-Empress | 568
54266 | EMPRESA7 | ALBERTA | 138 | 54 | AIES-Empress | 568
54263 | EMP LIQ7 | ALBERTA | 138 | 54 | AIES-Empress | 568
54261 | DOW BUS3 | ALBERTA | 138 | 54 | AIES-Fort Saskatchewan 2000 | 553
18614 | BICENT | NEVADA | 138 | 18 | ZoneN5 | 185
54259 | STRATHM7 | ALBERTA | 138 | 54 | AIES-Strathmore/Blackie | 565
54257 | LIMESTO7 | ALBERTA | 138 | 54 | AIES-Caroline | 558
54256 | BROOKS 7 | ALBERTA | 138 | 54 | AIES-Brooks | 567
54254 | GLEICHE7 | ALBERTA | 138 | 54 | AIES-Strathmore/Blackie | 565
54252 | CARSELA7 | ALBERTA | 138 | 54 | AIES-Strathmore/Blackie | 565
54250 | DUCHESS7 | ALBERTA | 138 | 54 | AIES-Brooks | 567
54249 | 878S | ALBERTA | 138 | 54 | AIES-Peace River | 599
18610 | GILMORE | NEVADA | 138 | 18 | ZoneN3 | 183
54247 | CAVALIER | ALBERTA | 138 | 54 | AIES-Strathmore/Blackie | 565
54244 | VULCAN 7 | ALBERTA | 138 | 54 | AIES-Stavely | 569
54243 | HARTELL7 | ALBERTA | 138 | 54 | AIES-High River | 566
18609 | LONEMTN | NEVADA | 138 | 18 | ZoneN3 | 183
54239 | OKOTOKS7 | ALBERTA | 138 | 54 | AIES-High River | 566
54238 | BLACK D7 | ALBERTA | 138 | 54 | AIES-High River | 566
18604 | CNCOURS | NEVADA | 138 | 18 | ZoneN4 | 184
54234 | CASTRIV1 | ALBERTA | 138 | 54 | AIES-Fort MacLeod | 573
54233 | DRYWOOD7 | ALBERTA | 138 | 54 | AIES-Glenwood | 575
54232 | COLEMAN7 | ALBERTA | 138 | 54 | AIES-Fort MacLeod | 573
54230 | OLDMAN D | ALBERTA | 138 | 54 | AIES-Fort MacLeod | 573
54229 | 170AL-TA | ALBERTA | 138 | 54 | AIES-Fort MacLeod | 573
65505 | EL MONTE | PACE | 138 | 65 | UT OGDEN | 661
54224 | PINCHER7 | ALBERTA | 138 | 54 | AIES-Fort MacLeod | 573
54219 | KILLARN7 | ALBERTA | 138 | 54 | AIES-Provost | 557
65520 | EMMAPARK | PACE | 138 | 65 | UT UINTAH | 670
54216 | BARRIER7 | ALBERTA | 138 | 54 | AIES-Seebe | 564
54215 | TEX.W.P7 | ALBERTA | 138 | 54 | AIES-Drayton Valley | 550
54213 | HAIGRIVE | ALBERTA | 138 | 54 | AIES-Rainbow Lake | 597
160118 | HARRISON | TEP | 138 | 16 | TEP | 160
54209 | BRETONA1 | ALBERTA | 138 | 54 | AIES-Edmonton | 580
54207 | JANET 7 | ALBERTA | 138 | 54 | AIES-Calgary | 586
54205 | AMOCO R7 | ALBERTA | 138 | 54 | AIES-Caroline | 558
54202 | SARCEE 7 | ALBERTA | 138 | 54 | AIES-Calgary | 586
54201 | JUMPPND7 | ALBERTA | 138 | 54 | AIES-Seebe | 564
54200 | UNDRWD7 | ALBERTA | 138 | 54 | AIES-Fort McMurray | 545
54198 | BALZAC 7 | ALBERTA | 138 | 54 | AIES-Calgary | 586
54195 | RUNDLE S | ALBERTA | 138 | 54 | AIES-Seebe | 564
54193 | KANANAS7 | ALBERTA | 138 | 54 | AIES-Seebe | 564
54191 | ANG COCH | ALBERTA | 138 | 54 | AIES-Seebe | 564
65570 | FRANKLIN | PACE | 138 | 65 | ID SPC | 677
54185 | SCOT4_8 | ALBERTA | 138 | 54 | AIES-Fort Saskatchewan 2000 | 553
54180 | GHOST 7 | ALBERTA | 138 | 54 | AIES-Seebe | 564
54179 | MARIANA7 | ALBERTA | 138 | 54 | AIES-Fort McMurray | 545
54177 | AIRDRIE | ALBERTA | 138 | 54 | AIES-Airdrie | 577
54175 | CASCADE7 | ALBERTA | 138 | 54 | AIES-Seebe | 564
54173 | BRETV A7 | ALBERTA | 138 | 54 | AIES-Edmonton | 580
54171 | SEEBE 7 | ALBERTA | 138 | 54 | AIES-Seebe | 564
54170 | COCHRAN7 | ALBERTA | 138 | 54 | AIES-Seebe | 564
54169 | CAN CEM7 | ALBERTA | 138 | 54 | AIES-Seebe | 564
54166 | PEIGAN 7 | ALBERTA | 138 | 54 | AIES-Fort MacLeod | 573
54164 | SAGITAW7 | ALBERTA | 138 | 54 | AIES-Swan Hills | 546
54148 | GAETZ 7 | ALBERTA | 138 | 54 | AIES-Red Deer | 555
65611 | GADSBYGT | PACE | 138 | 65 | UT SALT LAKE | 655
54144 | ALGAR 7 | ALBERTA | 138 | 54 | AIES-Fort McMurray | 545
54142 | KINGMAN7 | ALBERTA | 138 | 54 | AIES-Wetaskiwin | 551
54141 | DALEHUR7 | ALBERTA | 138 | 54 | AIES-Hinton/Edson | 549
54134 | WABAMUN7 | ALBERTA | 138 | 54 | AIES-Lake Wabamun Generation | 560
54132 | SUNDANC7 | ALBERTA | 138 | 54 | AIES-Lake Wabamun Generation | 560
54127 | BEDDING2 | ALBERTA | 138 | 54 | AIES-Calgary | 586
54126 | SHELL H7 | ALBERTA | 138 | 54 | AIES-Didsbury | 559
54125 | YASAA7 | ALBERTA | 138 | 54 | AIES-Edmonton | 580
54124 | HARMATT7 | ALBERTA | 138 | 54 | AIES-Didsbury | 559
65737 | GRNVL138 | PACE | 138 | 65 | UT RED UAMPS | 675
54121 | OLDS 7 | ALBERTA | 138 | 54 | AIES-Didsbury | 559
54120 | INNISFA7 | ALBERTA | 138 | 54 | AIES-Didsbury | 559
54119 | N RED D7 | ALBERTA | 138 | 54 | AIES-Red Deer | 555
54117 | RED DE A | ALBERTA | 138 | 54 | AIES-Red Deer | 555
54115 | S RED DE | ALBERTA | 138 | 54 | AIES-Red Deer | 555
54114 | LACOMBE7 | ALBERTA | 138 | 54 | AIES-Red Deer | 555
65755 | HELPER | PACE | 138 | 65 | UT CARB PRIC | 656
54112 | SUNKEN7 | ALBERTA | 138 | 54 | AIES-Provost | 557
54111 | SANDHIL7 | ALBERTA | 138 | 54 | AIES-Empress | 568
54110 | IPL EDM7 | ALBERTA | 138 | 54 | AIES-Edmonton | 580
54107 | SUNDRE 7 | ALBERTA | 138 | 54 | AIES-Caroline | 558
54106 | DEERLAN7 | ALBERTA | 138 | 54 | AIES-Fort Saskatchewan 2000 | 553
54105 | PIGEON 7 | ALBERTA | 138 | 54 | AIES-Wetaskiwin | 551
65772 | HILLFLD | PACE | 138 | 65 | UT OGDEN | 661
54103 | BIG HOR7 | ALBERTA | 138 | 54 | AIES-Abraham Lake | 554
54101 | COOKING7 | ALBERTA | 138 | 54 | AIES-Edmonton | 580
54100 | ROCKY M7 | ALBERTA | 138 | 54 | AIES-Caroline | 558
65792 | RICHMOND | PACE | 138 | 65 | UT NO UT | 654
54096 | DEVON 7 | ALBERTA | 138 | 54 | AIES-Edmonton | 580
65790 | HORSSHOE | PACE | 138 | 65 | UT TOOELE | 682
65785 | HONEYVIL | PACE | 138 | 65 | UT NO UT | 654
54094 | ERVICK 7 | ALBERTA | 138 | 54 | AIES-Wetaskiwin | 551
54093 | WETASKI7 | ALBERTA | 138 | 54 | AIES-Wetaskiwin | 551
54091 | NISKU 7 | ALBERTA | 138 | 54 | AIES-Edmonton | 580
54089 | E EDMON7 | ALBERTA | 138 | 54 | AIES-Edmonton | 580
54088 | BICKERD7 | ALBERTA | 138 | 54 | AIES-Hinton/Edson | 549
65745 | HALE | PACE | 138 | 65 | UT UTAH VALL | 662
65457 | DG UPLCO | PACE | 138 | 65 | UT UINTAH | 670
54086 | PROVOST7 | ALBERTA | 138 | 54 | AIES-Provost | 557
54085 | MILLAR 7 | ALBERTA | 138 | 54 | AIES-Swan Hills | 546
54083 | RBCUPIL7 | ALBERTA | 138 | 54 | AIES-Rainbow Lake | 597
54082 | CHEVRON7 | ALBERTA | 138 | 54 | AIES-Fox Creek | 544
54080 | BUCKLAK7 | ALBERTA | 138 | 54 | AIES-Drayton Valley | 550
54079 | BUFFALO7 | ALBERTA | 138 | 54 | AIES-Wainwright | 552
65867 | AIR LIQUID | PACE | 138 | 65 | UT SALT LAKE | 655
65880 | KIM CLRK | PACE | 138 | 65 | UT OGDEN | 661
54075 | HUGHEND7 | ALBERTA | 138 | 54 | AIES-Provost | 557
54074 | METIS647 | ALBERTA | 138 | 54 | AIES-Provost | 557
54073 | HARDIST7 | ALBERTA | 138 | 54 | AIES-Wainwright | 552
54072 | JARROW 7 | ALBERTA | 138 | 54 | AIES-Wainwright | 552
54070 | CAMROSE7 | ALBERTA | 138 | 54 | AIES-Wetaskiwin | 551
54069 | IOL 738L | ALBERTA | 138 | 54 | AIES-Edmonton | 580
54067 | BRUDERH7 | ALBERTA | 138 | 54 | AIES-Fort Saskatchewan 2000 | 553
18489 | MTNVIEW_SOLR | NEVADA | 138 | 18 | ZoneN4 | 184
65890 | LAMPO | PACE | 138 | 65 | UT NO UT | 654
54063 | LAMOURE7 | ALBERTA | 138 | 54 | AIES-Fort Saskatchewan 2000 | 553
54062 | SHERRIT7 | ALBERTA | 138 | 54 | AIES-Fort Saskatchewan 2000 | 553
54061 | DOW CHEM | ALBERTA | 138 | 54 | AIES-Fort Saskatchewan 2000 | 553
65888 | GOLDRUSH | PACE | 138 | 65 | UT NO UT | 654
54059 | REDWATE7 | ALBERTA | 138 | 54 | AIES-Fort Saskatchewan 2000 | 553
54058 | FORT SA7 | ALBERTA | 138 | 54 | AIES-Fort Saskatchewan 2000 | 553
54056 | IPPL ED7 | ALBERTA | 138 | 54 | AIES-Edmonton | 580
54055 | GULF OI7 | ALBERTA | 138 | 54 | AIES-Edmonton | 580
54053 | SANDYPT7 | ALBERTA | 138 | 54 | AIES-Empress | 568
54052 | BLUERIDG | ALBERTA | 138 | 54 | AIES-Swan Hills | 546
54050 | RIVERSID | ALBERTA | 138 | 54 | AIES-Fort Saskatchewan 2000 | 553
54049 | KEYSTON7 | ALBERTA | 138 | 54 | AIES-Drayton Valley | 550
54048 | DIAM SH7 | ALBERTA | 138 | 54 | AIES-Fort Saskatchewan 2000 | 553
54045 | ROSS CRK | ALBERTA | 138 | 54 | AIES-Fort Saskatchewan 2000 | 553
54044 | FT ASBN7 | ALBERTA | 138 | 54 | AIES-Lake Wabamun Generation | 560
54043 | SCOT4_7 | ALBERTA | 138 | 54 | AIES-Fort Saskatchewan 2000 | 553
65937 | MEADOWBR | PACE | 138 | 65 | UT SALT LAKE | 655
54041 | N BARRH7 | ALBERTA | 138 | 54 | AIES-Lake Wabamun Generation | 560
54040 | N CALDE7 | ALBERTA | 138 | 54 | AIES-Edmonton | 580
54039 | CYNTHIA7 | ALBERTA | 138 | 54 | AIES-Drayton Valley | 550
54038 | BRAZ OUT | ALBERTA | 138 | 54 | AIES-Drayton Valley | 550
54037 | HRT EXP7 | ALBERTA | 138 | 54 | AIES-Wainwright | 552
54036 | BRAZEAU7 | ALBERTA | 138 | 54 | AIES-Drayton Valley | 550
54035 | LODGEPO7 | ALBERTA | 138 | 54 | AIES-Drayton Valley | 550
54026 | ENTWIST7 | ALBERTA | 138 | 54 | AIES-Lake Wabamun Generation | 560
54021 | WESGEN 7 | ALBERTA | 138 | 54 | AIES-Athabasca/Lac La Biche | 547
541760 | NOVA TP2 | ALBERTA | 138 | 54 | AIES-Red Deer | 555
54019 | WESGEN T | ALBERTA | 138 | 54 | AIES-Athabasca/Lac La Biche | 547
54018 | GULF RO7 | ALBERTA | 138 | 54 | AIES-Hinton/Edson | 549
54017 | COLD CR7 | ALBERTA | 138 | 54 | AIES-Hinton/Edson | 549
65947 | MIDLAND | PACE | 138 | 65 | UT OGDEN | 661
54015 | MTN COA7 | ALBERTA | 138 | 54 | AIES-Hinton/Edson | 549
54013 | KAYBOB 7 | ALBERTA | 138 | 54 | AIES-Fox Creek | 544
54012 | FOX CREE | ALBERTA | 138 | 54 | AIES-Fox Creek | 544
54009 | WHITECO7 | ALBERTA | 138 | 54 | AIES-Swan Hills | 546
54008 | WHCTIND7 | ALBERTA | 138 | 54 | AIES-Swan Hills | 546
54007 | BOYLE 7 | ALBERTA | 138 | 54 | AIES-Athabasca/Lac La Biche | 547
54005 | CLYDE 7 | ALBERTA | 138 | 54 | AIES-Athabasca/Lac La Biche | 547
65812 | HORSHOE SOL | PACE | 138 | 65 | UT TOOELE | 682
54003 | COLINTO7 | ALBERTA | 138 | 54 | AIES-Athabasca/Lac La Biche | 547
54002 | MAYERTH | ALBERTA | 138 | 54 | AIES-Lake Wabamun Generation | 560
65952 | HEYS | PACE | 138 | 65 | UT CARB PRIC | 656
55367 | VEGREVL7 | ALBERTA | 138 | 54 | AIES-Vegreville | 576
65963 | MATHN SVC | PACE | 138 | 65 | UT CARB PRIC | 656
53994 | mid_53994 | FORTISBC | 138 | 52 | S OKAN | 523
65999 | HOUWELING | PACE | 138 | 65 | UT CLOVER | 683
66001 | CLOVERT2 | PACE | 138 | 65 | UT CLOVER | 683
549013 | VISTA-07 | ALBERTA | 138 | 54 | AIES-Hinton/Edson | 549
66015 | MOUND SW | PACE | 138 | 65 | UT CARB PRIC | 656
66070 | NEBO | PACE | 138 | 65 | UT CLOVER | 683
52325 | BWS 138 | FORTISBC | 138 | 52 | OKANAGAN | 524
549023 | MHS-2A | ALBERTA | 138 | 54 | AIES-Medicine Hat | 584
66131 | ONEIDA TAP | PACE | 138 | 65 | ID SPC | 677
52315 | BEV 138 | FORTISBC | 138 | 52 | OKANAGAN | 524
52314 | OKM 138 | FORTISBC | 138 | 52 | OKANAGAN | 524
52313 | HOL 138 | FORTISBC | 138 | 52 | OKANAGAN | 524
52309 | SAU 138 | FORTISBC | 138 | 52 | OKANAGAN | 524
52308 | REC 138 | FORTISBC | 138 | 52 | OKANAGAN | 524
52307 | GLE 138 | FORTISBC | 138 | 52 | OKANAGAN | 524
52306 | SEX 138 | FORTISBC | 138 | 52 | OKANAGAN | 524
52304 | DGB 138 | FORTISBC | 138 | 52 | OKANAGAN | 524
52303 | BLK 138 | FORTISBC | 138 | 52 | OKANAGAN | 524
52300 | LEE 138 | FORTISBC | 138 | 52 | OKANAGAN | 524
52292 | ELL 138 | FORTISBC | 138 | 52 | OKANAGAN | 524
52291 | DUC 138 | FORTISBC | 138 | 52 | OKANAGAN | 524
52235 | BCG 138 | FORTISBC | 138 | 52 | S OKAN | 523
52230 | HED 138 | FORTISBC | 138 | 52 | S OKAN | 523
52229 | KER 138 | FORTISBC | 138 | 52 | S OKAN | 523
18395 | SNWALAMB2 | NEVADA | 138 | 18 | ZoneN3 | 183
52228 | BEN 138 | FORTISBC | 138 | 52 | S OKAN | 523
52226 | PRI 138 | FORTISBC | 138 | 52 | S OKAN | 523
160120 | IRVINGTON | TEP | 138 | 16 | TEP | 160
18295 | VNETIAN | NEVADA | 138 | 18 | ZoneN5 | 185
51841 | PBL 384P | B.C.HYDRO | 138 | 50 | BC HYDRO | 500
18293 | SNWALAMB1 | NEVADA | 138 | 18 | ZoneN3 | 183
51788 | BKL 220H2 | B.C.HYDRO | 138 | 50 | BC HYDRO | 500
51786 | BKL 220H1 | B.C.HYDRO | 138 | 50 | BC HYDRO | 500
51785 | LLD 138 | B.C.HYDRO | 138 | 50 | BC HYDRO | 500
18292 | ANTHEM | NEVADA | 138 | 18 | ZoneN5 | 185
51769 | PPS 1B1 | B.C.HYDRO | 138 | 50 | BC HYDRO | 500
66207 | PARRI TAP A | PACE | 138 | 65 | UT OGDEN | 661
18119 | WINTERWD | NEVADA | 138 | 18 | ZoneN4 | 184
160126 | MARANA | TEP | 138 | 16 | TEP | 160
66232 | HATCH | PACE | 138 | 65 | UT MOAB PINT | 676
51684 | KIS 138 | B.C.HYDRO | 138 | 50 | BC HYDRO | 500
18118 | WIGWAM | NEVADA | 138 | 18 | ZoneN5 | 185
51673 | AFN 204P | B.C.HYDRO | 138 | 50 | BC HYDRO | 500
18117 | WESTSIDE | NEVADA | 138 | 18 | ZoneN3 | 183
66275 | RAILRDPP | PACE | 138 | 65 | WY NAUGHTON | 660
18116 | WASHBURN | NEVADA | 138 | 18 | ZoneN3 | 183
51639 | SEP 377P | B.C.HYDRO | 138 | 50 | BC HYDRO | 500
51634 | SEP 138 | B.C.HYDRO | 138 | 50 | BC HYDRO | 500
51633 | NL2 138 | B.C.HYDRO | 138 | 50 | BC HYDRO | 500
18115 | WARMSPR | NEVADA | 138 | 18 | ZoneN5 | 185
51631 | NL5 138 | B.C.HYDRO | 138 | 50 | BC HYDRO | 500
51591 | BET 138 | B.C.HYDRO | 138 | 50 | BC HYDRO | 500
66297 | RIVER | PACE | 138 | 65 | UT RED UAMPS | 675
51588 | BNC 138 | B.C.HYDRO | 138 | 50 | BC HYDRO | 500
51587 | KCH 138 | B.C.HYDRO | 138 | 50 | BC HYDRO | 500
51574 | TPW 138 | B.C.HYDRO | 138 | 50 | BC HYDRO | 500
51570 | BMW 138 | B.C.HYDRO | 138 | 50 | BC HYDRO | 500
51553 | KWL 138 | B.C.HYDRO | 138 | 50 | BC HYDRO | 500
51552 | TPA 138 | B.C.HYDRO | 138 | 50 | BC HYDRO | 500
51551 | SKK 138 | B.C.HYDRO | 138 | 50 | BC HYDRO | 500
18110 | TENAYA | NEVADA | 138 | 18 | ZoneN3 | 183
51549 | FRE 138 | B.C.HYDRO | 138 | 50 | BC HYDRO | 500
51548 | USR 138 | B.C.HYDRO | 138 | 50 | BC HYDRO | 500
51547 | LMN 138 | B.C.HYDRO | 138 | 50 | BC HYDRO | 500
51540 | LMN 1P | B.C.HYDRO | 138 | 50 | BC HYDRO | 500
18109 | SUZANNE | NEVADA | 138 | 18 | ZoneN5 | 185
51512 | KWD 138 | B.C.HYDRO | 138 | 50 | BC HYDRO | 500
51492 | CPL 225P | B.C.HYDRO | 138 | 50 | BC HYDRO | 500
51491 | CPL 138 | B.C.HYDRO | 138 | 50 | BC HYDRO | 500
51482 | MEZ 381P | B.C.HYDRO | 138 | 50 | BC HYDRO | 500
18108 | SUNRISE | NEVADA | 138 | 18 | ZoneN4 | 184
160131 | NORTH_EAST_W | TEP | 138 | 16 | TEP | 160
51481 | AYH 387P | B.C.HYDRO | 138 | 50 | BC HYDRO | 500
51475 | STM 243P | B.C.HYDRO | 138 | 50 | BC HYDRO | 500
51474 | STM 138 | B.C.HYDRO | 138 | 50 | BC HYDRO | 500
51471 | REG 138 | B.C.HYDRO | 138 | 50 | BC HYDRO | 500
51457 | FPS 211P | B.C.HYDRO | 138 | 50 | BC HYDRO | 500
18107 | SUMMERLN | NEVADA | 138 | 18 | ZoneN3 | 183
51456 | FPS 138 | B.C.HYDRO | 138 | 50 | BC HYDRO | 500
51455 | FOX 1B1 | B.C.HYDRO | 138 | 50 | BC HYDRO | 500
66375 | SMITHFIE | PACE | 138 | 65 | UT NO UT | 654
51453 | FOX 364P | B.C.HYDRO | 138 | 50 | BC HYDRO | 500
51452 | FOX 1B3 | B.C.HYDRO | 138 | 50 | BC HYDRO | 500
51446 | BLP 210P | B.C.HYDRO | 138 | 50 | BC HYDRO | 500
66386 | LSTCANYONPMP | PACE | 138 | 65 | UT PARK CITY | 681
51445 | BLP 138 | B.C.HYDRO | 138 | 50 | BC HYDRO | 500
66398 | GRAPHITE SOL | PACE | 138 | 65 | UT CARB PRIC | 656
18106 | STRIP | NEVADA | 138 | 18 | ZoneN5 | 185
51401 | SLO 367P | B.C.HYDRO | 138 | 50 | BC HYDRO | 500
18104 | SPENCER | NEVADA | 138 | 18 | ZoneN5 | 185
51396 | SLO 138 | B.C.HYDRO | 138 | 50 | BC HYDRO | 500
51394 | PRS 138 | B.C.HYDRO | 138 | 50 | BC HYDRO | 500
51301 | CWD 1B2 | B.C.HYDRO | 138 | 50 | BC HYDRO | 500
51550 | DGL 138 | B.C.HYDRO | 138 | 50 | BC HYDRO | 500
18103 | LINCOLN | NEVADA | 138 | 18 | ZoneN4 | 184
55387 | KITSCOT7 | ALBERTA | 138 | 54 | AIES-Lloydminster | 593
18102 | SNOW MTN | NEVADA | 138 | 18 | ZoneN3 | 183
66425 | STR 204 | PACE | 138 | 65 | WY NAUGHTON | 660
18101 | REGENA | NEVADA | 138 | 18 | ZoneN5 | 185
51172 | BLE 211P | B.C.HYDRO | 138 | 50 | BC HYDRO | 500
66455 | KCCBINGH | PACE | 138 | 65 | UT SALT LAKE | 655
51579 | BMT 138 | B.C.HYDRO | 138 | 50 | BC HYDRO | 500
66441 | SUMM CRK | PACE | 138 | 65 | UT CLOVER | 683
66483 | WEST POINT | PACE | 138 | 65 | UT OGDEN | 661
51120 | TIL 201P | B.C.HYDRO | 138 | 50 | BC HYDRO | 500
51119 | TIL 138 | B.C.HYDRO | 138 | 50 | BC HYDRO | 500
18100 | SHADOW | NEVADA | 138 | 18 | ZoneN3 | 183
18114 | VEGAS | NEVADA | 138 | 18 | ZoneN3 | 183
51111 | EWL 138 | B.C.HYDRO | 138 | 50 | BC HYDRO | 500
51632 | NL3 138 | B.C.HYDRO | 138 | 50 | BC HYDRO | 500
51105 | RVG 138 | B.C.HYDRO | 138 | 50 | BC HYDRO | 500
66420 | STGEORGE | PACE | 138 | 65 | UT RED PAC | 687
26285 | RS-H JUNC | LADWP | 138 | 26 | LA BASIN | 281
51093 | MEZ 138 | B.C.HYDRO | 138 | 50 | BC HYDRO | 500
51088 | BLE 138 | B.C.HYDRO | 138 | 50 | BC HYDRO | 500
18097 | SAGUARO | NEVADA | 138 | 18 | ZoneN5 | 185
51063 | MWN 365P | B.C.HYDRO | 138 | 50 | BC HYDRO | 500
26284 | RS-K JUNC | LADWP | 138 | 26 | LA BASIN | 281
51050 | LNL 138 | B.C.HYDRO | 138 | 50 | BC HYDRO | 500
26282 | NICHOLS | LADWP | 138 | 26 | LA BASIN | 281
18094 | RUSSELL | NEVADA | 138 | 18 | ZoneN5 | 185
51045 | AFN 138 | B.C.HYDRO | 138 | 50 | BC HYDRO | 500
51035 | DUG 219P | B.C.HYDRO | 138 | 50 | BC HYDRO | 500
549034 | HOLSOM_1 | ALBERTA | 138 | 54 | AIES-Medicine Hat | 584
18093 | AVERA | NEVADA | 138 | 18 | ZoneN6 | 186
51011 | TBN 138 | B.C.HYDRO | 138 | 50 | BC HYDRO | 500
51009 | NHS 138 | B.C.HYDRO | 138 | 50 | BC HYDRO | 500
51008 | EQU 138 | B.C.HYDRO | 138 | 50 | BC HYDRO | 500
51007 | EQU 393P | B.C.HYDRO | 138 | 50 | BC HYDRO | 500
18091 | RADAR | NEVADA | 138 | 18 | ZoneN3 | 183
50929 | TOK 138 | B.C.HYDRO | 138 | 50 | BC HYDRO | 500
50910 | RVS 138 | B.C.HYDRO | 138 | 50 | BC HYDRO | 500
50909 | LU2 201P | B.C.HYDRO | 138 | 50 | BC HYDRO | 500
18090 | QUAIL | NEVADA | 138 | 18 | ZoneN5 | 185
55954 | 768S_HV | ALBERTA | 138 | 54 | AIES-Hanna | 562
50908 | ARM 1B2 | B.C.HYDRO | 138 | 50 | BC HYDRO | 500
50902 | BDM 244P | B.C.HYDRO | 138 | 50 | BC HYDRO | 500
66602 | GOGGIN B | PACE | 138 | 65 | UT SALT LAKE | 655
50901 | LF2 209P | B.C.HYDRO | 138 | 50 | BC HYDRO | 500
50899 | ABA 225P | B.C.HYDRO | 138 | 50 | BC HYDRO | 500
18089 | POLARIS | NEVADA | 138 | 18 | ZoneN5 | 185
50898 | CLW 210P | B.C.HYDRO | 138 | 50 | BC HYDRO | 500
50897 | DFD 210P | B.C.HYDRO | 138 | 50 | BC HYDRO | 500
160122 | IRVMID4 | TEP | 138 | 16 | TEP | 160
18088 | PECOS | NEVADA | 138 | 18 | ZoneN3 | 183
50850 | SRS 1B3 | B.C.HYDRO | 138 | 50 | BC HYDRO | 500
50833 | LCC 274P | B.C.HYDRO | 138 | 50 | BC HYDRO | 500
50832 | GRH 274P | B.C.HYDRO | 138 | 50 | BC HYDRO | 500
66638 | WOGDN NT | PACE | 138 | 65 | UT OGDEN | 661
50830 | BCK 274P | B.C.HYDRO | 138 | 50 | BC HYDRO | 500
50829 | EFT 274P | B.C.HYDRO | 138 | 50 | BC HYDRO | 500
66645 | WALLBURG | PACE | 138 | 65 | UT PARK CITY | 681
50828 | LU2 1B1 | B.C.HYDRO | 138 | 50 | BC HYDRO | 500
18087 | PEBBLE | NEVADA | 138 | 18 | ZoneN5 | 185
18086 | PEACE | NEVADA | 138 | 18 | ZoneN6 | 186
50781 | NTL 1B2 | B.C.HYDRO | 138 | 50 | BC HYDRO | 500
50780 | LCC 1T4/6 | B.C.HYDRO | 138 | 50 | BC HYDRO | 500
50779 | GRH 138 | B.C.HYDRO | 138 | 50 | BC HYDRO | 500
50778 | FRO 138 | B.C.HYDRO | 138 | 50 | BC HYDRO | 500
50777 | EFD 138 | B.C.HYDRO | 138 | 50 | BC HYDRO | 500
50776 | NTL 138 | B.C.HYDRO | 138 | 50 | BC HYDRO | 500
18084 | NWEST | NEVADA | 138 | 18 | ZoneN3 | 183
50729 | PRI 251P | B.C.HYDRO | 138 | 50 | BC HYDRO | 500
50726 | TMT 204P | B.C.HYDRO | 138 | 50 | BC HYDRO | 500
18082 | NCA1 | NEVADA | 138 | 18 | ZoneN4 | 184
26262 | SCA PS | LADWP | 138 | 26 | LA BASIN | 281
18081 | MILLER | NEVADA | 138 | 18 | ZoneN3 | 183
26261 | HALLDALE-E | LADWP | 138 | 26 | LA BASIN | 281
50688 | DFD 138 | B.C.HYDRO | 138 | 50 | BC HYDRO | 500
50687 | ABA 138 | B.C.HYDRO | 138 | 50 | BC HYDRO | 500
26260 | HALLDALE-C | LADWP | 138 | 26 | LA BASIN | 281
50686 | SCO 138 | B.C.HYDRO | 138 | 50 | BC HYDRO | 500
50685 | STL 55P | B.C.HYDRO | 138 | 50 | BC HYDRO | 500
18080 | MICHAEL | NEVADA | 138 | 18 | ZoneN3 | 183
50684 | HVC 55P | B.C.HYDRO | 138 | 50 | BC HYDRO | 500
50683 | STL 138 | B.C.HYDRO | 138 | 50 | BC HYDRO | 500
26259 | HAL ADUM | LADWP | 138 | 26 | LA SUB-TRANS | 285
55318 | 7LA24_TP | ALBERTA | 138 | 54 | AIES-Cold Lake | 548
50682 | HVC 138U | B.C.HYDRO | 138 | 50 | BC HYDRO | 500
50681 | HLD 138 | B.C.HYDRO | 138 | 50 | BC HYDRO | 500
50680 | VLM 138 | B.C.HYDRO | 138 | 50 | BC HYDRO | 500
50679 | BLU 138 | B.C.HYDRO | 138 | 50 | BC HYDRO | 500
26255 | HAR1314G | LADWP | 138 | 26 | LA BASIN | 281
67002 | 126TH SO | PACE | 138 | 65 | UT SALT LAKE | 655
50678 | AVO 138 | B.C.HYDRO | 138 | 50 | BC HYDRO | 500
50677 | TMM 138 | B.C.HYDRO | 138 | 50 | BC HYDRO | 500
18077 | LVCOGEN | NEVADA | 138 | 18 | ZoneN1 | 181
50676 | VBY 138 | B.C.HYDRO | 138 | 50 | BC HYDRO | 500
50675 | CLW 138 | B.C.HYDRO | 138 | 50 | BC HYDRO | 500
26254 | HAR1112G | LADWP | 138 | 26 | LA BASIN | 281
50674 | BAR 138 | B.C.HYDRO | 138 | 50 | BC HYDRO | 500
50673 | HFY 138 | B.C.HYDRO | 138 | 50 | BC HYDRO | 500
50672 | BKL 138 | B.C.HYDRO | 138 | 50 | BC HYDRO | 500
50670 | WEY 138 | B.C.HYDRO | 138 | 50 | BC HYDRO | 500
26253 | HARB 2 HI | LADWP | 138 | 26 | LA BASIN | 281
50669 | DUG 138 | B.C.HYDRO | 138 | 50 | BC HYDRO | 500
50668 | LF2 138 | B.C.HYDRO | 138 | 50 | BC HYDRO | 500
52310 | SPR 50L-55L | FORTISBC | 138 | 52 | OKANAGAN | 524
50667 | CHS 1B1 | B.C.HYDRO | 138 | 50 | BC HYDRO | 500
50666 | STO 1B1 | B.C.HYDRO | 138 | 50 | BC HYDRO | 500
18075 | LORENZI | NEVADA | 138 | 18 | ZoneN3 | 183
50665 | SAM 138 | B.C.HYDRO | 138 | 50 | BC HYDRO | 500
52319 | JOR 138 | FORTISBC | 138 | 52 | OKANAGAN | 524
50664 | END 1B1 | B.C.HYDRO | 138 | 50 | BC HYDRO | 500
50663 | ARM 1B1 | B.C.HYDRO | 138 | 50 | BC HYDRO | 500
52426 | MAS 138 | FORTISBC | 138 | 52 | S OKAN | 523
50662 | LU2 1B2 | B.C.HYDRO | 138 | 50 | BC HYDRO | 500
67064 | CARLISLE | PACE | 138 | 65 | UT SALT LAKE | 655
50661 | MON 138 | B.C.HYDRO | 138 | 50 | BC HYDRO | 500
50660 | WGS 138 | B.C.HYDRO | 138 | 50 | BC HYDRO | 500
50659 | BDM 138 | B.C.HYDRO | 138 | 50 | BC HYDRO | 500
50658 | WBK 1B2 | B.C.HYDRO | 138 | 50 | BC HYDRO | 500
18073 | IS TAP | NEVADA | 138 | 18 | ZoneN3 | 183
50657 | TMT 138 | B.C.HYDRO | 138 | 50 | BC HYDRO | 500
50656 | SVA 138 | B.C.HYDRO | 138 | 50 | BC HYDRO | 500
67077 | CHRYWOOD | PACE | 138 | 65 | UT UTAH VALL | 662
50655 | VVW 138 | B.C.HYDRO | 138 | 50 | BC HYDRO | 500
50654 | VNT 138 | B.C.HYDRO | 138 | 50 | BC HYDRO | 500
50653 | NIC 138 | B.C.HYDRO | 138 | 50 | BC HYDRO | 500
18072 | IRONMTN | NEVADA | 138 | 18 | ZoneN3 | 183
67045 | BRIDGLND | PACE | 138 | 65 | UT NO UT | 654
50607 | MCM 375P | B.C.HYDRO | 138 | 50 | BC HYDRO | 500
50603 | PPS 364P | B.C.HYDRO | 138 | 50 | BC HYDRO | 500
50602 | BRN 384P | B.C.HYDRO | 138 | 50 | BC HYDRO | 500
18071 | IND SPR | NEVADA | 138 | 18 | ZoneN3 | 183
18069 | HUALPAI | NEVADA | 138 | 18 | ZoneN3 | 183
67125 | EAGLEMTN | PACE | 138 | 65 | UT UTAH VALL | 662
67149 | VINEYARD | PACE | 138 | 65 | UT UTAH VALL | 662
18068 | HIGHLAND | NEVADA | 138 | 18 | ZoneN4 | 184
50539 | MCM 138 | B.C.HYDRO | 138 | 50 | BC HYDRO | 500
67191 | GRANTSVILLE | PACE | 138 | 65 | UT TOOELE | 682
50538 | NGL 138 | B.C.HYDRO | 138 | 50 | BC HYDRO | 500
50537 | TAY 138 | B.C.HYDRO | 138 | 50 | BC HYDRO | 500
50536 | FBO 138 | B.C.HYDRO | 138 | 50 | BC HYDRO | 500
50535 | TXB 138 | B.C.HYDRO | 138 | 50 | BC HYDRO | 500
18067 | HAVEN | NEVADA | 138 | 18 | ZoneN5 | 185
67131 | STR 256 A | PACE | 138 | 65 | UT OGDEN | 661
54004 | WESTLOC7 | ALBERTA | 138 | 54 | AIES-Athabasca/Lac La Biche | 547
50534 | FCC 138 | B.C.HYDRO | 138 | 50 | BC HYDRO | 500
50531 | BAB 138 | B.C.HYDRO | 138 | 50 | BC HYDRO | 500
50530 | TPY 138 | B.C.HYDRO | 138 | 50 | BC HYDRO | 500
50529 | MGP 138 | B.C.HYDRO | 138 | 50 | BC HYDRO | 500
50528 | DAW 138 | B.C.HYDRO | 138 | 50 | BC HYDRO | 500
50527 | PPS 1B2 | B.C.HYDRO | 138 | 50 | BC HYDRO | 500
50526 | CWD 1B1 | B.C.HYDRO | 138 | 50 | BC HYDRO | 500
54016 | FLATBUS7 | ALBERTA | 138 | 54 | AIES-Athabasca/Lac La Biche | 547
50525 | BRN 138 | B.C.HYDRO | 138 | 50 | BC HYDRO | 500
18066 | WILSON | NEVADA | 138 | 18 | ZoneN5 | 185
67198 | HEBERTAP | PACE | 138 | 65 | UT PARK CITY | 681
54020 | EDSON 7 | ALBERTA | 138 | 54 | AIES-Hinton/Edson | 549
50524 | PBL 138 | B.C.HYDRO | 138 | 50 | BC HYDRO | 500
50523 | MWN 138 | B.C.HYDRO | 138 | 50 | BC HYDRO | 500
50522 | MFE 138 | B.C.HYDRO | 138 | 50 | BC HYDRO | 500
54031 | FINCAST7 | ALBERTA | 138 | 54 | AIES-Vauxhall | 572
50521 | SVY 138 | B.C.HYDRO | 138 | 50 | BC HYDRO | 500
67214 | LEHI ASH | PACE | 138 | 65 | UT UTAH VALL | 662
50520 | GLN 138 | B.C.HYDRO | 138 | 50 | BC HYDRO | 500
50519 | KDS 138 | B.C.HYDRO | 138 | 50 | BC HYDRO | 500
18064 | GRN VAL | NEVADA | 138 | 18 | ZoneN5 | 185
50518 | FJN 138 | B.C.HYDRO | 138 | 50 | BC HYDRO | 500
50517 | GMS 138 | B.C.HYDRO | 138 | 50 | BC HYDRO | 500
54042 | AMOCO BR | ALBERTA | 138 | 54 | AIES-Drayton Valley | 550
18063 | FAULKNER | NEVADA | 138 | 18 | ZoneN5 | 185
50454 | WNR 138 | B.C.HYDRO | 138 | 50 | BC HYDRO | 500
50453 | STW 138 | B.C.HYDRO | 138 | 50 | BC HYDRO | 500
54047 | SHERWOO7 | ALBERTA | 138 | 54 | AIES-Edmonton | 580
50452 | AYH 138 | B.C.HYDRO | 138 | 50 | BC HYDRO | 500
50451 | HML 138 | B.C.HYDRO | 138 | 50 | BC HYDRO | 500
50450 | HUS 138 | B.C.HYDRO | 138 | 50 | BC HYDRO | 500
54051 | W PEMBI7 | ALBERTA | 138 | 54 | AIES-Drayton Valley | 550
50449 | SRS 1B5 | B.C.HYDRO | 138 | 50 | BC HYDRO | 500
50448 | HZN 138 | B.C.HYDRO | 138 | 50 | BC HYDRO | 500
18062 | GARCES | NEVADA | 138 | 18 | ZoneN4 | 184
50447 | TKW 138 | B.C.HYDRO | 138 | 50 | BC HYDRO | 500
50446 | SKA 138 | B.C.HYDRO | 138 | 50 | BC HYDRO | 500
18061 | TOLSON | NEVADA | 138 | 18 | ZoneN5 | 185
18059 | FORD | NEVADA | 138 | 18 | ZoneN5 | 185
54060 | BEAMER 7 | ALBERTA | 138 | 54 | AIES-Fort Saskatchewan 2000 | 553
50380 | TM2 138 | B.C.HYDRO | 138 | 50 | BC HYDRO | 500
50379 | TM2 204P | B.C.HYDRO | 138 | 50 | BC HYDRO | 500
18058 | ELCAPTAN | NEVADA | 138 | 18 | ZoneN3 | 183
54064 | BANFF 7 | ALBERTA | 138 | 54 | AIES-Seebe | 564
54065 | BARDO 7 | ALBERTA | 138 | 54 | AIES-Wetaskiwin | 551
54066 | IOL 737L | ALBERTA | 138 | 54 | AIES-Edmonton | 580
67269 | BECK STREET | PACE | 138 | 65 | UT SALT LAKE | 655
54068 | N HOLDE7 | ALBERTA | 138 | 54 | AIES-Vegreville | 576
67261 | N.CASTLE | PACE | 138 | 65 | UT SIGURD | 657
67288 | PAINTER TAP | PACE | 138 | 65 | WY NAUGHTON | 660
26102 | VALLEY | LADWP | 138 | 26 | LA BASIN | 281
160140 | ROBERTS | TEP | 138 | 16 | TEP | 160
18057 | MCDONLD | NEVADA | 138 | 18 | ZoneN6 | 186
18056 | DURANGO | NEVADA | 138 | 18 | ZoneN6 | 186
54076 | IPPL ST7 | ALBERTA | 138 | 54 | AIES-Vegreville | 576
54078 | SEDGEWI7 | ALBERTA | 138 | 54 | AIES-Wainwright | 552
26096 | TAP 2 | LADWP | 138 | 26 | LA BASIN | 281
26095 | TAP 1 | LADWP | 138 | 26 | LA BASIN | 281
50335 | BKP 138 | B.C.HYDRO | 138 | 50 | BC HYDRO | 500
18054 | DECATUR | NEVADA | 138 | 18 | ZoneN6 | 186
26092 | TARZANA | LADWP | 138 | 26 | LA BASIN | 281
26091 | HARBOR | LADWP | 138 | 26 | LA BASIN | 281
18053 | CRAIG | NEVADA | 138 | 18 | ZoneN4 | 184
67319 | QUARRYTP | PACE | 138 | 65 | UT SALT LAKE | 655
26089 | AIRPORT | LADWP | 138 | 26 | LA BASIN | 281
26088 | OLYMPCLD | LADWP | 138 | 26 | LA BASIN | 281
18052 | LEAVITT | NEVADA | 138 | 18 | ZoneN3 | 183
67335 | ROCKYPTT | PACE | 138 | 65 | UT NO UT | 654
160145 | SONORAN | TEP | 138 | 16 | TEP | 160
50302 | BKP 210P | B.C.HYDRO | 138 | 50 | BC HYDRO | 500
50269 | KPS 138 | B.C.HYDRO | 138 | 50 | BC HYDRO | 500
54095 | PONOKA 7 | ALBERTA | 138 | 54 | AIES-Wetaskiwin | 551
50259 | KPS 251P | B.C.HYDRO | 138 | 50 | BC HYDRO | 500
54097 | ECKVILL7 | ALBERTA | 138 | 54 | AIES-Red Deer | 555
54098 | RIMBEY 7 | ALBERTA | 138 | 54 | AIES-Red Deer | 555
54099 | BENALTO7 | ALBERTA | 138 | 54 | AIES-Red Deer | 555
26085 | HOLYWDLD | LADWP | 138 | 26 | LA BASIN | 281
18050 | COLDCREK | NEVADA | 138 | 18 | ZoneN3 | 183
26084 | HOLYWD2 | LADWP | 138 | 26 | LA BASIN | 281
54104 | STRACHA7 | ALBERTA | 138 | 54 | AIES-Caroline | 558
67346 | SARATOGT | PACE | 138 | 65 | UT UTAH VALL | 662
26083 | HOLYWD1 | LADWP | 138 | 26 | LA BASIN | 281
67391 | SUNRSPP | PACE | 138 | 65 | UT SALT LAKE | 655
18049 | CLAYMONT | NEVADA | 138 | 18 | ZoneN5 | 185
18048 | CLARK | NEVADA | 138 | 18 | ZoneN1 | 181
67465 | WALNUTGR | PACE | 138 | 65 | UT OGDEN | 661
67436 | WC INLET | PACE | 138 | 65 | WY NAUGHTON | 660
54113 | BLACKFA7 | ALBERTA | 138 | 54 | AIES-Red Deer | 555
67509 | UNIV ETP | PACE | 138 | 65 | UT SALT LAKE | 655
18047 | CHEYENNE | NEVADA | 138 | 18 | ZoneN3 | 183
26077 | TOLUCA | LADWP | 138 | 26 | LA BASIN | 281
54118 | RED DE B | ALBERTA | 138 | 54 | AIES-Red Deer | 555
18045 | CANYON | NEVADA | 138 | 18 | ZoneN3 | 183
26076 | FAIRFAX | LADWP | 138 | 26 | LA BASIN | 281
26075 | WLMNTNLD | LADWP | 138 | 26 | LA BASIN | 281
54122 | MADDEN 7 | ALBERTA | 138 | 54 | AIES-Didsbury | 559
18044 | CAESARS | NEVADA | 138 | 18 | ZoneN5 | 185
26073 | WLMNTN | LADWP | 138 | 26 | LA BASIN | 281
18043 | CABANA | NEVADA | 138 | 18 | ZoneN5 | 185
18042 | BURNHAM | NEVADA | 138 | 18 | ZoneN5 | 185
26069 | CNTURY | LADWP | 138 | 26 | LA BASIN | 281
18041 | SKELTON | NEVADA | 138 | 18 | ZoneN3 | 183
26065 | SCATERGD | LADWP | 138 | 26 | LA BASIN | 281
18037 | BELAGIO | NEVADA | 138 | 18 | ZoneN5 | 185
160135 | CISNE | TEP | 138 | 16 | TEP | 160
18035 | ARTESIAN | NEVADA | 138 | 18 | ZoneN4 | 184
67999 | EBAY S | PACE | 138 | 65 | UT SALT LAKE | 655
18034 | ARDEN | NEVADA | 138 | 18 | ZoneN6 | 186
68042 | EBAY N | PACE | 138 | 65 | UT SALT LAKE | 655
18033 | MAGNOLIA | NEVADA | 138 | 18 | ZoneN4 | 184
18031 | ANDREWS | NEVADA | 138 | 18 | ZoneN3 | 183
68996 | BULLRIVR | PACE | 138 | 65 | UT UTAH VALL | 662
68165 | BEEFHOLL | PACE | 138 | 65 | UT UTAH VALL | 662
26019 | HARB 1 HI | LADWP | 138 | 26 | LA BASIN | 281
26016 | HALLDALE-W | LADWP | 138 | 26 | LA BASIN | 281
26014 | GRAMERC1 | LADWP | 138 | 26 | LA BASIN | 281
69726 | ENTERPRS SOL | PACE | 138 | 65 | UT SIGURD | 657
69766 | GRANITE MT W | PACE | 138 | 65 | UT SIGURD | 657
160155 | VAIL2 | TEP | 138 | 16 | TEP | 160
160161 | AJO_MOBILE | TEP | 138 | 16 | TEP | 160
999964 | SCAAIR21 | LADWP | 138 | 26 | LA BASIN | 281
999962 | FAIGRA12 | LADWP | 138 | 26 | LA BASIN | 281
999960 | FAIGRA22 | LADWP | 138 | 26 | LA BASIN | 281
999959 | FAIGRA21 | LADWP | 138 | 26 | LA BASIN | 281
999958 | FAIOLYA1 | LADWP | 138 | 26 | LA BASIN | 281
999956 | FAIAIR11 | LADWP | 138 | 26 | LA BASIN | 281
999954 | HARTAP11 | LADWP | 138 | 26 | LA BASIN | 281
999952 | TARRS-A1 | LADWP | 138 | 26 | LA BASIN | 281
999951 | TARRS-B1 | LADWP | 138 | 26 | LA BASIN | 281
999948 | TAPGRA11 | LADWP | 138 | 26 | LA BASIN | 281
160151 | TUCSON | TEP | 138 | 16 | TEP | 160
160165 | SEARSWILMOT | TEP | 138 | 16 | TEP | 160
189010 | VALLEYVE | SOCALIF | 138 | 24 | VEA-Main | 890
161106 | GATEWAY_UNSE | TEP | 138 | 16 | UES (Nogales) | 161
999845 | BOPMID11 | TEP | 138 | 16 | TEP | 160
54184 | BEARSPAW | ALBERTA | 138 | 54 | AIES-Seebe | 564
999844 | TEPSOU11 | TEP | 138 | 16 | TEP | 160
999843 | DRETEP11 | TEP | 138 | 16 | TEP | 160
999841 | MIDTEP11 | TEP | 138 | 16 | TEP | 160
54192 | NELSON L | ALBERTA | 138 | 54 | AIES-Wetaskiwin | 551
999840 | VAIFT_11 | TEP | 138 | 16 | TEP | 160
999835 | VL_KAN11 | TEP | 138 | 16 | UES (Nogales) | 161
999834 | VL_KAN12 | TEP | 138 | 16 | UES (Nogales) | 161
54199 | SHELL J7 | ALBERTA | 138 | 54 | AIES-Seebe | 564
16920 | ROSEMONT | TEP | 138 | 16 | ROSEMONT(TEP) | 1650
16726 | VL_KNTR | TEP | 138 | 16 | UES (Nogales) | 161
55458 | LOYALIS7 | ALBERTA | 138 | 54 | AIES-Hanna | 562
55453 | KSP_TAP | ALBERTA | 138 | 54 | AIES-Empress | 568
55473 | MCNEILL | ALBERTA | 138 | 54 | AIES-Empress | 568
161108 | HARSHAW | TEP | 138 | 16 | UES (Nogales) | 161
608330 | ROE_ADE_CIO | IDAHO | 138 | 60 | Snake River / NW Wyoming | 487
54211 | MOUNT A7 | ALBERTA | 138 | 54 | AIES-Seebe | 564
549070 | ENTPRIS_4 | ALBERTA | 138 | 54 | AIES-Stavely | 569
549031 | WINDRISE4 | ALBERTA | 138 | 54 | AIES-Fort MacLeod | 573
549030 | MHS-10_BOX1 | ALBERTA | 138 | 54 | AIES-Medicine Hat | 584
54217 | SJPC_TP | ALBERTA | 138 | 54 | AIES-Seebe | 564
549022 | MHS-8A | ALBERTA | 138 | 54 | AIES-Medicine Hat | 584
54220 | HAYTER 7 | ALBERTA | 138 | 54 | AIES-Provost | 557
549018 | MHS-9A | ALBERTA | 138 | 54 | AIES-Medicine Hat | 584
549017 | MHS-3B | ALBERTA | 138 | 54 | AIES-Medicine Hat | 584
549016 | MHS-3A | ALBERTA | 138 | 54 | AIES-Medicine Hat | 584
549010 | MARGIE01 | ALBERTA | 138 | 54 | AIES-Fort McMurray | 545
547070 | 161AL_TAP | ALBERTA | 138 | 54 | AIES-Stavely | 569
160172 | COTTONWOOD | TEP | 138 | 16 | TEP | 160
547005 | P2015TAP | ALBERTA | 138 | 54 | AIES-Hinton/Edson | 549
547003 | MARGIETP | ALBERTA | 138 | 54 | AIES-Athabasca/Lac La Biche | 547
54235 | STAVELY7 | ALBERTA | 138 | 54 | AIES-Stavely | 569
54237 | FORT MA7 | ALBERTA | 138 | 54 | AIES-Fort MacLeod | 573
541307 | PRIMEAST | ALBERTA | 138 | 54 | AIES-Cold Lake | 548
189106 | MERC-DIST | SOCALIF | 138 | 24 | VEA-North | 891
54240 | MAGCAN 7 | ALBERTA | 138 | 54 | AIES-High River | 566
54242 | HIGH RI7 | ALBERTA | 138 | 54 | AIES-High River | 566
189105 | FRENCH-FLAT | SOCALIF | 138 | 24 | VEA-North | 891
189104 | VALLEY-NTS | SOCALIF | 138 | 24 | VEA-North | 891
189102 | STOCK-WASH | SOCALIF | 138 | 24 | VEA-North | 891
54248 | MAHKESES | ALBERTA | 138 | 54 | AIES-Cold Lake | 548
189101 | MERCRYSW | SOCALIF | 138 | 24 | VEA-North | 891
189100 | JACKASSF | SOCALIF | 138 | 24 | VEA-North | 891
189068 | T2 | SOCALIF | 138 | 24 | VEA-Main | 890
54253 | BLACKIE7 | ALBERTA | 138 | 54 | AIES-Strathmore/Blackie | 565
189024 | CHARLSTN | SOCALIF | 138 | 24 | VEA-Main | 890
189018 | JOHNNIE | SOCALIF | 138 | 24 | VEA-Main | 890
189017 | INNOVATION | SOCALIF | 138 | 24 | VEA-Main | 890
189011 | VALLEYTP | SOCALIF | 138 | 24 | VEA-Main | 890
189005 | LTHRPWLS | SOCALIF | 138 | 24 | VEA-Main | 890
189001 | AMARGOSA | SOCALIF | 138 | 24 | VEA-Main | 890
169050 | WHETSTONE | TEP | 138 | 16 | TEP | 160
162050 | Q50_Q70_138 | TEP | 138 | 16 | TEP | 160
161107 | RIO_RICO | TEP | 138 | 16 | UES (Nogales) | 161
161105 | VALENCIA | TEP | 138 | 16 | UES (Nogales) | 161
161103 | SONOITA | TEP | 138 | 16 | UES (Nogales) | 161
54269 | BURDETT7 | ALBERTA | 138 | 54 | AIES-Vauxhall | 572
161101 | KANTOR | TEP | 138 | 16 | UES (Nogales) | 161
161100 | CANEZ | TEP | 138 | 16 | UES (Nogales) | 161
160990 | NORTHEASTSVC | TEP | 138 | 16 | TEP | 160
189002 | BEATTY | SOCALIF | 138 | 24 | VEA-Main | 890
189008 | SANDY | SOCALIF | 138 | 24 | VEA-Main | 890
189007 | PAHRUMP | SOCALIF | 138 | 24 | VEA-Main | 890
189004 | BONDGDTP | SOCALIF | 138 | 24 | VEA-Main | 890
160171 | TEPTDA | TEP | 138 | 16 | TEP | 160
160170 | BOPP_DONALD | TEP | 138 | 16 | TEP | 160
160168 | Q54 | TEP | 138 | 16 | TEP | 160
160164 | OLSEN | TEP | 138 | 16 | TEP | 160
54284 | BUTTE7 | ALBERTA | 138 | 54 | AIES-Medicine Hat | 584
160163 | LAGODELORO | TEP | 138 | 16 | TEP | 160
160162 | PATRIOT_TEP | TEP | 138 | 16 | TEP | 160
160158 | WILMOT_HV2 | TEP | 138 | 16 | TEP | 160
54291 | CONRAD 7 | ALBERTA | 138 | 54 | AIES-Vauxhall | 572
160157 | WILMOT_HV1 | TEP | 138 | 16 | TEP | 160
160156 | WEST_INA | TEP | 138 | 16 | TEP | 160
160154 | VAIL | TEP | 138 | 16 | TEP | 160
54295 | DRYCREEK | ALBERTA | 138 | 54 | AIES-Airdrie | 577
160153 | VINE | TEP | 138 | 16 | TEP | 160
160152 | TWENTYSECOND | TEP | 138 | 16 | TEP | 160
160150 | TORTOLITA | TEP | 138 | 16 | TEP | 160
160149 | TORO | TEP | 138 | 16 | TEP | 160
160146 | SOUTH | TEP | 138 | 16 | TEP | 160
160144 | SNYDER | TEP | 138 | 16 | TEP | 160
54305 | LAC LA 7 | ALBERTA | 138 | 54 | AIES-Athabasca/Lac La Biche | 547
54306 | WINEFRE7 | ALBERTA | 138 | 54 | AIES-Athabasca/Lac La Biche | 547
160143 | SANTA_CRUZ | TEP | 138 | 16 | TEP | 160
160142 | SPANIS_TRAIL | TEP | 138 | 16 | TEP | 160
160139 | RILLITO | TEP | 138 | 16 | TEP | 160
54311 | LEDUC1 | ALBERTA | 138 | 54 | AIES-Edmonton | 580
160138 | RB_WILMOT | TEP | 138 | 16 | TEP | 160
160136 | RANCHO_VISTO | TEP | 138 | 16 | TEP | 160
160134 | PANTANO | TEP | 138 | 16 | TEP | 160
160133 | ORANGE_GROVE | TEP | 138 | 16 | TEP | 160
160132 | NORTH_LOOP | TEP | 138 | 16 | TEP | 160
160130 | NORTH_EAST_E | TEP | 138 | 16 | TEP | 160
160129 | NARANJA | TEP | 138 | 16 | TEP | 160
54324 | COALSPU7 | ALBERTA | 138 | 54 | AIES-Hinton/Edson | 549
160128 | MIDVALE | TEP | 138 | 16 | TEP | 160
160125 | LOS_REALES | TEP | 138 | 16 | TEP | 160
160124 | LA_CANADA | TEP | 138 | 16 | TEP | 160
54330 | P C BRA7 | ALBERTA | 138 | 54 | AIES-Drayton Valley | 550
160123 | KINO | TEP | 138 | 16 | TEP | 160
160121 | IRVMID3 | TEP | 138 | 16 | TEP | 160
160119 | HARTT | TEP | 138 | 16 | TEP | 160
54336 | SUMMER01 | ALBERTA | 138 | 54 | AIES-Fort MacLeod | 573
160117 | GREEN_VALLEY | TEP | 138 | 16 | TEP | 160
160116 | FT_HUACHUCA | TEP | 138 | 16 | TEP | 160
160114 | EAST_LOOP_S | TEP | 138 | 16 | TEP | 160
160110 | DMP_EXP | TEP | 138 | 16 | TEP | 160
160106 | CRAYCROFT | TEP | 138 | 16 | TEP | 160
160102 | CANOA_RANCH | TEP | 138 | 16 | TEP | 160
99991 | mid_99991 | ALBERTA | 138 | 54 | AIES-Strathmore/Blackie | 565
54358 | SODER1 | ALBERTA | 138 | 54 | AIES-Fort MacLeod | 573
99985 | mid_99985 | ALBERTA | 138 | 54 | AIES-Calgary | 586
99972 | mid_99972 | ALBERTA | 138 | 54 | AIES-Grande Cache | 542
99966 | mid_99966 | ALBERTA | 138 | 54 | AIES-Fort McMurray | 545
54363 | NW CARD7 | ALBERTA | 138 | 54 | AIES-Edmonton | 580
99953 | mid_99953 | ALBERTA | 138 | 54 | AIES-Cold Lake | 548
99949 | mid_99949 | ALBERTA | 138 | 54 | AIES-Hanna | 562
189020 | GAMEBIRD | SOCALIF | 138 | 24 | VEA-Main | 890
99933 | mid_99933 | ALBERTA | 138 | 54 | AIES-Cold Lake | 548
189022 | THSNDAIR | SOCALIF | 138 | 24 | VEA-Main | 890
98282 | mid_98282 | PACE | 138 | 65 | UT NO UT | 654
98275 | mid_98275 | PACE | 138 | 65 | UT SIGURD | 657
999842 | EASROB11 | TEP | 138 | 16 | TEP | 160
81991 | mid_81991 | B.C.HYDRO | 138 | 50 | BC HYDRO | 500
81988 | mid_81988 | B.C.HYDRO | 138 | 50 | BC HYDRO | 500
81956 | mid_81956 | B.C.HYDRO | 138 | 50 | BC HYDRO | 500
54385 | SHELL SC | ALBERTA | 138 | 54 | AIES-Caroline | 558
81938 | mid_81938 | B.C.HYDRO | 138 | 50 | BC HYDRO | 500
81935 | mid_81935 | B.C.HYDRO | 138 | 50 | BC HYDRO | 500
81934 | mid_81934 | B.C.HYDRO | 138 | 50 | BC HYDRO | 500
54389 | HILL_DG1 | ALBERTA | 138 | 54 | AIES-Lethbridge | 574
81919 | mid_81919 | B.C.HYDRO | 138 | 50 | BC HYDRO | 500
81918 | mid_81918 | B.C.HYDRO | 138 | 50 | BC HYDRO | 500
81916 | mid_81916 | B.C.HYDRO | 138 | 50 | BC HYDRO | 500
54394 | ASTOTIN | ALBERTA | 138 | 54 | AIES-Fort Saskatchewan 2000 | 553
81915 | mid_81915 | B.C.HYDRO | 138 | 50 | BC HYDRO | 500
81911 | mid_81911 | B.C.HYDRO | 138 | 50 | BC HYDRO | 500
81907 | mid_81907 | B.C.HYDRO | 138 | 50 | BC HYDRO | 500
81901 | mid_81901 | B.C.HYDRO | 138 | 50 | BC HYDRO | 500
81844 | mid_81844 | B.C.HYDRO | 138 | 50 | BC HYDRO | 500
81825 | mid_81825 | B.C.HYDRO | 138 | 50 | BC HYDRO | 500
54402 | KETTLES1 | ALBERTA | 138 | 54 | AIES-Fort MacLeod | 573
81816 | mid_81816 | B.C.HYDRO | 138 | 50 | BC HYDRO | 500
81815 | mid_81815 | B.C.HYDRO | 138 | 50 | BC HYDRO | 500
81781 | mid_81781 | B.C.HYDRO | 138 | 50 | BC HYDRO | 500
81780 | mid_81780 | B.C.HYDRO | 138 | 50 | BC HYDRO | 500
54412 | BENBOW 7 | ALBERTA | 138 | 54 | AIES-Fox Creek | 544
81779 | mid_81779 | B.C.HYDRO | 138 | 50 | BC HYDRO | 500
81777 | mid_81777 | B.C.HYDRO | 138 | 50 | BC HYDRO | 500
81762 | mid_81762 | B.C.HYDRO | 138 | 50 | BC HYDRO | 500
81761 | mid_81761 | B.C.HYDRO | 138 | 50 | BC HYDRO | 500
81725 | mid_81725 | B.C.HYDRO | 138 | 50 | BC HYDRO | 500
81120 | E42 138-1 | B.C.HYDRO | 138 | 50 | BC HYDRO | 500
81118 | ET3 377P | B.C.HYDRO | 138 | 50 | BC HYDRO | 500
81117 | ET3 138 | B.C.HYDRO | 138 | 50 | BC HYDRO | 500
54433 | QUENSLD7 | ALBERTA | 138 | 54 | AIES-Wetaskiwin | 551
54436 | BERN138 | ALBERTA | 138 | 54 | AIES-Edmonton | 580
81102 | E42 138-2 | B.C.HYDRO | 138 | 50 | BC HYDRO | 500
54438 | CAN LIQ7 | ALBERTA | 138 | 54 | AIES-Edmonton | 580
81095 | KIS 340P | B.C.HYDRO | 138 | 50 | BC HYDRO | 500
81093 | E15 138 | B.C.HYDRO | 138 | 50 | BC HYDRO | 500
81083 | TBN 366P | B.C.HYDRO | 138 | 50 | BC HYDRO | 500
54445 | CUTNG L7 | ALBERTA | 138 | 54 | AIES-Brooks | 567
80991 | BJT 138 | B.C.HYDRO | 138 | 50 | BC HYDRO | 500
80990 | BJT 403P | B.C.HYDRO | 138 | 50 | BC HYDRO | 500
80944 | PLD 377P | B.C.HYDRO | 138 | 50 | BC HYDRO | 500
80935 | WKA 138 | B.C.HYDRO | 138 | 50 | BC HYDRO | 500
80933 | TMM 210P | B.C.HYDRO | 138 | 50 | BC HYDRO | 500
80932 | BAR 210P | B.C.HYDRO | 138 | 50 | BC HYDRO | 500
80931 | HFY 210P | B.C.HYDRO | 138 | 50 | BC HYDRO | 500
80923 | WNR 381P | B.C.HYDRO | 138 | 50 | BC HYDRO | 500
180595 | LARSON | NEVADA | 138 | 18 | ZoneN4 | 184
80833 | FRO FCB-2S | B.C.HYDRO | 138 | 50 | BC HYDRO | 500
80803 | PSW 244P | B.C.HYDRO | 138 | 50 | BC HYDRO | 500
54484 | CLIPPER7 | ALBERTA | 138 | 54 | AIES-Wainwright | 552
80794 | KNG 138 | B.C.HYDRO | 138 | 50 | BC HYDRO | 500
80791 | PSW 138 | B.C.HYDRO | 138 | 50 | BC HYDRO | 500
80778 | SBK 138 | B.C.HYDRO | 138 | 50 | BC HYDRO | 500
80762 | MIG 138 | B.C.HYDRO | 138 | 50 | BC HYDRO | 500
80651 | NWS 1P | B.C.HYDRO | 138 | 50 | BC HYDRO | 500
80649 | TWY 138 | B.C.HYDRO | 138 | 50 | BC HYDRO | 500
80621 | HVC 138L | B.C.HYDRO | 138 | 50 | BC HYDRO | 500
80610 | NGL 375P | B.C.HYDRO | 138 | 50 | BC HYDRO | 500
80597 | LNT 138 | B.C.HYDRO | 138 | 50 | BC HYDRO | 500
80512 | BTR 138 | B.C.HYDRO | 138 | 50 | BC HYDRO | 500
80509 | TRE 138 | B.C.HYDRO | 138 | 50 | BC HYDRO | 500
80423 | SLS 138 | B.C.HYDRO | 138 | 50 | BC HYDRO | 500
80403 | BSV 3H1 | B.C.HYDRO | 138 | 50 | BC HYDRO | 500
80400 | BSV 3H2 | B.C.HYDRO | 138 | 50 | BC HYDRO | 500
80390 | BSV 138 | B.C.HYDRO | 138 | 50 | BC HYDRO | 500
80332 | KIS 358P | B.C.HYDRO | 138 | 50 | BC HYDRO | 500
80323 | PLD 138 | B.C.HYDRO | 138 | 50 | BC HYDRO | 500
80303 | LCC 1MDC | B.C.HYDRO | 138 | 50 | BC HYDRO | 500
80283 | STO 1B2 | B.C.HYDRO | 138 | 50 | BC HYDRO | 500
80272 | WBK 1B3 | B.C.HYDRO | 138 | 50 | BC HYDRO | 500
80262 | LU2 202P | B.C.HYDRO | 138 | 50 | BC HYDRO | 500
80261 | WBK 1B1 | B.C.HYDRO | 138 | 50 | BC HYDRO | 500
80220 | KDS 365P | B.C.HYDRO | 138 | 50 | BC HYDRO | 500
80189 | SGP 358P | B.C.HYDRO | 138 | 50 | BC HYDRO | 500
23955 | Q1673_HV | SANDIEGO | 138 | 22 | SDG&E Beach Cities | 221
79400 | DES.MINE | WAPA R.M. | 138 | 73 | Zone69 | 791
79354 | MCBRYDE | WAPA R.M. | 138 | 73 | Zone69 | 791
54552 | ENMX21S7 | ALBERTA | 138 | 54 | AIES-Calgary | 586
79312 | C-A | WAPA R.M. | 138 | 73 | Zone69 | 791
23838 | Q1657_HV | SANDIEGO | 138 | 22 | SDG&E Orange County | 226
79265 | CALAMRDG | WAPA R.M. | 138 | 73 | Zone69 | 791
54564 | ENMX36S7 | ALBERTA | 138 | 54 | AIES-Calgary | 586
79264 | W.RV.CTY | WAPA R.M. | 138 | 73 | Zone69 | 791
23349 | ECO GEN2 | SANDIEGO | 138 | 22 | SDG&E Eastern | 223
79067 | VERNAL | WAPA R.M. | 138 | 73 | ZoneR4 | 790
54571 | ENMX43S7 | ALBERTA | 138 | 54 | AIES-Calgary | 586
79047 | COLBRAN | PSCOLORADO | 138 | 70 | ZoneRW | 708
79046 | MEEKER | WAPA R.M. | 138 | 73 | ZoneR4 | 790
79035 | GRANDJCT | PSCOLORADO | 138 | 70 | ZoneRW | 708
54577 | ENMX23S7 | ALBERTA | 138 | 54 | AIES-Calgary | 586
79026 | FLAMGORG | WAPA R.M. | 138 | 73 | ZoneR4 | 790
79002 | AXIAL | WAPA R.M. | 138 | 73 | ZoneR4 | 790
23288 | BOULEVRD | SANDIEGO | 138 | 22 | SDG&E Northeast | 225
22967 | Q1532_HV | SANDIEGO | 138 | 22 | SDG&E Bulk Power | 227
22966 | Q1532_POI | SANDIEGO | 138 | 22 | SDG&E Bulk Power | 227
73653 | BRUSH CRK TP | WAPA R.M. | 138 | 73 | ZoneR4 | 790
22932 | ECO | SANDIEGO | 138 | 22 | SDG&E Bulk Power | 227
54590 | ENMX24S7 | ALBERTA | 138 | 54 | AIES-Calgary | 586
73482 | GRANBYPP | WAPA R.M. | 138 | 73 | ZoneEC | 752
22881 | BUE GEN 1 | SANDIEGO | 138 | 22 | SDG&E Northeast | 225
22865 | GRNT HLL | SANDIEGO | 138 | 22 | SDG&E Construction Metro | 222
54596 | ENMX7S7 | ALBERTA | 138 | 54 | AIES-Calgary | 586
22860 | TRABUCO | SANDIEGO | 138 | 22 | SDG&E Orange County | 226
54601 | 2.83 TAP | ALBERTA | 138 | 54 | AIES-Calgary | 586
22852 | TELECYN | SANDIEGO | 138 | 22 | SDG&E Construction Metro | 222
18693 | RILEY | NEVADA | 138 | 18 | ZoneN6 | 186
999949 | TAPGRA11 | LADWP | 138 | 26 | LA BASIN | 281
22842 | TA TAP33 | SANDIEGO | 138 | 22 | SDG&E Orange County | 226
73220 | WINDYGAP | WAPA R.M. | 138 | 73 | ZoneWC | 755
22841 | LAGNA NL TAP | SANDIEGO | 138 | 22 | SDG&E Orange County | 226
73204 | TROUBLE | WAPA R.M. | 138 | 73 | ZoneWC | 755
22840 | TALEGA | SANDIEGO | 138 | 22 | SDG&E Orange County | 226
79001 | ARTESIA TAP | WAPA R.M. | 138 | 73 | ZoneR4 | 790
22831 | SYCAMORE | SANDIEGO | 138 | 22 | SDG&E Beach Cities | 221
22788 | EA GEN1 HV1 | SANDIEGO | 138 | 22 | SDG&E North Coast | 224
79038 | HAYDEN | WAPA R.M. | 138 | 73 | Zone69 | 791
999957 | FAIOLYB1 | LADWP | 138 | 26 | LA BASIN | 281
54645 | BOWMAN3 | ALBERTA | 138 | 54 | AIES-Medicine Hat | 584
73144 | NCWCD | WAPA R.M. | 138 | 73 | ZoneWC | 755
22760 | SHADOWR | SANDIEGO | 138 | 22 | SDG&E North Coast | 224
79056 | RIFLE_CU | PSCOLORADO | 138 | 70 | ZoneRW | 708
54659 | BOWMAN2 | ALBERTA | 138 | 54 | AIES-Medicine Hat | 584
22734 | SANTEE | SANDIEGO | 138 | 22 | SDG&E Eastern | 223
999955 | FAIAIR21 | LADWP | 138 | 26 | LA BASIN | 281
22720 | SANMATEO | SANDIEGO | 138 | 22 | SDG&E Orange County | 226
999961 | FAIGRA11 | LADWP | 138 | 26 | LA BASIN | 281
73102 | KREMLING | WAPA R.M. | 138 | 73 | ZoneWC | 755
22678 | R.MSNVJO | SANDIEGO | 138 | 22 | SDG&E Orange County | 226
73072 | GOREPASS | WAPA R.M. | 138 | 73 | ZoneWC | 755
22672 | PRCTRVLY | SANDIEGO | 138 | 22 | SDG&E Construction Metro | 222
73061 | FRASER | WAPA R.M. | 138 | 73 | ZoneWC | 755
73057 | OAK CREEK TP | WAPA R.M. | 138 | 73 | ZoneWC | 755
22656 | PICO | SANDIEGO | 138 | 22 | SDG&E Orange County | 226
54692 | N LETHB7 | ALBERTA | 138 | 54 | AIES-Lethbridge | 574
22648 | PENSQTOS | SANDIEGO | 138 | 22 | SDG&E Beach Cities | 221
22632 | PALOMAR | SANDIEGO | 138 | 22 | SDG&E North Coast | 224
54697 | LETH593S | ALBERTA | 138 | 54 | AIES-Lethbridge | 574
54698 | LETH674S | ALBERTA | 138 | 54 | AIES-Lethbridge | 574
999953 | HARTAP11 | LADWP | 138 | 26 | LA BASIN | 281
22580 | NORTHCNTYMTR | SANDIEGO | 138 | 22 | SDG&E North Coast | 224
22578 | NRTHCTYMTRTP | SANDIEGO | 138 | 22 | SDG&E North Coast | 224
22500 | MISSION | SANDIEGO | 138 | 22 | SDG&E Beach Cities | 221
22462 | ML60 TAP | SANDIEGO | 138 | 22 | SDG&E Construction Metro | 222
22461 | MIGUEL60 | SANDIEGO | 138 | 22 | SDG&E Bulk Power | 227
22460 | MIGUEL | SANDIEGO | 138 | 22 | SDG&E Bulk Power | 227
54734 | SHELL A1 | ALBERTA | 138 | 54 | AIES-Fort Saskatchewan 2000 | 553
22432 | MARGARTA | SANDIEGO | 138 | 22 | SDG&E Orange County | 226
999965 | SCAAIR11 | LADWP | 138 | 26 | LA BASIN | 281
22412 | LOSCOCHS | SANDIEGO | 138 | 22 | SDG&E Eastern | 223
22396 | LAGNA NL | SANDIEGO | 138 | 22 | SDG&E Orange County | 226
70525 | MTHARRIS | PSCOLORADO | 138 | 70 | ZoneRW | 708
22300 | FRIARS | SANDIEGO | 138 | 22 | SDG&E Beach Cities | 221
14316 | CEDARMT3 | APS | 138 | 14 | APS | 141
14315 | CEDARMT2 | APS | 138 | 14 | APS | 141
22228 | ENCINA | SANDIEGO | 138 | 22 | SDG&E North Coast | 224
22192 | DOUBLTTP | SANDIEGO | 138 | 22 | SDG&E Beach Cities | 221
22184 | DOUBLET | SANDIEGO | 138 | 22 | SDG&E Beach Cities | 221
22124 | CHCARITA | SANDIEGO | 138 | 22 | SDG&E Northeast | 225
22120 | CARLTNHS | SANDIEGO | 138 | 22 | SDG&E Eastern | 223
80282 | END 1B2 | B.C.HYDRO | 138 | 50 | BC HYDRO | 500
80254 | MR2 138 | B.C.HYDRO | 138 | 50 | BC HYDRO | 500
22112 | CAPSTRNO | SANDIEGO | 138 | 22 | SDG&E Orange County | 226
22108 | CANNON | SANDIEGO | 138 | 22 | SDG&E North Coast | 224
54781 | ED1002-1 | ALBERTA | 138 | 54 | AIES-Fort McMurray | 545
80190 | SGP 138 | B.C.HYDRO | 138 | 50 | BC HYDRO | 500
54783 | ED1004-1 | ALBERTA | 138 | 54 | AIES-Fort McMurray | 545
22052 | BATIQTP | SANDIEGO | 138 | 22 | SDG&E North Coast | 224
22048 | BATIQTOS | SANDIEGO | 138 | 22 | SDG&E North Coast | 224
80508 | BRE 138 | B.C.HYDRO | 138 | 50 | BC HYDRO | 500
54794 | MAGRATH9 | ALBERTA | 138 | 54 | AIES-Glenwood | 575
80328 | FOX 1B2 | B.C.HYDRO | 138 | 50 | BC HYDRO | 500
80623 | VLM 1L212 | B.C.HYDRO | 138 | 50 | BC HYDRO | 500
80650 | NWS 138 | B.C.HYDRO | 138 | 50 | BC HYDRO | 500
54803 | 803/804N | ALBERTA | 138 | 54 | AIES-Wetaskiwin | 551
80178 | SRS 1B4 | B.C.HYDRO | 138 | 50 | BC HYDRO | 500
80939 | SCX 138 | B.C.HYDRO | 138 | 50 | BC HYDRO | 500
80934 | HLD 56P | B.C.HYDRO | 138 | 50 | BC HYDRO | 500
54812 | BUCK TAP | ALBERTA | 138 | 54 | AIES-Drayton Valley | 550
81015 | CUM 138 | B.C.HYDRO | 138 | 50 | BC HYDRO | 500
69819 | ELEKTRON SOL | PACE | 138 | 65 | UT TOOELE | 682
69795 | HUNTER_POI | PACE | 138 | 65 | UT HUNT EMER | 685
54820 | FICKL TP | ALBERTA | 138 | 54 | AIES-Hinton/Edson | 549
69791 | COVE MTN II | PACE | 138 | 65 | UT RED PAC | 687
69787 | COVE MTN I | PACE | 138 | 65 | UT SIGURD | 657
69762 | GRANITE MT E | PACE | 138 | 65 | UT SIGURD | 657
54826 | 831A TAP | ALBERTA | 138 | 54 | AIES-Brooks | 567
69761 | GRANITE MT | PACE | 138 | 65 | UT SIGURD | 657
69760 | PINTURA | PACE | 138 | 65 | UT SIGURD | 657
69755 | STEVENSVILLE | PACE | 138 | 65 | UT SIGURD | 657
69750 | IRON SPRINGS | PACE | 138 | 65 | UT SIGURD | 657
55790 | JOHNSON2 | ALBERTA | 138 | 54 | AIES-Didsbury | 559
69725 | HOLT | PACE | 138 | 65 | UT SIGURD | 657
69710 | RED HILLS | PACE | 138 | 65 | UT SIGURD | 657
69708 | CONCHO | PACE | 138 | 65 | UT MOAB PINT | 676
69530 | RIVERDALE NT | PACE | 138 | 65 | UT OGDEN | 661
69150 | SE COMP | PACE | 138 | 65 | WY NAUGHTON | 660
68999 | LP_TAP | PACE | 138 | 65 | UT UTAH VALL | 662
54860 | BATSD_TP | ALBERTA | 138 | 54 | AIES-Wainwright | 552
68995 | CARTER_LEHI | PACE | 138 | 65 | UT UTAH VALL | 662
68994 | LITLFELD | PACE | 138 | 65 | UT UTAH VALL | 662
68991 | PARK SIDE | PACE | 138 | 65 | UT UTAH VALL | 662
68990 | PONY EXPRSS | PACE | 138 | 65 | UT UTAH VALL | 662
68189 | GRAPHITE | PACE | 138 | 65 | UT SALT LAKE | 655
68188 | MTNVIEW | PACE | 138 | 65 | UT SALT LAKE | 655
68158 | SULPHURDALE | PACE | 138 | 65 | UT SIGURD | 657
68136 | NIBLEY | PACE | 138 | 65 | UT NO UT | 654
68135 | TOOELETP | PACE | 138 | 65 | UT TOOELE | 682
68108 | CACHEBRK | PACE | 138 | 65 | UT NO UT | 654
68107 | CACHE | PACE | 138 | 65 | UT NO UT | 654
54881 | RAVEN TP | ALBERTA | 138 | 54 | AIES-Caroline | 558
68069 | LILA T | PACE | 138 | 65 | UT CARB PRIC | 656
68068 | SLCCTP | PACE | 138 | 65 | UT SALT LAKE | 655
68033 | WHITERK | PACE | 138 | 65 | UT NO UT | 654
54887 | CAN L TP | ALBERTA | 138 | 54 | AIES-Edmonton | 580
68017 | PALLADON | PACE | 138 | 65 | UT SIGURD | 657
68009 | SHORELIN | PACE | 138 | 65 | UT UTAH VALL | 662
67998 | JNSWTTP | PACE | 138 | 65 | UT TOOELE | 682
67995 | LITTLMTN | PACE | 138 | 65 | UT OGDEN | 661
67992 | LITLMTNT | PACE | 138 | 65 | UT OGDEN | 661
67953 | ORACLE | PACE | 138 | 65 | UT SALT LAKE | 655
67951 | ORACLETP | PACE | 138 | 65 | UT SALT LAKE | 655
67941 | EBAY NT | PACE | 138 | 65 | UT SALT LAKE | 655
67934 | LIMBER | PACE | 138 | 65 | UT SALT LAKE | 655
67867 | DECADE | PACE | 138 | 65 | UT SALT LAKE | 655
67864 | SOPARK | PACE | 138 | 65 | UT SALT LAKE | 655
54909 | DALEH TP | ALBERTA | 138 | 54 | AIES-Hinton/Edson | 549
67707 | CLRFLDSO | PACE | 138 | 65 | UT OGDEN | 661
81726 | mid_81726 | B.C.HYDRO | 138 | 50 | BC HYDRO | 500
67561 | CRANRFLT | PACE | 138 | 65 | UT TOOELE | 682
54913 | G.ROBB T | ALBERTA | 138 | 54 | AIES-Hinton/Edson | 549
67560 | ATI TP | PACE | 138 | 65 | UT TOOELE | 682
67559 | ATI | PACE | 138 | 65 | UT TOOELE | 682
67557 | HERRIMAN | PACE | 138 | 65 | UT SALT LAKE | 655
67524 | THIRD W | PACE | 138 | 65 | UT SALT LAKE | 655
67510 | EMIG TAP | PACE | 138 | 65 | UT SALT LAKE | 655
67507 | UNIVRSTY | PACE | 138 | 65 | UT SALT LAKE | 655
67506 | UNIV WTP | PACE | 138 | 65 | UT SALT LAKE | 655
67504 | FORTDGLS | PACE | 138 | 65 | UT SALT LAKE | 655
67497 | HERRIMTP | PACE | 138 | 65 | UT SALT LAKE | 655
67479 | COMMERCE | PACE | 138 | 65 | UT SIGURD | 657
67463 | COZYDALE | PACE | 138 | 65 | UT OGDEN | 661
54934 | FLAT TAP | ALBERTA | 138 | 54 | AIES-Athabasca/Lac La Biche | 547
67461 | BDO | PACE | 138 | 65 | UT OGDEN | 661
67454 | PM MINE | PACE | 138 | 65 | WY NAUGHTON | 660
67453 | FORTDSTP | PACE | 138 | 65 | UT SALT LAKE | 655
67445 | WHIT TAP | PACE | 138 | 65 | WY NAUGHTON | 660
67439 | WECCO | PACE | 138 | 65 | UT SIGURD | 657
67438 | WCEDREG | PACE | 138 | 65 | UT SIGURD | 657
67434 | WASHAKIE | PACE | 138 | 65 | UT NO UT | 654
67420 | UNDRGRND | PACE | 138 | 65 | UT SALT LAKE | 655
67418 | TRICITY | PACE | 138 | 65 | UT UTAH VALL | 662
67416 | TRAVERS | PACE | 138 | 65 | UT UTAH VALL | 662
67411 | TIMP | PACE | 138 | 65 | UT UTAH VALL | 662
67383 | DRAPER | PACE | 138 | 65 | UT SALT LAKE | 655
67381 | SKY_FALLT | PACE | 138 | 65 | UT SALT LAKE | 655
67380 | SOUTH MT | PACE | 138 | 65 | UT SALT LAKE | 655
67377 | SOJORDTP | PACE | 138 | 65 | UT SALT LAKE | 655
54960 | HART TAP | ALBERTA | 138 | 54 | AIES-High River | 566
67374 | SOJORDAN | PACE | 138 | 65 | UT SALT LAKE | 655
67367 | SO EAST | PACE | 138 | 65 | UT SALT LAKE | 655
54965 | 54L JNC | ALBERTA | 138 | 54 | AIES-Seebe | 564
67347 | SCHICK | PACE | 138 | 65 | UT OGDEN | 661
67344 | SARATOGA | PACE | 138 | 65 | UT UTAH VALL | 662
67343 | SANDYTAP | PACE | 138 | 65 | UT SALT LAKE | 655
67340 | SANDYPP | PACE | 138 | 65 | UT SALT LAKE | 655
67333 | ROCKYPT | PACE | 138 | 65 | UT NO UT | 654
67328 | RIVRD ST | PACE | 138 | 65 | UT OGDEN | 661
67320 | BECK TAP | PACE | 138 | 65 | UT SALT LAKE | 655
67316 | QUARRY | PACE | 138 | 65 | UT SALT LAKE | 655
67314 | PRAXAIR | PACE | 138 | 65 | UT TOOELE | 682
67312 | PORTROCK | PACE | 138 | 65 | UT SALT LAKE | 655
67311 | PMMINETP | PACE | 138 | 65 | WY NAUGHTON | 660
67308 | PLEASNTG | PACE | 138 | 65 | UT UTAH VALL | 662
67302 | PIONEER | PACE | 138 | 65 | UT OGDEN | 661
67298 | PINECNYN | PACE | 138 | 65 | UT TOOELE | 682
81778 | mid_81778 | B.C.HYDRO | 138 | 50 | BC HYDRO | 500
67287 | PAINTER | PACE | 138 | 65 | WY NAUGHTON | 660
67286 | PAINT RS | PACE | 138 | 65 | WY NAUGHTON | 660
67271 | NUCOR | PACE | 138 | 65 | UT NUCORE | 684
67267 | SLCDPU | PACE | 138 | 65 | UT SALT LAKE | 655
67263 | NAUGHT10 | PACE | 138 | 65 | WY NAUGHTON | 660
67262 | NAUGHT 8 | PACE | 138 | 65 | WY NAUGHTON | 660
67245 | MILFORD | PACE | 138 | 65 | UT SIGURD | 657
67226 | MANILA | PACE | 138 | 65 | UT UTAH VALL | 662
67222 | MAGNA | PACE | 138 | 65 | UT TOOELE | 682
67221 | LONGHOLW | PACE | 138 | 65 | WY NAUGHTON | 660
67219 | LONE PEAK | PACE | 138 | 65 | UT UTAH VALL | 662
67218 | LEHI NORTH | PACE | 138 | 65 | UT UTAH VALL | 662
67217 | LEHI N TAP | PACE | 138 | 65 | UT UTAH VALL | 662
55028 | RBW LAK7 | ALBERTA | 138 | 54 | AIES-Rainbow Lake | 597
67207 | BOEING | PACE | 138 | 65 | UT SALT LAKE | 655
67201 | JORDNPRK | PACE | 138 | 65 | UT SALT LAKE | 655
67199 | JORDANEL | PACE | 138 | 65 | UT PARK CITY | 681
55039 | MELITO7 | ALBERTA | 138 | 54 | AIES-High Level | 598
67195 | STANSBURY | PACE | 138 | 65 | UT TOOELE | 682
67194 | JENSENSW | PACE | 138 | 65 | UT TOOELE | 682
67193 | IRON MT | PACE | 138 | 65 | UT SIGURD | 657
55046 | 7LA183TP | ALBERTA | 138 | 54 | AIES-Fort McMurray | 545
67190 | VAST | PACE | 138 | 65 | UT SALT LAKE | 655
67176 | SHEEP LANE | PACE | 138 | 65 | UT TOOELE | 682
67171 | SOPARKTE | PACE | 138 | 65 | UT SALT LAKE | 655
67155 | GORDNAVT | PACE | 138 | 65 | UT OGDEN | 661
67154 | GLENCO T | PACE | 138 | 65 | WY NAUGHTON | 660
67153 | GLENCO | PACE | 138 | 65 | WY NAUGHTON | 660
67137 | FARMNGTN | PACE | 138 | 65 | UT OGDEN | 661
55075 | SEAL LK7 | ALBERTA | 138 | 54 | AIES-Peace River | 599
67136 | PARRISH TAP | PACE | 138 | 65 | UT OGDEN | 661
67135 | FAIRCHLD | PACE | 138 | 65 | UT SALT LAKE | 655
67130 | STR 98 A | PACE | 138 | 65 | UT OGDEN | 661
67127 | SPRING CREEK | PACE | 138 | 65 | UT UTAH VALL | 662
67126 | EAGLEMTN E | PACE | 138 | 65 | UT UTAH VALL | 662
67110 | SOPARKTP | PACE | 138 | 65 | UT SALT LAKE | 655
67106 | CRHOLLOW | PACE | 138 | 65 | UT SIGURD | 657
55092 | HSMITH7 | ALBERTA | 138 | 54 | AIES-Lake Wabamun Generation | 560
67105 | TUSHAR | PACE | 138 | 65 | UT SIGURD | 657
67099 | COPPERHL | PACE | 138 | 65 | UT SALT LAKE | 655
67097 | COMPRE T | PACE | 138 | 65 | WY NAUGHTON | 660
67089 | COLDWATR | PACE | 138 | 65 | UT OGDEN | 661
67079 | CLEAR CK | PACE | 138 | 65 | WY NAUGHTON | 660
67073 | CHAPHILL | PACE | 138 | 65 | UT SALT LAKE | 655
67071 | CERRO | PACE | 138 | 65 | UT SIGURD | 657
55110 | MERC TAP | ALBERTA | 138 | 54 | AIES-Grande Prairie | 540
67065 | CARTER | PACE | 138 | 65 | WY NAUGHTON | 660
67060 | CAMPWILL | PACE | 138 | 65 | UT SALT LAKE | 655
67059 | AMOCO | PACE | 138 | 65 | WY NAUGHTON | 660
55118 | POPLAR 7 | ALBERTA | 138 | 54 | AIES-Grande Prairie | 540
67052 | BURTONL | PACE | 138 | 65 | UT OGDEN | 661
67037 | BDO T | PACE | 138 | 65 | UT OGDEN | 661
67033 | BANGERTR | PACE | 138 | 65 | UT SALT LAKE | 655
55123 | SADHL TP | ALBERTA | 138 | 54 | AIES-Grande Prairie | 540
67027 | ASHGROVE | PACE | 138 | 65 | UT CLOVER | 683
67022 | SCHICK TAP | PACE | 138 | 65 | UT OGDEN | 661
67014 | AMFORK | PACE | 138 | 65 | UT UTAH VALL | 662
67009 | AMOCOTP | PACE | 138 | 65 | WY NAUGHTON | 660
67005 | 118 S 70 W | PACE | 138 | 65 | UT SALT LAKE | 655
66900 | MAJESTIC | PACE | 138 | 65 | UT RED DGT | 674
66856 | COALVILLE | PACE | 138 | 65 | UT PARK CITY | 681
55137 | AWTAP | ALBERTA | 138 | 54 | AIES-Grande Prairie | 540
66854 | CROYDON | PACE | 138 | 65 | UT PARK CITY | 681
66837 | HOOPERSP | PACE | 138 | 65 | ID BPA | 665
66830 | PURG138 | PACE | 138 | 65 | UT RED PAC | 687
55142 | BEARCK1 | ALBERTA | 138 | 54 | AIES-Grande Prairie | 540
66723 | WSTFIELD | PACE | 138 | 65 | UT UTAH VALL | 662
66680 | WHEELON | PACE | 138 | 65 | UT NO UT | 654
66675 | WESTZIRC | PACE | 138 | 65 | UT OGDEN | 661
55147 | HR MILN7 | ALBERTA | 138 | 54 | AIES-Grande Cache | 542
66661 | WEST GT | PACE | 138 | 65 | UT UTAH VALL | 662
66660 | WEST JOR | PACE | 138 | 65 | UT SALT LAKE | 655
66650 | WARREN | PACE | 138 | 65 | UT OGDEN | 661
66642 | WEST VAL | PACE | 138 | 65 | UT SALT LAKE | 655
66640 | WOGDEN | PACE | 138 | 65 | UT OGDEN | 661
66639 | WOGDN ST | PACE | 138 | 65 | UT OGDEN | 661
66635 | W CEDAR | PACE | 138 | 65 | UT SIGURD | 657
55164 | L.SMOKY7 | ALBERTA | 138 | 54 | AIES-Valleyview | 543
66607 | LEE CREEK | PACE | 138 | 65 | UT SALT LAKE | 655
66606 | SALT AIR | PACE | 138 | 65 | UT SALT LAKE | 655
66605 | GOGGIN A | PACE | 138 | 65 | UT SALT LAKE | 655
55175 | FOX CRK7 | ALBERTA | 138 | 54 | AIES-Fox Creek | 544
66604 | SALT AIR TAP | PACE | 138 | 65 | UT SALT LAKE | 655
66603 | AERIAL TAP | PACE | 138 | 65 | UT SALT LAKE | 655
66601 | GOGGIN B TAP | PACE | 138 | 65 | UT SALT LAKE | 655
55203 | RUTH LK7 | ALBERTA | 138 | 54 | AIES-Fort McMurray | 545
66595 | UPP | PACE | 138 | 65 | UT SALT LAKE | 655
66591 | UPALCO PS | PACE | 138 | 65 | UT UINTAH | 670
66590 | UPALCO | PACE | 138 | 65 | UT UINTAH | 670
66570 | TREASTON | PACE | 138 | 65 | ID SPC | 677
66560 | TOOELE | PACE | 138 | 65 | UT TOOELE | 682
66545 | THIEF TP | PACE | 138 | 65 | WY NAUGHTON | 660
66520 | TERMINAL | PACE | 138 | 65 | UT SALT LAKE | 655
81782 | mid_81782 | B.C.HYDRO | 138 | 50 | BC HYDRO | 500
55547 | ENMX54S7 | ALBERTA | 138 | 54 | AIES-Calgary | 586
20181 | CNZ-161 | MEXICO-CFE | 161 | 20 | ZoneMX | 204
66465 | SWAN VLY | PACE | 161 | 65 | ID BPA | 665
20180 | HGO-161 | MEXICO-CFE | 161 | 20 | ZoneSN | 206
66434 | PAINE | PACE | 161 | 65 | ID NPC | 652
66433 | PAINE TAP | PACE | 161 | 65 | ID NPC | 652
66431 | AMMON | PACE | 161 | 65 | ID NPC | 652
66430 | SUGARMIL | PACE | 161 | 65 | ID NPC | 652
20179 | RZC-161 | MEXICO-CFE | 161 | 20 | ZoneSN | 206
20178 | PID-161 | MEXICO-CFE | 161 | 20 | ZoneSN | 206
66392 | YORK RD | PACE | 161 | 65 | ID IDFL | 666
20159 | MAG-161 | MEXICO-CFE | 161 | 20 | ZoneMX | 204
66333 | HARRISON | PACE | 161 | 65 | ID IDFL | 666
20155 | KCH-161 | MEXICO-CFE | 161 | 20 | ZoneMX | 204
66295 | RIGBY | PACE | 161 | 65 | ID NPC | 652
66294 | WESTWOOD | PACE | 161 | 65 | ID NPC | 652
66289 | REXBURG | PACE | 161 | 65 | ID NPC | 652
20154 | SIS-161 | MEXICO-CFE | 161 | 20 | ZoneMX | 204
20153 | GOR-161 | MEXICO-CFE | 161 | 20 | ZoneMX | 204
20152 | MOE-161 | MEXICO-CFE | 161 | 20 | ZoneMX | 204
20151 | PKD-161 | MEXICO-CFE | 161 | 20 | ZoneMX | 204
20150 | CRO-161 | MEXICO-CFE | 161 | 20 | ZoneMX | 204
20148 | NZI-161 | MEXICO-CFE | 161 | 20 | ZoneMX | 204
99060 | mid_99060 | WAPA U.W. | 161 | 63 | NOGF_WAUW | 631
20147 | CTY-161 | MEXICO-CFE | 161 | 20 | ZoneMX | 204
20142 | CPC-161 | MEXICO-CFE | 161 | 20 | ZoneMX | 204
20139 | SKW-161 | MEXICO-CFE | 161 | 20 | ZoneMX | 204
20136 | CPU-161 | MEXICO-CFE | 161 | 20 | ZoneMX | 204
20135 | MXI-161 | MEXICO-CFE | 161 | 20 | ZoneMX | 204
65860 | JFRSNPHA | PACE | 161 | 65 | ID NPC | 652
65850 | JEFFERSN | PACE | 161 | 65 | ID NPC | 652
65690 | GRACE | PACE | 161 | 65 | ID SPC | 677
65670 | GOSHEN | PACE | 161 | 65 | ID NPC | 652
65635 | GEMSTATE | PACE | 161 | 65 | ID IDFL | 666
65630 | GEMST# | PACE | 161 | 65 | ID IDFL | 666
65560 | FISHCREK | PACE | 161 | 65 | ID SPC | 677
65485 | EAGLE RK | PACE | 161 | 65 | ID NPC | 652
65195 | BONNEVIL | PACE | 161 | 65 | ID NPC | 652
65080 | ANTLOPE | PACE | 161 | 65 | ID NPC | 652
20016 | RIN-161 | MEXICO-CFE | 161 | 20 | ZoneMX | 204
19206 | HEADGATE | WAPA L.C. | 161 | 19 | WAPA-DSW | 191
60030 | BLACKFT | IDAHO | 161 | 60 | ZoneIP Eastern | 614
19105 | GLT TAP | WAPA L.C. | 161 | 19 | WAPA-DSW | 191
19100 | KOFA | WAPA L.C. | 161 | 19 | WAPA-DSW | 191
19070 | DOME TAP | WAPA L.C. | 161 | 19 | WAPA-DSW | 191
19063 | WLTNMOHK | WAPA L.C. | 161 | 19 | WAPA-DSW | 191
19051 | KNOB | WAPA L.C. | 161 | 19 | WAPA-DSW | 191
19050 | GILA | WAPA L.C. | 161 | 19 | WAPA-DSW | 191
19046 | BOUSE | WAPA L.C. | 161 | 19 | WAPA-DSW | 191
19041 | PARKER | WAPA L.C. | 161 | 19 | WAPA-DSW | 191
19020 | BLYTHE | WAPA L.C. | 161 | 19 | WAPA-DSW | 191
65155 | BIGGRASS | PACE | 161 | 65 | ID NPC | 652
99056 | mid_99056 | WAPA U.W. | 161 | 63 | NOGF_WAUW | 631
53998 | mid_53998 | FORTISBC | 161 | 52 | CEN-KOOT | 521
53997 | mid_53997 | FORTISBC | 161 | 52 | CEN-KOOT | 521
53995 | mid_53995 | FORTISBC | 161 | 52 | S OKAN | 523
53990 | mid_53990 | FORTISBC | 161 | 52 | KOOT-BOU | 522
53978 | mid_53978 | FORTISBC | 161 | 52 | KOOT-BOU | 522
52999 | PND 161 | FORTISBC | 161 | 52 | KOOT-BOU | 522
52263 | KET 161 | FORTISBC | 161 | 52 | KOOT-BOU | 522
52261 | BEN 161 | FORTISBC | 161 | 52 | S OKAN | 523
52227 | GFT 161 | FORTISBC | 161 | 52 | KOOT-BOU | 522
52225 | ASM 161 | FORTISBC | 161 | 52 | CEN-KOOT | 521
621003 | SOUTH BUTTE | MONTANA | 161 | 62 | BUTTE_MT | 621
621178 | SHERIDANAUTO | MONTANA | 161 | 62 | BUTTE_MT | 621
623004 | PHSHFT RIMRK | MONTANA | 161 | 62 | BILLINGS_MT | 623
97966 | mid_97966 | MONTANA | 161 | 62 | BILLINGS_MT | 623
623111 | COLUMBS-RPLJ | MONTANA | 161 | 62 | BILLINGS_MT | 623
626002 | CLYDE PARK | MONTANA | 161 | 62 | BOZEMAN_MT | 626
626069 | BIGTIMBER AT | MONTANA | 161 | 62 | BOZEMAN_MT | 626
626068 | BZM EGALLATN | MONTANA | 161 | 62 | BOZEMAN_MT | 626
626142 | EMIGRANT | MONTANA | 161 | 62 | BOZEMAN_MT | 626
626163 | BIGTMBRWINDT | MONTANA | 161 | 62 | BOZEMAN_MT | 626
626161 | LOWERDUK PEC | MONTANA | 161 | 62 | BOZEMAN_MT | 626
629005 | KERR B | MONTANA | 161 | 62 | MISSOULA_MT | 629
632008 | GTF WAPA | WAPA U.W. | 161 | 63 | NOGF_WAUW | 631
632004 | ASSINIBOINE | WAPA U.W. | 161 | 63 | NOGF_WAUW | 631
631080 | VERONA | WAPA U.W. | 161 | 63 | NOGF_WAUW | 631
631050 | HAVRE WAPA | WAPA U.W. | 161 | 63 | NOGF_WAUW | 631
631040 | HARLEM AUTO | WAPA U.W. | 161 | 63 | NOGF_WAUW | 631
631030 | MALTA AUTO | WAPA U.W. | 161 | 63 | NOGF_WAUW | 631
631010 | RICH COULEE | WAPA U.W. | 161 | 63 | NOGF_WAUW | 631
629183 | HAMILTONHGTS | MONTANA | 161 | 62 | MISSOULA_MT | 629
629109 | MSL RESERVST | MONTANA | 161 | 62 | MISSOULA_MT | 629
629080 | BONNER | MONTANA | 161 | 62 | MISSOULA_MT | 629
629078 | MSL MILLERCK | MONTANA | 161 | 62 | MISSOULA_MT | 629
629047 | MSL TARGTRNG | MONTANA | 161 | 62 | MISSOULA_MT | 629
629003 | KERR A | MONTANA | 161 | 62 | MISSOULA_MT | 629
629002 | RATTLESNAKE | MONTANA | 161 | 62 | MISSOULA_MT | 629
626180 | ENNIS AUTO | MONTANA | 161 | 62 | BOZEMAN_MT | 626
626172 | LONEMOUNTAIN | MONTANA | 161 | 62 | BOZEMAN_MT | 626
626171 | MEADOW VLG | MONTANA | 161 | 62 | BOZEMAN_MT | 626
626128 | BZM JCKRABIT | MONTANA | 161 | 62 | BOZEMAN_MT | 626
626123 | BELGRADEWEST | MONTANA | 161 | 62 | BOZEMAN_MT | 626
626079 | BZM WESTSIDE | MONTANA | 161 | 62 | BOZEMAN_MT | 626
626001 | THREE RIVERS | MONTANA | 161 | 62 | BOZEMAN_MT | 626
623612 | ALKALI CREEK | MONTANA | 161 | 62 | BILLINGS_MT | 623
623005 | BLG RIMROCK | MONTANA | 161 | 62 | BILLINGS_MT | 623
622224 | CROOKEDFALLS | MONTANA | 161 | 62 | GTFALLS_MT | 622
621251 | APEX_CS1 | MONTANA | 161 | 62 | BUTTE_MT | 621
621202 | GOLDENSUNLGT | MONTANA | 161 | 62 | BUTTE_MT | 621
621100 | ASIMI | MONTANA | 161 | 62 | BUTTE_MT | 621
621084 | BASINCREEKGN | MONTANA | 161 | 62 | BUTTE_MT | 621
621053 | DELL VEC | MONTANA | 161 | 62 | BUTTE_MT | 621
621025 | BTE MHD | MONTANA | 161 | 62 | BUTTE_MT | 621
621004 | DILLONSALMON | MONTANA | 161 | 62 | BUTTE_MT | 621
621002 | MILL CREEK | MONTANA | 161 | 62 | BUTTE_MT | 621
626204 | WILSALL | MONTANA | 161 | 62 | BOZEMAN_MT | 626
626182 | BRADLEYCREEK | MONTANA | 161 | 62 | BOZEMAN_MT | 626
631000 | FTPK-W5 | WAPA U.W. | 161 | 63 | NOGF_WAUW | 631
97897 | mid_97897 | MONTANA | 161 | 62 | MISSOULA_MT | 629
97904 | mid_97904 | MONTANA | 161 | 62 | BOZEMAN_MT | 626
97988 | mid_97988 | MONTANA | 161 | 62 | BUTTE_MT | 621
97967 | mid_97967 | MONTANA | 161 | 62 | BILLINGS_MT | 623
99059 | mid_99059 | WAPA U.W. | 161 | 63 | NOGF_WAUW | 631
99058 | mid_99058 | WAPA U.W. | 161 | 63 | NOGF_WAUW | 631
99057 | mid_99057 | WAPA U.W. | 161 | 63 | NOGF_WAUW | 631
99055 | mid_99055 | WAPA U.W. | 161 | 63 | NOGF_WAUW | 631
99054 | mid_99054 | WAPA U.W. | 161 | 63 | NOGF_WAUW | 631
97993 | mid_97993 | MONTANA | 161 | 62 | BUTTE_MT | 621
97991 | mid_97991 | MONTANA | 161 | 62 | BUTTE_MT | 621
97990 | mid_97990 | MONTANA | 161 | 62 | BUTTE_MT | 621
97989 | mid_97989 | MONTANA | 161 | 62 | BUTTE_MT | 621
97987 | mid_97987 | MONTANA | 161 | 62 | BUTTE_MT | 621
97981 | mid_97981 | MONTANA | 161 | 62 | BUTTE_MT | 621
97980 | mid_97980 | MONTANA | 161 | 62 | BUTTE_MT | 621
97933 | mid_97933 | MONTANA | 161 | 62 | BILLINGS_MT | 623
97932 | mid_97932 | MONTANA | 161 | 62 | BILLINGS_MT | 623
97920 | mid_97920 | MONTANA | 161 | 62 | BOZEMAN_MT | 626
97919 | mid_97919 | MONTANA | 161 | 62 | BOZEMAN_MT | 626
97905 | mid_97905 | MONTANA | 161 | 62 | BOZEMAN_MT | 626
97903 | mid_97903 | MONTANA | 161 | 62 | BOZEMAN_MT | 626
97896 | mid_97896 | MONTANA | 161 | 62 | MISSOULA_MT | 629
97895 | mid_97895 | MONTANA | 161 | 62 | MISSOULA_MT | 629
97894 | mid_97894 | MONTANA | 161 | 62 | MISSOULA_MT | 629
97893 | mid_97893 | MONTANA | 161 | 62 | MISSOULA_MT | 629
97992 | mid_97992 | MONTANA | 161 | 62 | BUTTE_MT | 621
98279 | mid_98279 | PACE | 161 | 65 | ID NPC | 652
24035 | EAGLEMTN | SOCALIF | 161 | 24 | MWD Colorado River Aqueduct | 949
24017 | BLYTHESC | SOCALIF | 161 | 24 | MWD Colorado River Aqueduct | 949
14303 | BLYTHEAZ | APS | 161 | 14 | APS: LA PAZ | 846
14301 | BLACK PK | APS | 161 | 14 | APS | 141
21808 | CVSUB161 | IID | 161 | 21 | IID Coachella Valley Area | 212
21807 | AVE58TP2 | IID | 161 | 21 | IID Coachella Valley Area | 212
21806 | AVE58TP1 | IID | 161 | 21 | IID Coachella Valley Area | 212
21805 | AVE58 | IID | 161 | 21 | IID Coachella Valley Area | 212
21331 | EC161_SS | IID | 161 | 21 | IID Imperial Valley Area | 213
21212 | ARKANSAS | IID | 161 | 21 | IID Imperial Valley Area | 213
21211 | ALHAMBRA | IID | 161 | 21 | IID Imperial Valley Area | 213
21204 | ARKANSAS_SS | IID | 161 | 21 | IID Imperial Valley Area | 213
21203 | ALHAMBRA_SS | IID | 161 | 21 | IID Imperial Valley Area | 213
21072 | YUCCA161 | IID | 161 | 21 | IID Imperial Valley Area | 213
69524 | MEADOWCK | PACE | 161 | 65 | ID NPC | 652
21059 | PILOT_KNB161 | IID | 161 | 21 | IID Imperial Valley Area | 213
69513 | JOLLYHILL | PACE | 161 | 65 | ID NPC | 652
21047 | NILAND161 | IID | 161 | 21 | IID Imperial Valley Area | 213
20920 | BYPASS-161 | MEXICO-CFE | 161 | 20 | ZoneMX | 204
67672 | CINDER B | PACE | 161 | 65 | ID NPC | 652
20491 | GTW-161 | MEXICO-CFE | 161 | 20 | ZoneMX | 204
67512 | WOLVERIN | PACE | 161 | 65 | ID NPC | 652
66843 | DRUMMOND | PACE | 161 | 65 | ID BPA | 665
66755 | YELOWTLP | PACE | 161 | 65 | WY NORTH | 650
66695 | WIDFALLS | PACE | 161 | 65 | ID IDFL | 666
20213 | FEV-161 | MEXICO-CFE | 161 | 20 | ZoneMX | 204
20212 | ENT-FEV | MEXICO-CFE | 161 | 20 | ZoneMX | 204
38951 | TBC_POT2 | PG AND E | 180.5 | 30 | City of Pittsburg | 351
38950 | TBC_PTB2 | PG AND E | 180.5 | 30 | City of Pittsburg | 351
14240 | FORTROCK | APS | 230 | 14 | APS | 141
66410 | SPENCE | PACE | 230 | 65 | WY EAST | 679
14239 | WPHXAPSN | APS | 230 | 14 | APS | 141
20177 | PID-230 | MEXICO-CFE | 230 | 20 | ZoneSN | 206
66355 | SIGURDPS | PACE | 230 | 65 | UT SIGURD | 657
66345 | SIGURD | PACE | 230 | 65 | UT SIGURD | 657
66335 | SHERIDAN | PACE | 230 | 65 | WY NORTH | 650
14238 | PANDA | APS | 230 | 14 | APS | 141
66325 | S. TRONA | PACE | 230 | 65 | WY TRONA | 668
66315 | ROCKSPGS | PACE | 230 | 65 | WY CENTRAL | 651
66305 | RIVERTON | PACE | 230 | 65 | WY EAST | 679
14237 | RUNWAY | APS | 230 | 14 | APS | 141
66270 | RAILROAD | PACE | 230 | 65 | WY NAUGHTON | 660
66266 | RAVEN | PACE | 230 | 65 | WY TRONA | 668
66250 | PT ROCKS | PACE | 230 | 65 | WY CENTRAL | 651
66240 | PLATTE | PACE | 230 | 65 | WY CENTRAL | 651
14235 | GILABEND | APS | 230 | 14 | APS | 141
66210 | PAVANT | PACE | 230 | 65 | UT PAV BLACK | 686
14234 | YAVAPAI | APS | 230 | 14 | APS | 141
66195 | PAROWAN | PACE | 230 | 65 | UT SIGURD | 657
66180 | PALISADE | PACE | 230 | 65 | WY TRONA | 668
66145 | OREBASIN | PACE | 230 | 65 | WY NORTH | 650
20149 | TJI-230 | MEXICO-CFE | 230 | 20 | ZoneTJ | 203
66050 | NAUGHTON | PACE | 230 | 65 | WY NAUGHTON | 660
66020 | MUSTANG | PACE | 230 | 65 | WY CENTRAL | 651
14233 | WPHXAPSS | APS | 230 | 14 | APS | 141
66011 | MONU PST | PACE | 230 | 65 | WY TRONA | 668
66010 | MONUMENT | PACE | 230 | 65 | WY TRONA | 668
14232 | WHTNKAPS | APS | 230 | 14 | APS | 141
65977 | MINERS TAP | PACE | 230 | 65 | WY EAST | 679
65975 | MINERS | PACE | 230 | 65 | WY EAST | 679
65955 | MIDWEST | PACE | 230 | 65 | WY NORTH | 650
65954 | CLAIMJMP | PACE | 230 | 65 | WY NORTH | 650
42568 | BALDI | NORTHWEST | 230 | 40 | S.KINGI | 429
14231 | WESTWNGW | APS | 230 | 14 | APS | 141
65910 | LOST RIV | PACE | 230 | 65 | ID BPA | 665
65895 | LITTLEMT | PACE | 230 | 65 | WY CENTRAL | 651
42516 | OBRIEN S | NORTHWEST | 230 | 40 | S.KING | 428
65875 | KAYCEE | PACE | 230 | 65 | WY NORTH | 650
20134 | MIS-230 | MEXICO-CFE | 230 | 20 | ZoneTJ | 203
14230 | VERDE | APS | 230 | 14 | APS | 141
42507 | BERYDALE | NORTHWEST | 230 | 40 | S.KING | 428
20118 | ROA-230 | MEXICO-CFE | 230 | 20 | ZoneMX | 204
14229 | TATMOMLI | APS | 230 | 14 | APS | 141
42505 | CHRISTOP | NORTHWEST | 230 | 40 | S.KING | 428
42503 | OBRIEN N | NORTHWEST | 230 | 40 | S.KING | 428
20117 | CRO-230 | MEXICO-CFE | 230 | 20 | ZoneMX | 204
42500 | TALBOT230 | NORTHWEST | 230 | 40 | S.KING | 428
20116 | CTY-230 | MEXICO-CFE | 230 | 20 | ZoneMX | 204
65720 | GRASS CK | PACE | 230 | 65 | WY NORTH | 650
20115 | MXI-230 | MEXICO-CFE | 230 | 20 | ZoneMX | 204
14228 | SURPRISE | APS | 230 | 14 | APS | 141
65620 | GARLAND | PACE | 230 | 65 | WY NORTH | 650
65580 | FT CREEK | PACE | 230 | 65 | WY EAST | 679
65575 | FRANNIE | PACE | 230 | 65 | WY NORTH | 650
20114 | CSC-230 | MEXICO-CFE | 230 | 20 | ZoneMX | 204
65555 | FIREHOLE | PACE | 230 | 65 | WY CENTRAL | 651
65545 | EXXON WY | PACE | 230 | 65 | WY TRONA | 668
20113 | OZA-230 | MEXICO-CFE | 230 | 20 | ZoneMX | 204
14227 | SUNYSLOP | APS | 230 | 14 | APS | 141
20112 | STB-230 | MEXICO-CFE | 230 | 20 | ZoneMX | 204
14226 | SNTAROSA | APS | 230 | 14 | APS | 141
65460 | DIFICULT | PACE | 230 | 65 | WY EAST | 679
20111 | TEK-230 | MEXICO-CFE | 230 | 20 | ZoneMX | 204
46105 | NQUINCY | NORTHWEST | 230 | 40 | Grant County, WA | 482
65420 | DAVEJOHN | PACE | 230 | 65 | WY EAST | 679
20110 | APD-230 | MEXICO-CFE | 230 | 20 | ZoneMX | 204
20107 | CPT-230 | MEXICO-CFE | 230 | 20 | ZoneMX | 204
14225 | SAGUARO | APS | 230 | 14 | APS | 141
65374 | CRAVENCK | PACE | 230 | 65 | WY NAUGHTON | 660
65320 | CHAPPELC | PACE | 230 | 65 | WY NAUGHTON | 660
20104 | CPD-230 | MEXICO-CFE | 230 | 20 | ZoneMX | 204
20103 | WIS-230 | MEXICO-CFE | 230 | 20 | ZoneMX | 204
14223 | ROUNDVLY | APS | 230 | 14 | APS | 141
65300 | CASPERPP | PACE | 230 | 65 | WY EAST | 679
65293 | CARR DRA | PACE | 230 | 65 | WY EAST | 679
14222 | PRESCOTT | APS | 230 | 14 | APS | 141
20102 | RUM-230 | MEXICO-CFE | 230 | 20 | ZoneMX | 204
65235 | BUFFALO | PACE | 230 | 65 | WY NORTH | 650
65220 | BRIDGER | PACE | 230 | 65 | WY CENTRAL | 651
65215 | BRDGR PP | PACE | 230 | 65 | WY TRONA | 668
65175 | BLUE RIM | PACE | 230 | 65 | WY TRONA | 668
65165 | BLACKSFK | PACE | 230 | 65 | WY TRONA | 668
42412 | KLAHANIE | NORTHWEST | 230 | 40 | N.KING | 426
65160 | BIRCH CK | PACE | 230 | 65 | WY NAUGHTON | 660
65140 | BENLOMND | PACE | 230 | 65 | UT OGDEN | 661
65105 | BAR-X | PACE | 230 | 65 | WY CENTRAL | 651
14221 | PPAPS W | APS | 230 | 14 | APS | 141
46108 | NQUINCYT | NORTHWEST | 230 | 40 | Grant County, WA | 482
65096 | BUFFALO HEAD | PACE | 230 | 65 | WY EAST | 679
65095 | BADWATER | PACE | 230 | 65 | WY NORTH | 650
65090 | ATLANTIC | PACE | 230 | 65 | WY CENTRAL | 651
65075 | ANTLOPE | PACE | 230 | 65 | ID NPC | 652
65060 | ANT MINE | PACE | 230 | 65 | WY EAST | 679
65025 | AMPS | PACE | 230 | 65 | ID NPC | 652
14220 | REACH | APS | 230 | 14 | APS | 141
64955 | MCGINESS | SIERRA | 230 | 64 | SPP-East Tie | 642
14218 | MEADOWBK | APS | 230 | 14 | APS | 141
64924 | TUNGSTEN | SIERRA | 230 | 64 | SPP-East Tie | 642
64922 | MCGINESS2 | SIERRA | 230 | 64 | SPP-East Tie | 642
14217 | LONEPEAK | APS | 230 | 14 | APS | 141
30994 | WHEELER | PG AND E | 230 | 30 | Conf Load (Kern) | 315
30977 | MIDWAY-R13 | PG AND E | 230 | 30 | Conf Load (Kern) | 315
30976 | MIDWAY-R12 | PG AND E | 230 | 30 | Conf Load (Kern) | 315
46120 | WHEEL_DROP | NORTHWEST | 230 | 40 | Grant County, WA | 482
42374 | SCHNEBLY | NORTHWEST | 230 | 40 | N.KING | 426
42373 | POISN SP | NORTHWEST | 230 | 40 | N.KING | 426
30975 | MIDWAY-R11 | PG AND E | 230 | 30 | Conf Load (Kern) | 315
42363 | WLD HORS | NORTHWEST | 230 | 40 | N.KING | 426
30973 | SUNST | PG AND E | 230 | 30 | Conf Load (Kern) | 315
42361 | WIND RDG | NORTHWEST | 230 | 40 | N.KING | 426
30971 | MIDWAY-F | PG AND E | 230 | 30 | Conf Load (Kern) | 315
30970 | MIDWAY-E | PG AND E | 230 | 30 | Conf Load (Kern) | 315
14216 | LINCSTRT | APS | 230 | 14 | APS | 141
64531 | OSCEOLA | SIERRA | 230 | 64 | SPP-East Tie | 642
30969 | MIDWAY-DBAAH | PG AND E | 230 | 30 | Conf Load (Kern) | 315
64501 | SALTWELL | SIERRA | 230 | 64 | SPP-East Tie | 642
64500 | SALTWELL T | SIERRA | 230 | 64 | SPP-East Tie | 642
30968 | MIDWAY-DDBSB | PG AND E | 230 | 30 | Conf Load (Kern) | 315
42321 | HRNCHTAP | NORTHWEST | 230 | 40 | N.KING | 426
42320 | HORSRNCH | NORTHWEST | 230 | 40 | N.KING | 426
30951 | BKRSFLDB | PG AND E | 230 | 30 | Conf Load (Kern) | 315
42319 | SAMMSH E | NORTHWEST | 230 | 40 | N.KING | 426
64460 | ROBINSON | SIERRA | 230 | 64 | SPP-East Tie | 642
42318 | SAMMSH W | NORTHWEST | 230 | 40 | N.KING | 426
30950 | BKRSFLDA | PG AND E | 230 | 30 | Conf Load (Kern) | 315
14215 | LEUPP | APS | 230 | 14 | APS | 141
30948 | ELKHIL_G | PG AND E | 230 | 30 | Conf Load (Kern) | 315
42312 | CASCADEP | NORTHWEST | 230 | 40 | N.KING | 426
30947 | TEX_SUN | PG AND E | 230 | 30 | Conf Load (Kern) | 315
30946 | LAPALOMA | PG AND E | 230 | 30 | Conf Load (Kern) | 315
64379 | CRSNT DUNE | SIERRA | 230 | 64 | SPP-East Tie | 642
30945 | KERN PP | PG AND E | 230 | 30 | Conf Load (Kern) | 315
14212 | GLENDALE | APS | 230 | 14 | APS | 141
42304 | NOVELTY | NORTHWEST | 230 | 40 | N.KING | 426
30944 | BKRSFDJ2 | PG AND E | 230 | 30 | Conf Load (Kern) | 315
42302 | RICHCREEK | NORTHWEST | 230 | 40 | N.KING | 426
30943 | STCKDLJ2 | PG AND E | 230 | 30 | Conf Load (Kern) | 315
64308 | ALPINE | SIERRA | 230 | 64 | SPP-East Tie | 642
42300 | SAMMAMSH | NORTHWEST | 230 | 40 | PSEOTHER | 439
30942 | STCKDLJ1 | PG AND E | 230 | 30 | Conf Load (Kern) | 315
30941 | STCKDLEB | PG AND E | 230 | 30 | Conf Load (Kern) | 315
14211 | FOURCORN | APS | 230 | 14 | APS | 141
30940 | STCKDLEA | PG AND E | 230 | 30 | Conf Load (Kern) | 315
30935 | ARCO | PG AND E | 230 | 30 | Conf Load (Kern) | 315
64248 | ROUNDMTN | SIERRA | 230 | 64 | SPP-East Tie | 642
30930 | MESA PGE | PG AND E | 230 | 30 | Conf Load (Los Padres) | 320
30925 | DIABLOCN | PG AND E | 230 | 30 | Conf Load (Los Padres) | 320
14210 | EL SOL | APS | 230 | 14 | APS | 141
64205 | GONDER1 | SIERRA | 230 | 64 | SPP-East Tie | 642
30922 | TOPAZB | PG AND E | 230 | 30 | Conf Load (Los Padres) | 320
30921 | TOPAZA | PG AND E | 230 | 30 | Conf Load (Los Padres) | 320
30919 | CVSR | PG AND E | 230 | 30 | Conf Load (Los Padres) | 320
30918 | CALNTESS | PG AND E | 230 | 30 | Conf Load (Los Padres) | 320
14209 | EAGLEYE | APS | 230 | 14 | APS | 141
30916 | SOLARSS | PG AND E | 230 | 30 | Conf Load (Los Padres) | 320
30915 | MORROBAY | PG AND E | 230 | 30 | Conf Load (Los Padres) | 320
20063 | CIP-230 | MEXICO-CFE | 230 | 20 | ZoneEN | 205
30906 | GATES F | PG AND E | 230 | 30 | Conf Load (Fresno) | 314
30905 | TEMPLETN | PG AND E | 230 | 30 | Conf Load (Los Padres) | 320
20051 | PAP-TAP | MEXICO-CFE | 230 | 20 | ZoneTJ | 203
14207 | DEERVALY | APS | 230 | 14 | APS | 141
30904 | CALFLATS-STH | PG AND E | 230 | 30 | Conf Load (Fresno) | 314
30903 | CALFLTSN | PG AND E | 230 | 30 | Conf Load (Fresno) | 314
30902 | GATES E | PG AND E | 230 | 30 | Conf Load (Fresno) | 314
14206 | CTRYCLUB | APS | 230 | 14 | APS | 141
30900 | GATES D | PG AND E | 230 | 30 | Conf Load (Fresno) | 314
64124 | UTAH-NEV | SIERRA | 230 | 64 | SPP-East Tie | 642
30899 | GATESBK11JCT | PG AND E | 230 | 30 | Conf Load (Fresno) | 314
30889 | CALFLATSSS | PG AND E | 230 | 30 | Conf Load (Fresno) | 314
14205 | COCONINO | APS | 230 | 14 | APS | 141
30887 | HENRIETTA_F | PG AND E | 230 | 30 | Conf Load (Fresno) | 314
30886 | REMUSTANG | PG AND E | 230 | 30 | Conf Load (Fresno) | 314
30885 | MUSTANGSS | PG AND E | 230 | 30 | Conf Load (Fresno) | 314
30884 | HENRIETTA_E | PG AND E | 230 | 30 | Conf Load (Fresno) | 314
64069 | MACHACEK | SIERRA | 230 | 64 | SPP-East Tie | 642
20018 | RUB-230 | MEXICO-CFE | 230 | 20 | ZoneTJ | 203
14204 | CHOLLA | APS | 230 | 14 | APS | 141
30881 | HENRIETTA_D | PG AND E | 230 | 30 | Conf Load (Fresno) | 314
20017 | MEP-230 | MEXICO-CFE | 230 | 20 | ZoneTJ | 203
64056 | GONDER | SIERRA | 230 | 64 | SPP-East Tie | 642
64054 | FT CHUR | SIERRA | 230 | 64 | SPP-Carson City | 648
42113 | FREDONIA | NORTHWEST | 230 | 40 | SKAGIT | 422
30880 | HENTAP2 | PG AND E | 230 | 30 | Conf Load (Fresno) | 314
64045 | FRONTIER | SIERRA | 230 | 64 | SPP-East Tie | 642
30879 | HENTAP1 | PG AND E | 230 | 30 | Conf Load (Fresno) | 314
14203 | CASGRAPS | APS | 230 | 14 | APS | 141
42104 | MARCH PT | NORTHWEST | 230 | 40 | SKAGIT | 422
42103 | SEDRO# | NORTHWEST | 230 | 40 | SKAGIT | 422
20015 | PAP-230 | MEXICO-CFE | 230 | 20 | ZoneTJ | 203
42100 | SEDRO | NORTHWEST | 230 | 40 | SKAGIT | 422
30875 | MC CALL | PG AND E | 230 | 30 | Conf Load (Fresno) | 314
20001 | PJZ-230 | MEXICO-CFE | 230 | 20 | ZoneTJ | 203
30873 | HELM | PG AND E | 230 | 30 | Conf Load (Fresno) | 314
14202 | CACTUS | APS | 230 | 14 | APS | 141
46139 | WQ_FLYTAP | NORTHWEST | 230 | 40 | Grant County, WA | 482
30871 | PINEFLAT | PG AND E | 230 | 30 | Conf Load (CDWR) | 327
64006 | AUSTIN | SIERRA | 230 | 64 | SPP-East Tie | 642
64005 | ANACONDA | SIERRA | 230 | 64 | SPP-East Tie | 642
30870 | PINEFLATJCT | PG AND E | 230 | 30 | Conf Load (CDWR) | 327
30865 | BALCH2-2 | PG AND E | 230 | 30 | Conf Load (Fresno) | 314
30861 | BALCH2-3 | PG AND E | 230 | 30 | Conf Load (Fresno) | 314
14201 | BUCKEYE | APS | 230 | 14 | APS | 141
30860 | BALCH3TP | PG AND E | 230 | 30 | Conf Load (Fresno) | 314
30855 | HAAS | PG AND E | 230 | 30 | Conf Load (Fresno) | 314
14195 | CCAFX | APS | 230 | 14 | APS | 141
30850 | ASHLAN | PG AND E | 230 | 30 | Conf Load (Fresno) | 314
30846 | FIGRDN 2 | PG AND E | 230 | 30 | Conf Load (Fresno) | 314
19886 | TNS-GSU-HV | WAPA L.C. | 230 | 19 | WAPA-DSW | 191
10291 | SAN_JUAN | NEW MEXICO | 230 | 10 | PNM: EHV and Gen | 100
30845 | FGRDN T2 | PG AND E | 230 | 30 | Conf Load (Fresno) | 314
61829 | NAMPA | IDAHO | 230 | 60 | ZoneIP Central | 612
61828 | NAMPA TP | IDAHO | 230 | 60 | ZoneIP Central | 612
30841 | FIGRDN 1 | PG AND E | 230 | 30 | Conf Load (Fresno) | 314
19787 | LNGHOUSE | WAPA L.C. | 230 | 19 | WAPA-DSW | 191
61813 | CLOVRDAL | IDAHO | 230 | 60 | ZoneIP Central | 612
30840 | FGRDN T1 | PG AND E | 230 | 30 | Conf Load (Fresno) | 314
30835 | HERNDON | PG AND E | 230 | 30 | Conf Load (Fresno) | 314
14194 | CCLSS | APS | 230 | 14 | APS | 141
30830 | KEARNEY | PG AND E | 230 | 30 | Conf Load (Fresno) | 314
30825 | MCMULLN1 | PG AND E | 230 | 30 | Conf Load (Fresno) | 314
19784 | KAYENTA | WAPA L.C. | 230 | 19 | WAPA-DSW | 191
30823 | HELMS PP3 | PG AND E | 230 | 30 | Conf Load (Fresno) | 314
30822 | HELMS PP2 | PG AND E | 230 | 30 | Conf Load (Fresno) | 314
14166 | LINDE 1 | APS | 230 | 14 | APS | 141
30821 | HELMS PP1 | PG AND E | 230 | 30 | Conf Load (Fresno) | 314
30810 | GREGG | PG AND E | 230 | 30 | Conf Load (Fresno) | 314
19782 | GLENCANY | WAPA L.C. | 230 | 19 | WAPA-DSW | 191
30805 | BORDEN | PG AND E | 230 | 30 | Conf Load (Yosemite) | 313
30802 | STOREYJCT2 | PG AND E | 230 | 30 | Conf Load (Yosemite) | 313
19781 | GLEN PS | WAPA L.C. | 230 | 19 | WAPA-DSW | 191
14161 | TSMC 2 | APS | 230 | 14 | APS | 141
30801 | STOREYJCT1 | PG AND E | 230 | 30 | Conf Load (Yosemite) | 313
30800 | WILSON | PG AND E | 230 | 30 | Conf Load (Yosemite) | 313
14160 | TSMC 1 | APS | 230 | 14 | APS | 141
41754 | G_COULE_1418 | NORTHWEST | 230 | 40 | Central Washington | 403
30797 | LASAGUILASS | PG AND E | 230 | 30 | Conf Load (Yosemite) | 313
41753 | G_COULE_1013 | NORTHWEST | 230 | 40 | Central Washington | 403
41752 | G_COULE_0609 | NORTHWEST | 230 | 40 | Central Washington | 403
30796 | STOREY 1 | PG AND E | 230 | 30 | Conf Load (Yosemite) | 313
19502 | ROGSWAPA | WAPA L.C. | 230 | 19 | WAPA-DSW | 191
41751 | G_COULE_0105 | NORTHWEST | 230 | 40 | Central Washington | 403
30795 | STOREY 2 | PG AND E | 230 | 30 | Conf Load (Yosemite) | 313
19501 | RNDVLYTP | WAPA L.C. | 230 | 19 | WAPA-DSW | 191
30794 | RETRQLTY | PG AND E | 230 | 30 | Conf Load (Yosemite) | 313
30793 | PANO_EC | PG AND E | 230 | 30 | Conf Load (Yosemite) | 313
19500 | HASSYTAP | WAPA L.C. | 230 | 19 | WAPA-DSW | 191
30792 | TRANQLTYSS | PG AND E | 230 | 30 | Conf Load (Yosemite) | 313
30791 | PNCHE 1M | PG AND E | 230 | 30 | Conf Load (Yosemite) | 313
41402 | ROCK CK | NORTHWEST | 230 | 40 | Lower Columbia Basin | 404
30790 | PANOCHE | PG AND E | 230 | 30 | Conf Load (Yosemite) | 313
19410 | SUN ARIZ | WAPA L.C. | 230 | 19 | WAPA-DSW | 191
30787 | DUKE ML2 | PG AND E | 230 | 30 | Conf Load (Central Coast) | 319
19343 | BUCKEYE2 | WAPA L.C. | 230 | 19 | WAPA-DSW | 191
30780 | DUKE ML1 | PG AND E | 230 | 30 | Conf Load (Central Coast) | 319
46144 | SILIC TP | NORTHWEST | 230 | 40 | Grant County, WA | 482
41358 | GND_COULE_S3 | NORTHWEST | 230 | 40 | Central Washington | 403
30767 | WRIGHTFRMN | PG AND E | 230 | 30 | Conf Load (Yosemite) | 313
41357 | GND_COULE_S2 | NORTHWEST | 230 | 40 | Central Washington | 403
41356 | GND_COULE_S1 | NORTHWEST | 230 | 40 | Central Washington | 403
30766 | PADREFLATSSS | PG AND E | 230 | 30 | Conf Load (Yosemite) | 313
19341 | EASTSIDE | WAPA L.C. | 230 | 19 | WAPA-DSW | 191
41354 | HAT_ROCK | NORTHWEST | 230 | 40 | PAC:HERM | 415
30765 | LOSBANOS | PG AND E | 230 | 30 | Conf Load (Yosemite) | 313
41353 | MCNRY S3 | NORTHWEST | 230 | 40 | Lower Columbia Basin | 404
41352 | MCNRY S2 | NORTHWEST | 230 | 40 | Lower Columbia Basin | 404
30764 | QUINTOSLR | PG AND E | 230 | 30 | Conf Load (Yosemite) | 313
19321 | NEWPORT | WAPA L.C. | 230 | 19 | WAPA-DSW | 191
41351 | MCNRY S1 | NORTHWEST | 230 | 40 | Lower Columbia Basin | 404
41350 | QUARRYSW | NORTHWEST | 230 | 40 | PAC:HERM | 415
30763 | QUINTO_SS | PG AND E | 230 | 30 | Conf Load (Yosemite) | 313
41348 | MIDWAYB3 | NORTHWEST | 230 | 40 | Lower Columbia Basin | 404
41347 | MIDWAYB2 | NORTHWEST | 230 | 40 | Lower Columbia Basin | 404
30760 | COBURN | PG AND E | 230 | 30 | Conf Load (Central Coast) | 319
19320 | TOPOCK | WAPA L.C. | 230 | 19 | WAPA-DSW | 191
41346 | MIDWAYB1 | NORTHWEST | 230 | 40 | Lower Columbia Basin | 404
41344 | BIG_EDDY4 | NORTHWEST | 230 | 40 | Lower Columbia Basin | 404
30755 | MOSSLNSW | PG AND E | 230 | 30 | Conf Load (Central Coast) | 319
41343 | BIG_EDDY3 | NORTHWEST | 230 | 40 | Lower Columbia Basin | 404
41342 | BIG_EDDY2 | NORTHWEST | 230 | 40 | Lower Columbia Basin | 404
30741 | CAL MEC | PG AND E | 230 | 30 | Conf Load (San Jose) | 318
19316 | SOPOINT | WAPA L.C. | 230 | 19 | WAPA-DSW | 191
41341 | BIG_EDDY1 | NORTHWEST | 230 | 40 | Lower Columbia Basin | 404
30735 | METCALF | PG AND E | 230 | 30 | Conf Load (San Jose) | 318
41330 | SNOHOMISH_S4 | NORTHWEST | 230 | 40 | Seattle Area, Olympic Peninsula | 400
30733 | VASONA | PG AND E | 230 | 30 | Conf Load (De Anza) | 317
41329 | SNOHOMISH_S3 | NORTHWEST | 230 | 40 | Seattle Area, Olympic Peninsula | 400
41328 | SNOHOMISH_S2 | NORTHWEST | 230 | 40 | Seattle Area, Olympic Peninsula | 400
30731 | LS ESTRS | PG AND E | 230 | 30 | Conf Load (San Jose) | 318
41327 | SNOHOMISH_S1 | NORTHWEST | 230 | 40 | Seattle Area, Olympic Peninsula | 400
30730 | HICKS | PG AND E | 230 | 30 | Conf Load (San Jose) | 318
19314 | PEACOCK | WAPA L.C. | 230 | 19 | WAPA-DSW | 191
41321 | MARC SW2 | NORTHWEST | 230 | 40 | Western Oregon | 402
30726 | C.COSTAPPF | PG AND E | 230 | 30 | Conf Load (Diablo) | 308
30725 | C.COSTAPPE | PG AND E | 230 | 30 | Conf Load (Diablo) | 308
19310 | GRIFFITH | WAPA L.C. | 230 | 19 | WAPA-DSW | 191
19224 | LONGTIN | WAPA L.C. | 230 | 19 | WAPA-DSW | 191
60407 | MTNAIR W | IDAHO | 230 | 60 | ZoneIP Central | 612
30720 | SARATOGA | PG AND E | 230 | 30 | Conf Load (De Anza) | 317
60405 | MTNAIRTP | IDAHO | 230 | 60 | ZoneIP Central | 612
60400 | GARNET | IDAHO | 230 | 60 | ZoneIP Western | 611
60396 | BNET MTN | IDAHO | 230 | 60 | ZoneIP Central | 612
60395 | RTLSNAKE | IDAHO | 230 | 60 | ZoneIP Central | 612
30717 | TRAN230B | PG AND E | 230 | 30 | Conf Load (Peninsula) | 310
150050 | SIDWINDR | SRP | 230 | 15 | SRP EHV 230 KV | 1504
60394 | DANSKIN | IDAHO | 230 | 60 | ZoneIP Central | 612
41291 | WINECTRY | NORTHWEST | 230 | 40 | Lower Columbia Basin | 404
30716 | TRAN230A | PG AND E | 230 | 30 | Conf Load (Peninsula) | 310
41276 | WESTBPA2 | NORTHWEST | 230 | 40 | Spokane Area Publics | 491
30715 | JEFFERSN | PG AND E | 230 | 30 | Conf Load (Peninsula) | 310
41275 | WESTBPA1 | NORTHWEST | 230 | 40 | Spokane Area Publics | 491
30714 | JMDAMCX2 | PG AND E | 230 | 30 | Conf Load (Peninsula) | 310
30713 | JMDAMCX1 | PG AND E | 230 | 30 | Conf Load (Peninsula) | 310
150031 | VAH KI | SRP | 230 | 15 | SRP EHV 230 KV | 1504
30712 | SLACTAP2 | PG AND E | 230 | 30 | Conf Load (Peninsula) | 310
19218 | CASAGRND | WAPA L.C. | 230 | 19 | WAPA-DSW | 191
60312 | N POWDER | IDAHO | 230 | 60 | ZoneIP Western | 611
30711 | S.L.A.C. | PG AND E | 230 | 30 | Conf Load (Peninsula) | 310
60310 | QUARTZTP | IDAHO | 230 | 60 | ZoneIP Western | 611
60306 | QUARTZ | IDAHO | 230 | 60 | ZoneIP Western | 611
30710 | SLACTAP1 | PG AND E | 230 | 30 | Conf Load (Peninsula) | 310
60288 | OXBIMN13 | IDAHO | 230 | 60 | ZoneIP Western | 611
30705 | MONTAVIS | PG AND E | 230 | 30 | Conf Load (De Anza) | 317
60287 | OXBIMN12 | IDAHO | 230 | 60 | ZoneIP Western | 611
60286 | OXBIMN11 | IDAHO | 230 | 60 | ZoneIP Western | 611
30703 | RAVENSWD | PG AND E | 230 | 30 | Conf Load (Peninsula) | 310
30700 | SANMATEO | PG AND E | 230 | 30 | Conf Load (Peninsula) | 310
60279 | ONTLAN11 | IDAHO | 230 | 60 | ZoneIP Western | 611
60278 | IMNAHA | IDAHO | 230 | 60 | ZoneIP Western | 611
60275 | OXBOW | IDAHO | 230 | 60 | ZoneIP Western | 611
60274 | CALLAN11 | IDAHO | 230 | 60 | ZoneIP Central | 612
30699 | PTR_SHNT | PG AND E | 230 | 30 | Conf Load (S.F.) | 309
60273 | BROONT13 | IDAHO | 230 | 60 | ZoneIP Western | 611
60272 | BROONT12 | IDAHO | 230 | 60 | ZoneIP Western | 611
60271 | BROONT11 | IDAHO | 230 | 60 | ZoneIP Western | 611
30698 | POTRERO | PG AND E | 230 | 30 | Conf Load (S.F.) | 309
150019 | GRANDCTL | SRP | 230 | 15 | SRP OTHER SUB 69kV | 1508
60266 | LANGLEY | IDAHO | 230 | 60 | ZoneIP Western | 611
60265 | ONTARIO | IDAHO | 230 | 60 | ZoneIP Western | 611
30696 | MRT RCTR | PG AND E | 230 | 30 | Conf Load (S.F.) | 309
30695 | MARTIN C | PG AND E | 230 | 30 | Conf Load (S.F.) | 309
60249 | HUBBARD | IDAHO | 230 | 60 | ZoneIP Central | 612
30685 | EMBRCDRD | PG AND E | 230 | 30 | Conf Load (S.F.) | 309
60244 | MIDBOI32 | IDAHO | 230 | 60 | ZoneIP Southern | 613
60243 | MIDBOI31 | IDAHO | 230 | 60 | ZoneIP Southern | 613
30670 | WESTLEY | PG AND E | 230 | 30 | Conf Load (TID) | 324
30656 | PPASSWND | PG AND E | 230 | 30 | Conf Load (Stockton) | 311
60234 | MIDBOI22 | IDAHO | 230 | 60 | ZoneIP Southern | 613
60233 | MIDBOI21 | IDAHO | 230 | 60 | ZoneIP Southern | 613
60232 | MIDPOINT | IDAHO | 230 | 60 | ZoneIP Southern | 613
30655 | PPASSJCT | PG AND E | 230 | 30 | Conf Load (Stockton) | 311
30640 | TESLA C | PG AND E | 230 | 30 | Conf Load (Stockton) | 311
60207 | LOCUST | IDAHO | 230 | 60 | ZoneIP Central | 612
41165 | WREN+ | NORTHWEST | 230 | 40 | Western Oregon | 402
30635 | NWK DIST | PG AND E | 230 | 30 | Conf Load (Mission) | 316
154722 | Q55-HV | SRP | 230 | 15 | SRP EHV 230 KV | 1504
152016 | AF230BK4 | SRP | 230 | 15 | SRP EHV 230 KV | 1504
41161 | WOODLAND | NORTHWEST | 230 | 40 | Portland Area | 401
60186 | KINPT MP | IDAHO | 230 | 60 | ZoneIP Eastern | 614
30631 | NEWARK E | PG AND E | 230 | 30 | Conf Load (Mission) | 316
60185 | KINPORT | IDAHO | 230 | 60 | ZoneIP Eastern | 614
19208 | N.WADDEL | WAPA L.C. | 230 | 19 | WAPA-DSW | 191
60177 | JUSTICE | IDAHO | 230 | 60 | ZoneIP Southern | 613
41155 | CASCADE_STL | NORTHWEST | 230 | 40 | Portland Area | 401
30630 | NEWARK D | PG AND E | 230 | 30 | Conf Load (Mission) | 316
60165 | HUNT | IDAHO | 230 | 60 | ZoneIP Southern | 613
60156 | HEMINWAY | IDAHO | 230 | 60 | ZoneIP Central | 612
30625 | TESLA D | PG AND E | 230 | 30 | Conf Load (Stockton) | 311
41149 | WHITE BL | NORTHWEST | 230 | 40 | Lower Columbia Basin | 404
60150 | HELLSCYN | IDAHO | 230 | 60 | ZoneIP Western | 611
30624 | TESLA E | PG AND E | 230 | 30 | Conf Load (Stockton) | 311
60130 | DRAM | IDAHO | 230 | 60 | ZoneIP Central | 612
41141 | WENDSON | NORTHWEST | 230 | 40 | Western Oregon | 402
30622 | EIGHT MI | PG AND E | 230 | 30 | Conf Load (Stockton) | 311
30600 | TRES VAQ | PG AND E | 230 | 30 | Conf Load (Diablo) | 308
19204 | HARCUVAR | WAPA L.C. | 230 | 19 | WAPA-DSW | 191
60112 | BOIHOR42 | IDAHO | 230 | 60 | ZoneIP Central | 612
60111 | BOIHOR41 | IDAHO | 230 | 60 | ZoneIP Central | 612
60110 | CALDWELL | IDAHO | 230 | 60 | ZoneIP Central | 612
30595 | FLOWIND2 | PG AND E | 230 | 30 | Conf Load (Stockton) | 311
60109 | BOIBRO32 | IDAHO | 230 | 60 | ZoneIP Central | 612
60108 | BOIBRO31 | IDAHO | 230 | 60 | ZoneIP Central | 612
41135 | WARNER | NORTHWEST | 230 | 40 | Southern Oregon | 405
60107 | BOIBRO22 | IDAHO | 230 | 60 | ZoneIP Central | 612
60106 | BOIBRO21 | IDAHO | 230 | 60 | ZoneIP Central | 612
30590 | USWP-JRW | PG AND E | 230 | 30 | Conf Load (Mission) | 316
154725 | Q55-Mid | SRP | 230 | 15 | SRP EHV 230 KV | 1504
60104 | BOIBRO12 | IDAHO | 230 | 60 | ZoneIP Central | 612
60103 | BOIBRO11 | IDAHO | 230 | 60 | ZoneIP Central | 612
60102 | HORSEFLT | IDAHO | 230 | 60 | ZoneIP Western | 611
30585 | LS PSTAS | PG AND E | 230 | 30 | Conf Load (Mission) | 316
60095 | BROWNLEE | IDAHO | 230 | 60 | ZoneIP Western | 611
60073 | BRADY | IDAHO | 230 | 60 | ZoneIP Southern | 613
60072 | BRADY TP | IDAHO | 230 | 60 | ZoneIP Eastern | 614
30581 | SANDHLW | PG AND E | 230 | 30 | Conf Load (Stockton) | 311
60064 | BOWMONT | IDAHO | 230 | 60 | ZoneIP Central | 612
60062 | BORAH | IDAHO | 230 | 60 | ZoneIP Eastern | 614
30580 | SANDHLWJCT | PG AND E | 230 | 30 | Conf Load (Stockton) | 311
60045 | BOISEBCH | IDAHO | 230 | 60 | ZoneIP Central | 612
30575 | BVISTAWNDC1 | PG AND E | 230 | 30 | Conf Load (Diablo) | 308
30574 | WINDMASTERJT | PG AND E | 230 | 30 | Conf Load (Diablo) | 308
19169 | ED5-230 | WAPA L.C. | 230 | 19 | WAPA-DSW | 191
41112 | VANTAGE_S | NORTHWEST | 230 | 40 | Central Washington | 403
41111 | VANTAGE_N | NORTHWEST | 230 | 40 | Central Washington | 403
30571 | RALPH | PG AND E | 230 | 30 | Conf Load (Stockton) | 311
30570 | RALPHJCT | PG AND E | 230 | 30 | Conf Load (Stockton) | 311
19107 | GAVLINWA | WAPA L.C. | 230 | 19 | WAPA-DSW | 191
155339 | GCL_HB | SRP | 230 | 15 | SRP OTHER SUB 69kV | 1508
30569 | KELSO | PG AND E | 230 | 30 | Conf Load (Stockton) | 311
30568 | MARIPOSA | PG AND E | 230 | 30 | Conf Load (Stockton) | 311
30567 | LONETREE | PG AND E | 230 | 30 | Conf Load (Diablo) | 308
19106 | PRSCOTWA | WAPA L.C. | 230 | 19 | WAPA-DSW | 191
41094 | TROUTD W | NORTHWEST | 230 | 40 | Portland Area | 401
30565 | BRENTWOD | PG AND E | 230 | 30 | Conf Load (Diablo) | 308
41092 | TROUTD E | NORTHWEST | 230 | 40 | Portland Area | 401
41091 | TROUT_CREEK+ | NORTHWEST | 230 | 40 | Spokane Area, N Idaho, W Montana | 406
30563 | RESEARCH | PG AND E | 230 | 30 | Conf Load (Diablo) | 308
30562 | SRRC JCT | PG AND E | 230 | 30 | Conf Load (Diablo) | 308
41083 | TOLEDO | NORTHWEST | 230 | 40 | Western Oregon | 402
41079 | TUMBL_CREEK+ | NORTHWEST | 230 | 40 | Western Oregon | 402
30561 | TASSAJAR | PG AND E | 230 | 30 | Conf Load (Diablo) | 308
41075 | TILLAMOK | NORTHWEST | 230 | 40 | Portland Area | 401
30560 | E. SHORE | PG AND E | 230 | 30 | Conf Load (Mission) | 316
30559 | RUSCTYEC | PG AND E | 230 | 30 | Conf Load (Mission) | 316
154845 | Q47_JACK | SRP | 230 | 15 | SRP OTHER SUB 69kV | 1508
30556 | CV BART | PG AND E | 230 | 30 | Conf Load (Mission) | 316
30555 | SANRAMON | PG AND E | 230 | 30 | Conf Load (Mission) | 316
19083 | HOVRA1A2 | WAPA L.C. | 230 | 19 | WAPA-DSW | 191
81842 | mid_81842 | B.C.HYDRO | 230 | 50 | BC HYDRO | 500
41061 | TAHKNICH | NORTHWEST | 230 | 40 | Western Oregon | 402
30554 | CASTROVL | PG AND E | 230 | 30 | Conf Load (Mission) | 316
56451 | MATLB2 | ALBERTA | 230 | 54 | AIES-Glenwood | 575
30550 | MORAGA | PG AND E | 230 | 30 | Conf Load (Diablo) | 308
19082 | HOVRN1N2 | WAPA L.C. | 230 | 19 | WAPA-DSW | 191
41055 | S TACOMA | NORTHWEST | 230 | 40 | Seattle Area, Olympic Peninsula | 400
41053 | COWLITZ# | NORTHWEST | 230 | 40 | Seattle Area, Olympic Peninsula | 400
30545 | ROSSMOOR | PG AND E | 230 | 30 | Conf Load (Diablo) | 308
30544 | ROSSTAP2 | PG AND E | 230 | 30 | Conf Load (Diablo) | 308
41050 | TACOMA S | NORTHWEST | 230 | 40 | Seattle Area, Olympic Peninsula | 400
19081 | HOVRN3N4 | WAPA L.C. | 230 | 19 | WAPA-DSW | 191
41049 | TACOMA N | NORTHWEST | 230 | 40 | Seattle Area, Olympic Peninsula | 400
30543 | ROSSTAP1 | PG AND E | 230 | 30 | Conf Load (Diablo) | 308
30540 | SOBRANTE | PG AND E | 230 | 30 | Conf Load (Diablo) | 308
19080 | HOVRN5N6 | WAPA L.C. | 230 | 19 | WAPA-DSW | 191
30537 | NDUBLIN | PG AND E | 230 | 30 | Conf Load (Mission) | 316
19079 | HOVRN7N8 | WAPA L.C. | 230 | 19 | WAPA-DSW | 191
30536 | TESORO | PG AND E | 230 | 30 | Conf Load (Diablo) | 308
30535 | TIDEWATR | PG AND E | 230 | 30 | Conf Load (Diablo) | 308
19075 | HAVASU | WAPA L.C. | 230 | 19 | WAPA-DSW | 191
30531 | 0162-WD | PG AND E | 230 | 30 | Conf Load (Mission) | 316
41021 | ST JOHNS | NORTHWEST | 230 | 40 | Portland Area | 401
30530 | CAYETANO | PG AND E | 230 | 30 | Conf Load (Mission) | 316
30529 | MONTEZUMASS | PG AND E | 230 | 30 | Conf Load (Sacramento) | 304
19074 | N.HAVASU | WAPA L.C. | 230 | 19 | WAPA-DSW | 191
30528 | DEC PTSG | PG AND E | 230 | 30 | Conf Load (Diablo) | 308
159003 | MES3_TWP | SRP | 230 | 15 | SRP OTHER SUB 69kV | 1508
30527 | PITSBG E | PG AND E | 230 | 30 | Conf Load (Diablo) | 308
19072 | HILLTOP | WAPA L.C. | 230 | 19 | WAPA-DSW | 191
30526 | PITSBG D | PG AND E | 230 | 30 | Conf Load (Diablo) | 308
41008 | SNOKING_S3 | NORTHWEST | 230 | 40 | Seattle Area, Olympic Peninsula | 400
30525 | C.COSTAPPD | PG AND E | 230 | 30 | Conf Load (Diablo) | 308
41006 | SNOKING_S2 | NORTHWEST | 230 | 40 | Seattle Area, Olympic Peninsula | 400
30524 | 0354-WD | PG AND E | 230 | 30 | Conf Load (Diablo) | 308
41004 | SNOKING_S1 | NORTHWEST | 230 | 40 | Seattle Area, Olympic Peninsula | 400
30523 | CC SUB | PG AND E | 230 | 30 | Conf Load (Diablo) | 308
30520 | GATEWAY | PG AND E | 230 | 30 | Conf Load (Diablo) | 308
30519 | MARSHLD2 | PG AND E | 230 | 30 | Conf Load (Diablo) | 308
19068 | TESTTRAK | WAPA L.C. | 230 | 19 | WAPA-DSW | 191
30518 | MARSHLD1 | PG AND E | 230 | 30 | Conf Load (Diablo) | 308
40987 | SILVR CK | NORTHWEST | 230 | 40 | Seattle Area, Olympic Peninsula | 400
40986 | SLATT | NORTHWEST | 230 | 40 | Lower Columbia Basin | 404
30516 | WILSONRCTR | PG AND E | 230 | 30 | Conf Load (Yosemite) | 313
14045 | Q292 STA | APS | 230 | 14 | APS | 141
403040 | COV_CRE_CIO | NORTHWEST | 230 | 40 | Seattle Area, Olympic Peninsula | 400
81867 | mid_81867 | B.C.HYDRO | 230 | 50 | BC HYDRO | 500
40983 | SIFTON_W | NORTHWEST | 230 | 40 | Portland Area | 401
30515 | WARNERVL | PG AND E | 230 | 30 | City and County of San Francisco | 357
40981 | SIFTON_E | NORTHWEST | 230 | 40 | Portland Area | 401
30510 | CAMANCH | PG AND E | 230 | 30 | Conf Load (Stockton) | 311
40977 | SIFTON2# | NORTHWEST | 230 | 40 | Portland Area | 401
40975 | SIFTON1# | NORTHWEST | 230 | 40 | Portland Area | 401
30506 | 0227-WD | PG AND E | 230 | 30 | Conf Load (Stockton) | 311
40974 | SICKLER TX | NORTHWEST | 230 | 40 | Central Washington | 403
30505 | WEBER | PG AND E | 230 | 30 | Conf Load (Stockton) | 311
40971 | SHELTON | NORTHWEST | 230 | 40 | Seattle Area, Olympic Peninsula | 400
30503 | COLLERVL | PG AND E | 230 | 30 | Conf Load (Stockton) | 311
30500 | BELLOTA | PG AND E | 230 | 30 | Conf Load (Stockton) | 311
40963 | HORSERANCH# | NORTHWEST | 230 | 40 | Seattle Area, Olympic Peninsula | 400
30499 | STAGG-E | PG AND E | 230 | 30 | Conf Load (Stockton) | 311
30498 | STAGG-D | PG AND E | 230 | 30 | Conf Load (Stockton) | 311
159000 | MESSOLAR | SRP | 230 | 15 | SRP OTHER SUB 69kV | 1508
30497 | STAGG-F | PG AND E | 230 | 30 | Conf Load (Stockton) | 311
19062 | PINPK | WAPA L.C. | 230 | 19 | WAPA-DSW | 191
30496 | STAGG-H | PG AND E | 230 | 30 | Conf Load (Stockton) | 311
30495 | STAGG-J1 | PG AND E | 230 | 30 | Conf Load (Stockton) | 311
40947 | SATSOP | NORTHWEST | 230 | 40 | Seattle Area, Olympic Peninsula | 400
19061 | PHXWAPA | WAPA L.C. | 230 | 19 | WAPA-DSW | 191
40944 | SANTIAM TX | NORTHWEST | 230 | 40 | Western Oregon | 402
30490 | VLLY SPS | PG AND E | 230 | 30 | Conf Load (Stockton) | 311
40942 | SANTIAM# | NORTHWEST | 230 | 40 | Western Oregon | 402
30489 | STAGG-J2 | PG AND E | 230 | 30 | Conf Load (Stockton) | 311
40939 | SANTIAM WEST | NORTHWEST | 230 | 40 | Western Oregon | 402
40938 | SANTIAM EAST | NORTHWEST | 230 | 40 | Western Oregon | 402
30487 | ELECTRA | PG AND E | 230 | 30 | Conf Load (Stockton) | 311
40937 | SANTIAM_JMP | NORTHWEST | 230 | 40 | Western Oregon | 402
30486 | TIGR CKM | PG AND E | 230 | 30 | Conf Load (Stockton) | 311
30485 | TIGR CRK | PG AND E | 230 | 30 | Conf Load (Stockton) | 311
30482 | LOCKFORD | PG AND E | 230 | 30 | Conf Load (Stockton) | 311
30480 | RUSSELLSMUD | PG AND E | 230 | 30 | Conf Load (Sacramento) | 304
30479 | BDLSWSTA | PG AND E | 230 | 30 | Conf Load (Sacramento) | 304
40923 | SALEM | NORTHWEST | 230 | 40 | Portland Area | 401
30478 | LAMBIESWSTA | PG AND E | 230 | 30 | Conf Load (Sacramento) | 304
19056 | MCCONICO | WAPA L.C. | 230 | 19 | WAPA-DSW | 191
81904 | mid_81904 | B.C.HYDRO | 230 | 50 | BC HYDRO | 500
19055 | LONE BUT | WAPA L.C. | 230 | 19 | WAPA-DSW | 191
30477 | SHILOH1 | PG AND E | 230 | 30 | Conf Load (Sacramento) | 304
30476 | SHILOH2 | PG AND E | 230 | 30 | Conf Load (Sacramento) | 304
40909 | SACHEEN | NORTHWEST | 230 | 40 | Spokane Area, N Idaho, W Montana | 406
30474 | MONTZMA2 | PG AND E | 230 | 30 | Conf Load (Sacramento) | 304
40905 | ROUNDUP | NORTHWEST | 230 | 40 | Southeast Washington | 407
19054 | LIBTYPHS | WAPA L.C. | 230 | 19 | WAPA-DSW | 191
30473 | HIGHWINDS | PG AND E | 230 | 30 | Conf Load (Sacramento) | 304
24106 | ORMOND | SOCALIF | 230 | 24 | SCE Ventura/Santa Barbara | 259
40900 | ROSS_E | NORTHWEST | 230 | 40 | Clark County, WA | 456
40899 | ROSS_W | NORTHWEST | 230 | 40 | Clark County, WA | 456
30472 | PEABODY | PG AND E | 230 | 30 | Conf Load (Sacramento) | 304
40895 | ROGUE | NORTHWEST | 230 | 40 | Western Oregon | 402
30471 | SHILOH4 | PG AND E | 230 | 30 | Conf Load (Sacramento) | 304
30470 | SHILOH4JCT | PG AND E | 230 | 30 | Conf Load (Sacramento) | 304
19052 | LIBERTY | WAPA L.C. | 230 | 19 | WAPA-DSW | 191
30469 | SHILOH3 | PG AND E | 230 | 30 | Conf Load (Sacramento) | 304
40883 | RESTON | NORTHWEST | 230 | 40 | Western Oregon | 402
40881 | RESTON# | NORTHWEST | 230 | 40 | Western Oregon | 402
30468 | SHILOH3JCT | PG AND E | 230 | 30 | Conf Load (Sacramento) | 304
30467 | PARKWAY | PG AND E | 230 | 30 | Conf Load (North Bay) | 306
40876 | RDMND_W | NORTHWEST | 230 | 40 | Southern Oregon | 405
30465 | BAHIA | PG AND E | 230 | 30 | Conf Load (North Bay) | 306
40875 | RDMND_E | NORTHWEST | 230 | 40 | Southern Oregon | 405
30460 | VACA-DIX | PG AND E | 230 | 30 | Conf Load (Sacramento) | 304
30451 | CRTNA M | PG AND E | 230 | 30 | Conf Load (Sacramento) | 304
40870 | RAVER | NORTHWEST | 230 | 40 | Seattle Area, Olympic Peninsula | 400
30450 | CORTINA | PG AND E | 230 | 30 | Conf Load (Sacramento) | 304
30445 | IGNACIO | PG AND E | 230 | 30 | Conf Load (North Bay) | 306
30440 | TULUCAY | PG AND E | 230 | 30 | Conf Load (North Bay) | 306
30438 | C&H | PG AND E | 230 | 30 | Conf Load (East Bay) | 307
30437 | CROCKETT | PG AND E | 230 | 30 | Conf Load (East Bay) | 307
30435 | LAKEVILE | PG AND E | 230 | 30 | Conf Load (N. Coast) | 302
40851 | POTHOLES | NORTHWEST | 230 | 40 | Central Washington | 403
30432 | T22_93 | PG AND E | 230 | 30 | Conf Load (N. Coast) | 302
19045 | COOLIDGE | WAPA L.C. | 230 | 19 | WAPA-DSW | 191
40845 | PORT_ANG_1 | NORTHWEST | 230 | 40 | Seattle Area, Olympic Peninsula | 400
30430 | FULTON | PG AND E | 230 | 30 | Conf Load (N. Coast) | 302
40839 | PORT_ANG_2 | NORTHWEST | 230 | 40 | Seattle Area, Olympic Peninsula | 400
40838 | PONDROSA_GIS | NORTHWEST | 230 | 40 | Southern Oregon | 405
30427 | GEYSR17 | PG AND E | 230 | 30 | Conf Load (N. Coast) | 302
30426 | BOTTLERK | PG AND E | 230 | 30 | Conf Load (N. Coast) | 302
40836 | PONDROSA_AIS | NORTHWEST | 230 | 40 | Southern Oregon | 405
30413 | SONOMAPPGEO | PG AND E | 230 | 30 | Conf Load (N. Coast) | 302
19043 | HVRA3A4 | WAPA L.C. | 230 | 19 | WAPA-DSW | 191
408360 | PON_COR1_CIO | NORTHWEST | 230 | 40 | Southern Oregon | 405
30410 | GEYSR20 | PG AND E | 230 | 30 | Conf Load (N. Coast) | 302
30409 | GEYSR13 | PG AND E | 230 | 30 | Conf Load (N. Coast) | 302
40826 | PEARL W | NORTHWEST | 230 | 40 | Portland Area | 401
19042 | PARKER | WAPA L.C. | 230 | 19 | WAPA-DSW | 191
40824 | PEARL E | NORTHWEST | 230 | 40 | Portland Area | 401
30408 | SANTAFE | PG AND E | 230 | 30 | Conf Load (N. Coast) | 302
30407 | G13TT1_8 | PG AND E | 230 | 30 | Conf Load (N. Coast) | 302
30406 | G13TT1_9 | PG AND E | 230 | 30 | Conf Load (N. Coast) | 302
40813 | PARKDALE | NORTHWEST | 230 | 40 | Lower Columbia Basin | 404
40810 | OSTRNDER | NORTHWEST | 230 | 40 | Portland Area | 401
30405 | G9CRT111 | PG AND E | 230 | 30 | Conf Load (N. Coast) | 302
30404 | NCPA2 | PG AND E | 230 | 30 | Conf Load (N. Coast) | 302
30403 | GEYSR16 | PG AND E | 230 | 30 | Conf Load (N. Coast) | 302
19030 | HOVRA7-9 | WAPA L.C. | 230 | 19 | WAPA-DSW | 191
30402 | WSFRDFLT | PG AND E | 230 | 30 | Conf Load (N. Coast) | 302
30401 | BEARCNYN | PG AND E | 230 | 30 | Conf Load (N. Coast) | 302
40794 | OLYMPIA_E | NORTHWEST | 230 | 40 | Seattle Area, Olympic Peninsula | 400
40793 | OLYMPIA | NORTHWEST | 230 | 40 | Seattle Area, Olympic Peninsula | 400
40792 | OLYMPIA_W | NORTHWEST | 230 | 40 | Seattle Area, Olympic Peninsula | 400
30400 | G16T0_2 | PG AND E | 230 | 30 | Conf Load (N. Coast) | 302
19029 | HOVRA5A6 | WAPA L.C. | 230 | 19 | WAPA-DSW | 191
30399 | NCPATT2 | PG AND E | 230 | 30 | Conf Load (N. Coast) | 302
30398 | NCPA1 | PG AND E | 230 | 30 | Conf Load (N. Coast) | 302
40787 | NOXON_WEST | NORTHWEST | 230 | 40 | AVA: Coeur D'Alene | 441
30397 | CR2T3_18 | PG AND E | 230 | 30 | Conf Load (N. Coast) | 302
19022 | DAVIS | WAPA L.C. | 230 | 19 | WAPA-DSW | 191
30396 | GEYSR14 | PG AND E | 230 | 30 | Conf Load (N. Coast) | 302
30395 | GEYSR18 | PG AND E | 230 | 30 | Conf Load (N. Coast) | 302
19019 | BLK MESA | WAPA L.C. | 230 | 19 | WAPA-DSW | 191
30394 | GEYSR12 | PG AND E | 230 | 30 | Conf Load (N. Coast) | 302
40767 | MURRAY | NORTHWEST | 230 | 40 | Seattle Area, Olympic Peninsula | 400
30393 | G14CRT15 | PG AND E | 230 | 30 | Conf Load (N. Coast) | 302
30392 | G9CRT2_9 | PG AND E | 230 | 30 | Conf Load (N. Coast) | 302
19012 | MEAD S | WAPA L.C. | 230 | 19 | WAPA-DSW | 191
30391 | CR1T3_18 | PG AND E | 230 | 30 | Conf Load (N. Coast) | 302
19011 | MEAD N | WAPA L.C. | 230 | 19 | WAPA-DSW | 191
40751 | MONROE_JMP | NORTHWEST | 230 | 40 | Seattle Area, Olympic Peninsula | 400
30348 | BRIGHTON | PG AND E | 230 | 30 | Conf Load (Sacramento) | 304
40747 | MONROE | NORTHWEST | 230 | 40 | Seattle Area, Olympic Peninsula | 400
30346 | MDDLFK M | PG AND E | 230 | 30 | Conf Load (Sierra) | 305
81948 | mid_81948 | B.C.HYDRO | 230 | 50 | BC HYDRO | 500
30345 | MIDLFORK | PG AND E | 230 | 30 | Conf Load (Sierra) | 305
30340 | RALSTON | PG AND E | 230 | 30 | Conf Load (Sierra) | 305
30337 | GOLDHILL | PG AND E | 230 | 30 | Conf Load (Sierra) | 305
30335 | ATLANTC | PG AND E | 230 | 30 | Conf Load (Sierra) | 305
30330 | RIO OSO | PG AND E | 230 | 30 | Conf Load (Sierra) | 305
30329 | COLGTE2 | PG AND E | 230 | 30 | Conf Load (Sierra) | 305
40709 | MAUPIN | NORTHWEST | 230 | 40 | Lower Columbia Basin | 404
30328 | COLGTE1 | PG AND E | 230 | 30 | Conf Load (Sierra) | 305
40705 | MARTN CR | NORTHWEST | 230 | 40 | Western Oregon | 402
30327 | COLGATE | PG AND E | 230 | 30 | Conf Load (Sierra) | 305
18870 | SILV_ST | NEVADA | 230 | 18 | ZoneN2 | 182
40701 | MARTIN# | NORTHWEST | 230 | 40 | Western Oregon | 402
30325 | PALERMO | PG AND E | 230 | 30 | Conf Load (N. Valley) | 303
30303 | TABLE MTN E | PG AND E | 230 | 30 | Conf Load (N. Valley) | 303
18850 | CLARK GN | NEVADA | 230 | 18 | ZoneN1 | 181
40692 | MAPLEVLY_V12 | NORTHWEST | 230 | 40 | Seattle Area, Olympic Peninsula | 400
30302 | TABLE MTN5JT | PG AND E | 230 | 30 | Conf Load (N. Valley) | 303
40689 | MAPLE V3 | NORTHWEST | 230 | 40 | Seattle Area, Olympic Peninsula | 400
30301 | TBL MT2M | PG AND E | 230 | 30 | Conf Load (N. Valley) | 303
30300 | TABLE MTN D | PG AND E | 230 | 30 | Conf Load (N. Valley) | 303
40686 | SPRING_CK | NORTHWEST | 230 | 40 | Lower Columbia Basin | 404
18793 | EGLESHDW2_MI | NEVADA | 230 | 18 | ZoneN1 | 181
40685 | MABTON+ | NORTHWEST | 230 | 40 | Lower Columbia Basin | 404
30280 | POE | PG AND E | 230 | 30 | Conf Load (N. Valley) | 303
18790 | EGLESHDW1_MI | NEVADA | 230 | 18 | ZoneN1 | 181
30275 | CRESTA | PG AND E | 230 | 30 | Conf Load (N. Valley) | 303
30272 | RK C JT2 | PG AND E | 230 | 30 | Conf Load (N. Valley) | 303
40673 | LONGVIEW# | NORTHWEST | 230 | 40 | Portland Area | 401
40672 | LONGVANX | NORTHWEST | 230 | 40 | Cowlitz County, WA | 457
40671 | LONGVIEW_M | NORTHWEST | 230 | 40 | Cowlitz County, WA | 457
30270 | ROCKCK 2 | PG AND E | 230 | 30 | Conf Load (N. Valley) | 303
40670 | LONGVIEW_S | NORTHWEST | 230 | 40 | Cowlitz County, WA | 457
30268 | ROCKCK 1 | PG AND E | 230 | 30 | Conf Load (N. Valley) | 303
18780 | EGLESHDW | NEVADA | 230 | 18 | ZoneN1 | 181
30265 | BCKS CRK | PG AND E | 230 | 30 | Conf Load (N. Valley) | 303
40664 | CEN FERY | NORTHWEST | 230 | 40 | Southeast Washington | 407
40657 | LIBBY | NORTHWEST | 230 | 40 | Western Montana | 486
30262 | RK C JT1 | PG AND E | 230 | 30 | Conf Load (N. Valley) | 303
40651 | LEXINGTN | NORTHWEST | 230 | 40 | Portland Area | 401
30261 | BELDENTP | PG AND E | 230 | 30 | Conf Load (N. Valley) | 303
30260 | BELDEN | PG AND E | 230 | 30 | Conf Load (N. Valley) | 303
81952 | mid_81952 | B.C.HYDRO | 230 | 50 | BC HYDRO | 500
30255 | CARBOU M | PG AND E | 230 | 30 | Conf Load (N. Valley) | 303
30250 | CARIBOU | PG AND E | 230 | 30 | Conf Load (N. Valley) | 303
40635 | LAPINE | NORTHWEST | 230 | 40 | Southern Oregon | 405
30245 | ROUND MT | PG AND E | 230 | 30 | Conf Load (N. Valley) | 303
30232 | COVE_RD. | PG AND E | 230 | 30 | Conf Load (N. Valley) | 303
30231 | COVERDTP | PG AND E | 230 | 30 | Conf Load (N. Valley) | 303
40628 | LANE S2 | NORTHWEST | 230 | 40 | Western Oregon | 402
40627 | LANE S1 | NORTHWEST | 230 | 40 | Western Oregon | 402
30230 | PIT 6 JT | PG AND E | 230 | 30 | Conf Load (N. Valley) | 303
65176 | MANSFACE | PACE | 230 | 65 | WY TRONA | 668
40624 | LANCASTR | NORTHWEST | 230 | 40 | Spokane Area, N Idaho, W Montana | 406
30225 | PIT 4 JT | PG AND E | 230 | 30 | Conf Load (N. Valley) | 303
40621 | LAGRANDE | NORTHWEST | 230 | 40 | Southeast Washington | 407
30223 | PIT 7JT2 | PG AND E | 230 | 30 | Conf Load (N. Valley) | 303
40615 | KITSAP 2 | NORTHWEST | 230 | 40 | Seattle Area, Olympic Peninsula | 400
40613 | KITSAP | NORTHWEST | 230 | 40 | Seattle Area, Olympic Peninsula | 400
30222 | PIT 7 JT | PG AND E | 230 | 30 | Conf Load (N. Valley) | 303
30220 | PIT 7 | PG AND E | 230 | 30 | Conf Load (N. Valley) | 303
30215 | PIT 6 | PG AND E | 230 | 30 | Conf Load (N. Valley) | 303
30210 | PIT 5 JT | PG AND E | 230 | 30 | Conf Load (N. Valley) | 303
30209 | PIT5JT2 | PG AND E | 230 | 30 | Conf Load (N. Valley) | 303
40599 | KEELER W | NORTHWEST | 230 | 40 | Portland Area | 401
40598 | KEELER E | NORTHWEST | 230 | 40 | Portland Area | 401
30205 | BLACK | PG AND E | 230 | 30 | Conf Load (N. Valley) | 303
30200 | PIT 4 | PG AND E | 230 | 30 | Conf Load (N. Valley) | 303
30195 | PIT 3 | PG AND E | 230 | 30 | Conf Load (N. Valley) | 303
30190 | SPI-BRNY | PG AND E | 230 | 30 | Conf Load (N. Valley) | 303
18674 | GREENWAY | NEVADA | 230 | 18 | ZoneN5 | 185
40584 | JOHN DAY | NORTHWEST | 230 | 40 | Lower Columbia Basin | 404
30186 | MALACHA2 | PG AND E | 230 | 30 | Conf Load (N. Valley) | 303
30185 | PIT 1 | PG AND E | 230 | 30 | Conf Load (N. Valley) | 303
40573 | INTALCO | NORTHWEST | 230 | 40 | Seattle Area, Olympic Peninsula | 400
30118 | COLUSAPP2 | PG AND E | 230 | 30 | Conf Load (N. Valley) | 303
30117 | HRIDGE | PG AND E | 230 | 30 | Conf Load (N. Valley) | 303
40557 | HUNGRY H | NORTHWEST | 230 | 40 | Western Montana | 486
30116 | CARBERY | PG AND E | 230 | 30 | Conf Load (N. Valley) | 303
30115 | COLUSAPP1 | PG AND E | 230 | 30 | Conf Load (N. Valley) | 303
40551 | HOT SPR | NORTHWEST | 230 | 40 | Western Montana | 486
40549 | HORSE HV | NORTHWEST | 230 | 40 | Lower Columbia Basin | 404
30114 | DELEVAN | PG AND E | 230 | 30 | Conf Load (N. Valley) | 303
30111 | LOGAN CR | PG AND E | 230 | 30 | Conf Load (N. Valley) | 303
40537 | HILL TOP | NORTHWEST | 230 | 40 | Southern Oregon | 405
30110 | GLENN | PG AND E | 230 | 30 | Conf Load (N. Valley) | 303
30108 | BRNY_FST | PG AND E | 230 | 30 | Conf Load (N. Valley) | 303
30107 | COTWD_F2 | PG AND E | 230 | 30 | Conf Load (N. Valley) | 303
30106 | COTWD_F | PG AND E | 230 | 30 | Conf Load (N. Valley) | 303
30105 | COTWD_E | PG AND E | 230 | 30 | Conf Load (N. Valley) | 303
40519 | HATWAI | NORTHWEST | 230 | 40 | AVA: Lewiston/Clarkston | 444
30104 | COTWD_E2 | PG AND E | 230 | 30 | Conf Load (N. Valley) | 303
40513 | HASKILL+ | NORTHWEST | 230 | 40 | Western Montana | 486
40511 | HARVALUM | NORTHWEST | 230 | 40 | Lower Columbia Basin | 404
40505 | HAPPY_V+ | NORTHWEST | 230 | 40 | Seattle Area, Olympic Peninsula | 400
40487 | GRN_VALLEY+ | NORTHWEST | 230 | 40 | Western Oregon | 402
10248 | PILLAR | NEW MEXICO | 230 | 10 | PNM: Northwestern | 107
29959 | SUNWARD_2 | SOCALIF | 230 | 24 | SCE Windhub 230kV | 253
18618 | SINATRA | NEVADA | 230 | 18 | ZoneN2 | 182
81978 | mid_81978 | B.C.HYDRO | 230 | 50 | BC HYDRO | 500
29927 | BELLEFIELD | SOCALIF | 230 | 24 | SCE Windhub 230kV | 253
464272 | EASTPNE2 | NORTHWEST | 230 | 40 | Seattle City Light | 464
29906 | ELSEG78 | SOCALIF | 230 | 24 | SCE Los Angeles Basin 230kV | 241
29905 | ELSEG56 | SOCALIF | 230 | 24 | SCE Los Angeles Basin 230kV | 241
29802 | TOT727_3i | SOCALIF | 230 | 24 | SCE Whirlwind 230kV | 254
40457 | GARRISON | NORTHWEST | 230 | 40 | Western Montana | 486
29797 | VALENTINE_S | SOCALIF | 230 | 24 | SCE Whirlwind 230kV | 254
29796 | VALENTINE_TP | SOCALIF | 230 | 24 | SCE Whirlwind 230kV | 254
29795 | NORTH BIGSKY | SOCALIF | 230 | 24 | SCE South of Magunden 230kV | 252
29794 | ANTLOP2_C1i | SOCALIF | 230 | 24 | SCE South of Magunden 230kV | 252
464035 | BOTHELL230_5 | NORTHWEST | 230 | 40 | Seattle City Light | 464
40443 | FRANKLIN | NORTHWEST | 230 | 40 | Lower Columbia Basin | 404
29793 | ANTLOP2_C2i | SOCALIF | 230 | 24 | SCE South of Magunden 230kV | 252
18600 | EQUEST | NEVADA | 230 | 18 | ZoneN2 | 182
29789 | ANTLOP2_C4i | SOCALIF | 230 | 24 | SCE South of Magunden 230kV | 252
29784 | ANTLOP2_C3i | SOCALIF | 230 | 24 | SCE South of Magunden 230kV | 252
29755 | TOT727_2i | SOCALIF | 230 | 24 | SCE Whirlwind 230kV | 254
18595 | NSO | NEVADA | 230 | 18 | ZoneN2 | 182
29746 | GASKEL_WEST | SOCALIF | 230 | 24 | SCE Whirlwind 230kV | 254
40421 | FLATHEAD | NORTHWEST | 230 | 40 | Western Montana | 486
29713 | Garlnd | SOCALIF | 230 | 24 | SCE Whirlwind 230kV | 254
18560 | COPPRMT_5 | NEVADA | 230 | 18 | ZoneN2 | 182
29698 | BIG SKY | SOCALIF | 230 | 24 | SCE South of Magunden 230kV | 252
40410 | FAIRVEW2 | NORTHWEST | 230 | 40 | Western Oregon | 402
29691 | DESRT_STR | SOCALIF | 230 | 24 | SCE Whirlwind 230kV | 254
18557 | SWITCH2 | NEVADA | 230 | 18 | ZoneN2 | 182
40409 | FAIRVIEW | NORTHWEST | 230 | 40 | Western Oregon | 402
29684 | ROY_SUB | SOCALIF | 230 | 24 | SCE Whirlwind 230kV | 254
65557 | ARROWHEAD | PACE | 230 | 65 | WY CENTRAL | 651
96156 | mid_96156 | WAPA R.M. | 230 | 73 | ZoneEW | 753
40403 | FAIRMONT | NORTHWEST | 230 | 40 | Seattle Area, Olympic Peninsula | 400
29683 | ROY_TAP | SOCALIF | 230 | 24 | SCE Whirlwind 230kV | 254
18556 | SWITCH1 | NEVADA | 230 | 18 | ZoneN2 | 182
29676 | RATTLSNK | SOCALIF | 230 | 24 | SCE Whirlwind 230kV | 254
18555 | AUDETTE | NEVADA | 230 | 18 | ZoneN2 | 182
29670 | DSTFLWER | SOCALIF | 230 | 24 | SCE Whirlwind 230kV | 254
96160 | mid_96160 | WAPA R.M. | 230 | 73 | ZoneEW | 753
29665 | TEDDY | SOCALIF | 230 | 24 | SCE Whirlwind 230kV | 254
29630 | SOLEIL | SOCALIF | 230 | 24 | SCE Whirlwind 230kV | 254
18540 | TECHREN | NEVADA | 230 | 18 | ZoneN2 | 182
29600 | SOLAR RN | SOCALIF | 230 | 24 | SCE Whirlwind 230kV | 254
10111 | GALLEGOS | NEW MEXICO | 230 | 10 | PNM: Other | 108
29575 | SUB 6E | SOCALIF | 230 | 24 | SCE Windhub 230kV | 253
18516 | BASIC B | NEVADA | 230 | 18 | ZoneN8 | 188
29574 | SUB 6D | SOCALIF | 230 | 24 | SCE Windhub 230kV | 253
40375 | ALVEY_JMP | NORTHWEST | 230 | 40 | Western Oregon | 402
29572 | SUB 6B | SOCALIF | 230 | 24 | SCE Windhub 230kV | 253
18515 | BASIC A | NEVADA | 230 | 18 | ZoneN8 | 188
40373 | E OMAK | NORTHWEST | 230 | 40 | Central Washington | 403
29571 | SUB 6A | SOCALIF | 230 | 24 | SCE Windhub 230kV | 253
18512 | BASIC3 | NEVADA | 230 | 18 | ZoneN8 | 188
29570 | SUNCREEK | SOCALIF | 230 | 24 | SCE Windhub 230kV | 253
29550 | ROSE MDW | SOCALIF | 230 | 24 | SCE Whirlwind 230kV | 254
40357 | DRISCOL# | NORTHWEST | 230 | 40 | Portland Area | 401
40355 | DRISCOLL | NORTHWEST | 230 | 40 | Portland Area | 401
29530 | AVENUE | SOCALIF | 230 | 24 | SCE Whirlwind 230kV | 254
18511 | BASIC2 | NEVADA | 230 | 18 | ZoneN8 | 188
29516 | VINCNT2 | SOCALIF | 230 | 24 | SCE Los Angeles Basin 230kV | 241
29485 | RSTREE | SOCALIF | 230 | 24 | SCE Windhub 230kV | 253
40350 | DETROIT TX2 | NORTHWEST | 230 | 40 | Western Oregon | 402
18510 | BASIC1 | NEVADA | 230 | 18 | ZoneN8 | 188
40348 | DIXON+ | NORTHWEST | 230 | 40 | Western Montana | 486
29469 | NSR_Sub | SOCALIF | 230 | 24 | SCE Windhub 230kV | 253
40345 | DETROIT | NORTHWEST | 230 | 40 | Western Oregon | 402
29468 | MANDIBLE | SOCALIF | 230 | 24 | SCE Windhub 230kV | 253
18506 | AMARGOSA T2 | NEVADA | 230 | 18 | ZoneN8 | 188
40340 | DETROIT TX1 | NORTHWEST | 230 | 40 | Western Oregon | 402
29441 | FREEBIRD | SOCALIF | 230 | 24 | SCE Whirlwind 230kV | 254
29440 | KINGBIRD | SOCALIF | 230 | 24 | SCE Whirlwind 230kV | 254
18505 | AMARGOSA T1 | NEVADA | 230 | 18 | ZoneN8 | 188
29438 | CPC_EAST_6A | SOCALIF | 230 | 24 | SCE Windhub 230kV | 253
40321 | CUSTER | NORTHWEST | 230 | 40 | Seattle Area, Olympic Peninsula | 400
40319 | CUSICK | NORTHWEST | 230 | 40 | Spokane Area, N Idaho, W Montana | 406
29422 | CPC_EAST | SOCALIF | 230 | 24 | SCE Windhub 230kV | 253
29412 | CPC_WEST_4A | SOCALIF | 230 | 24 | SCE Windhub 230kV | 253
40307 | COWFALLS | NORTHWEST | 230 | 40 | Seattle Area, Olympic Peninsula | 400
29411 | CPC_WEST | SOCALIF | 230 | 24 | SCE Windhub 230kV | 253
29408 | WIRLWIND | SOCALIF | 230 | 24 | SCE Whirlwind 230kV | 254
40305 | COVINGTM | NORTHWEST | 230 | 40 | Seattle Area, Olympic Peninsula | 400
40304 | COVINGTE | NORTHWEST | 230 | 40 | Seattle Area, Olympic Peninsula | 400
40303 | COVINGTW | NORTHWEST | 230 | 40 | Seattle Area, Olympic Peninsula | 400
29407 | WINDHUB_A | SOCALIF | 230 | 24 | SCE Windhub 230kV | 253
29406 | HIGHWIND | SOCALIF | 230 | 24 | SCE Windhub 230kV | 253
478180 | WEATFELD_TIE | NORTHWEST | 230 | 40 | Lower Columbia Basin | 404
40280 | G_COULEE_ PG | NORTHWEST | 230 | 40 | Central Washington | 403
29399 | WINDHUB_B | SOCALIF | 230 | 24 | SCE Windhub 230kV | 253
29382 | BIG_BEAU | SOCALIF | 230 | 24 | SCE Whirlwind 230kV | 254
12181 | GLDSTNPS | NEW MEXICO | 230 | 10 | TSGT: North NM | 121
53999 | mid_99727 | B.C.HYDRO | 230 | 50 | BC HYDRO | 500
40267 | CONKELLY | NORTHWEST | 230 | 40 | Western Montana | 486
29293 | SUNWARD | SOCALIF | 230 | 24 | SCE Windhub 230kV | 253
53996 | mid_53996 | FORTISBC | 230 | 52 | S OKAN | 523
29292 | EDWARDS SUB | SOCALIF | 230 | 24 | SCE Windhub 230kV | 253
53993 | mid_53993 | FORTISBC | 230 | 52 | CEN-KOOT | 521
40262 | COLUMBIA_S | NORTHWEST | 230 | 40 | Central Washington | 403
53992 | mid_53992 | FORTISBC | 230 | 52 | CEN-KOOT | 521
53991 | mid_53991 | FORTISBC | 230 | 52 | S OKAN | 523
40261 | COLUMBIA_N | NORTHWEST | 230 | 40 | Central Washington | 403
29291 | SANBORN SUB | SOCALIF | 230 | 24 | SCE Windhub 230kV | 253
53989 | mid_53989 | FORTISBC | 230 | 52 | S OKAN | 523
53988 | mid_53988 | FORTISBC | 230 | 52 | S OKAN | 523
53987 | mid_53987 | FORTISBC | 230 | 52 | S OKAN | 523
29270 | CRIMSON | SOCALIF | 230 | 24 | SCE Colorado River | 944
12176 | PEGSPV_HV | NEW MEXICO | 230 | 10 | TSGT: Western NM | 122
53986 | mid_53986 | FORTISBC | 230 | 52 | S OKAN | 523
40249 | COLMBA_FLS_W | NORTHWEST | 230 | 40 | Western Montana | 486
53983 | mid_53983 | FORTISBC | 230 | 52 | COMINCO | 530
53982 | mid_53982 | FORTISBC | 230 | 52 | COMINCO | 530
53981 | mid_53981 | FORTISBC | 230 | 52 | CEN-KOOT | 521
40248 | COLMBA_FLS_E | NORTHWEST | 230 | 40 | Western Montana | 486
53980 | mid_53980 | FORTISBC | 230 | 52 | CEN-KOOT | 521
53979 | mid_53979 | FORTISBC | 230 | 52 | S OKAN | 523
52561 | ALH 230 | FORTISBC | 230 | 52 | CEN-KOOT | 521
52560 | WAX 230 | FORTISBC | 230 | 52 | CEN-KOOT | 521
40243 | CLATSOP | NORTHWEST | 230 | 40 | Portland Area | 401
52558 | BRX 230 | FORTISBC | 230 | 52 | CEN-KOOT | 521
52525 | WTS 230 | FORTISBC | 230 | 52 | CEN-KOOT | 521
52502 | BTS 230 | FORTISBC | 230 | 52 | CEN-KOOT | 521
52435 | VAS 230 | FORTISBC | 230 | 52 | S OKAN | 523
52320 | DGB 230 | FORTISBC | 230 | 52 | S OKAN | 523
52316 | LEE 230 | FORTISBC | 230 | 52 | S OKAN | 523
40232 | CHIEF_JO_2 | NORTHWEST | 230 | 40 | Central Washington | 403
40230 | CHIEF_JO_1 | NORTHWEST | 230 | 40 | Central Washington | 403
18410 | BIGHORN | NEVADA | 230 | 18 | ZoneN2 | 182
40220 | CHENOWTH2 | NORTHWEST | 230 | 40 | Lower Columbia Basin | 404
40219 | CHENOWTH1 | NORTHWEST | 230 | 40 | Lower Columbia Basin | 404
52262 | BEN 230 | FORTISBC | 230 | 52 | S OKAN | 523
40213 | CHEMAWA | NORTHWEST | 230 | 40 | Portland Area | 401
40207 | CHEHALIS | NORTHWEST | 230 | 40 | Seattle Area, Olympic Peninsula | 400
52219 | WHS 230 | FORTISBC | 230 | 52 | COMINCO | 530
52211 | RGA 230 | FORTISBC | 230 | 52 | S OKAN | 523
51849 | SBK 230 | B.C.HYDRO | 230 | 50 | BC HYDRO | 500
40185 | CASCADE# | NORTHWEST | 230 | 40 | Portland Area | 401
51779 | MAN 56H | B.C.HYDRO | 230 | 50 | BC HYDRO | 500
51778 | MUR 50H | B.C.HYDRO | 230 | 50 | BC HYDRO | 500
40181 | CARLTON | NORTHWEST | 230 | 40 | Portland Area | 401
51758 | STV 62H | B.C.HYDRO | 230 | 50 | BC HYDRO | 500
51757 | ARN 62H | B.C.HYDRO | 230 | 50 | BC HYDRO | 500
40171 | CANBY# | NORTHWEST | 230 | 40 | Southern Oregon | 405
18135 | GRTETON | NEVADA | 230 | 18 | ZoneN3 | 183
40169 | CANBY | NORTHWEST | 230 | 40 | Southern Oregon | 405
51748 | RUT 2P | B.C.HYDRO | 230 | 50 | BC HYDRO | 500
29206 | BUCK230 | SOCALIF | 230 | 24 | MWD Colorado River Aqueduct | 949
51742 | KI2 64H | B.C.HYDRO | 230 | 50 | BC HYDRO | 500
51731 | KHS 230 | B.C.HYDRO | 230 | 50 | BC HYDRO | 500
29200 | WALCREEK | SOCALIF | 230 | 24 | SCE Los Angeles Basin 230kV | 241
51726 | MTG 129H | B.C.HYDRO | 230 | 50 | BC HYDRO | 500
51725 | MBO 129H | B.C.HYDRO | 230 | 50 | BC HYDRO | 500
51707 | HLT 40H | B.C.HYDRO | 230 | 50 | BC HYDRO | 500
29125 | FILIPPI | SOCALIF | 230 | 24 | SCE Colorado River | 944
51702 | HLT 39H | B.C.HYDRO | 230 | 50 | BC HYDRO | 500
29121 | DSRTSL_MP6 | SOCALIF | 230 | 24 | SCE Red Bluff | 943
29117 | DSRTSL_MP5 | SOCALIF | 230 | 24 | SCE Red Bluff | 943
40146 | BOUNDRYW | NORTHWEST | 230 | 40 | Spokane Area, N Idaho, W Montana | 406
29113 | DSRTSL_MP4 | SOCALIF | 230 | 24 | SCE Red Bluff | 943
40145 | BOUNDRYE | NORTHWEST | 230 | 40 | Spokane Area, N Idaho, W Montana | 406
29109 | DSRTSL_MP3 | SOCALIF | 230 | 24 | SCE Red Bluff | 943
40142 | NBONVL W | NORTHWEST | 230 | 40 | Portland Area | 401
40141 | NBONVL E | NORTHWEST | 230 | 40 | Portland Area | 401
29100 | SENTINEL | SOCALIF | 230 | 24 | SCE EASTERN 500/230kV | 940
40130 | MORROWF | NORTHWEST | 230 | 40 | Lower Columbia Basin | 404
29050 | PSTRIA | SOCALIF | 230 | 24 | SCE South of Magunden 230kV | 252
40129 | BOARDMAN | NORTHWEST | 230 | 40 | Lower Columbia Basin | 404
51596 | RBW 2P | B.C.HYDRO | 230 | 50 | BC HYDRO | 500
40123 | BOARDMAN_2# | NORTHWEST | 230 | 40 | Lower Columbia Basin | 404
40121 | BOARDMAN_1# | NORTHWEST | 230 | 40 | Lower Columbia Basin | 404
51580 | DKT 230 | B.C.HYDRO | 230 | 50 | BC HYDRO | 500
51572 | DKW 230 | B.C.HYDRO | 230 | 50 | BC HYDRO | 500
27225 | SPRINGBOK | LADWP | 230 | 26 | LA OVES | 284
27031 | PT230 | LADWP | 230 | 26 | LA OVES | 284
51536 | MTC 29P | B.C.HYDRO | 230 | 50 | BC HYDRO | 500
51535 | MTC 230 | B.C.HYDRO | 230 | 50 | BC HYDRO | 500
51534 | SAY 230 | B.C.HYDRO | 230 | 50 | BC HYDRO | 500
26983 | Q47_1_HV | LADWP | 230 | 26 | LA BASIN | 281
51533 | ETR 230 | B.C.HYDRO | 230 | 50 | BC HYDRO | 500
40099 | BENTON | NORTHWEST | 230 | 40 | Lower Columbia Basin | 404
51510 | BR1 230 | B.C.HYDRO | 230 | 50 | BC HYDRO | 500
51498 | SAL 230 | B.C.HYDRO | 230 | 50 | BC HYDRO | 500
26962 | RECINCO | LADWP | 230 | 26 | LA OVES | 284
40095 | BELLNGHM | NORTHWEST | 230 | 40 | Seattle Area, Olympic Peninsula | 400
40092 | BELL S4 | NORTHWEST | 230 | 40 | Spokane Area, N Idaho, W Montana | 406
26905 | BEACONTP | LADWP | 230 | 26 | LA OVES | 284
40090 | BELL S3 | NORTHWEST | 230 | 40 | Spokane Area, N Idaho, W Montana | 406
40089 | DAY_MT_SPKN+ | NORTHWEST | 230 | 40 | Spokane Area, N Idaho, W Montana | 406
40088 | BELL S2 | NORTHWEST | 230 | 40 | Spokane Area, N Idaho, W Montana | 406
26645 | VN D HI | LADWP | 230 | 26 | LA SUB-TRANS | 285
51441 | ASL 230 | B.C.HYDRO | 230 | 50 | BC HYDRO | 500
51440 | ASL 12P | B.C.HYDRO | 230 | 50 | BC HYDRO | 500
40086 | BELL S1 | NORTHWEST | 230 | 40 | Spokane Area, N Idaho, W Montana | 406
26640 | CAN C HI | LADWP | 230 | 26 | LA SUB-TRANS | 285
40084 | BELL S0 | NORTHWEST | 230 | 40 | Spokane Area, N Idaho, W Montana | 406
26639 | CAN B HI | LADWP | 230 | 26 | LA SUB-TRANS | 285
51415 | TBY 129H | B.C.HYDRO | 230 | 50 | BC HYDRO | 500
26638 | CAN A HI | LADWP | 230 | 26 | LA SUB-TRANS | 285
51373 | FCN 2B1 | B.C.HYDRO | 230 | 50 | BC HYDRO | 500
51350 | SEV 230B | B.C.HYDRO | 230 | 50 | BC HYDRO | 500
26637 | VN C HI | LADWP | 230 | 26 | LA SUB-TRANS | 285
26636 | VN B HI | LADWP | 230 | 26 | LA SUB-TRANS | 285
51233 | VIT 2B41 | B.C.HYDRO | 230 | 50 | BC HYDRO | 500
51222 | EBT 129H | B.C.HYDRO | 230 | 50 | BC HYDRO | 500
26635 | VN A HI | LADWP | 230 | 26 | LA SUB-TRANS | 285
40065 | ASHE# | NORTHWEST | 230 | 40 | Lower Columbia Basin | 404
40064 | TRS | NORTHWEST | 230 | 40 | Lower Columbia Basin | 404
26634 | MKT D HI | LADWP | 230 | 26 | LA SUB-TRANS | 285
51189 | MLE 2B2 | B.C.HYDRO | 230 | 50 | BC HYDRO | 500
51157 | CAM 4P | B.C.HYDRO | 230 | 50 | BC HYDRO | 500
26633 | MKT C HI | LADWP | 230 | 26 | LA SUB-TRANS | 285
51156 | CAM 56P | B.C.HYDRO | 230 | 50 | BC HYDRO | 500
51155 | CAM 2B5 | B.C.HYDRO | 230 | 50 | BC HYDRO | 500
40059 | ASHE | NORTHWEST | 230 | 40 | Lower Columbia Basin | 404
51150 | NLY TAP | FORTISBC | 230 | 52 | COMINCO | 530
51149 | PEM 1P | B.C.HYDRO | 230 | 50 | BC HYDRO | 500
40058 | WNP1 | NORTHWEST | 230 | 40 | Lower Columbia Basin | 404
26632 | MKT B HI | LADWP | 230 | 26 | LA SUB-TRANS | 285
51146 | RUT 230 | B.C.HYDRO | 230 | 50 | BC HYDRO | 500
26631 | MKT A HI | LADWP | 230 | 26 | LA SUB-TRANS | 285
26286 | HAY N | LADWP | 230 | 26 | LA BASIN | 281
622714 | RIMROCK WEST | MONTANA | 230 | 62 | GTFALLS_MT | 622
40050 | ALVEY_N | NORTHWEST | 230 | 40 | Western Oregon | 402
51068 | ARN 230 | B.C.HYDRO | 230 | 50 | BC HYDRO | 500
40049 | ALVEY_S | NORTHWEST | 230 | 40 | Western Oregon | 402
51061 | HWW 123P | B.C.HYDRO | 230 | 50 | BC HYDRO | 500
97956 | mid_97956 | MONTANA | 230 | 62 | COLSTRIP_MT | 628
51046 | STV 2B2 | B.C.HYDRO | 230 | 50 | BC HYDRO | 500
40044 | ALLSTN W | NORTHWEST | 230 | 40 | Portland Area | 401
40043 | ALLSTN E | NORTHWEST | 230 | 40 | Portland Area | 401
51034 | SYH 6P | B.C.HYDRO | 230 | 50 | BC HYDRO | 500
40039 | ALFALFA+ | NORTHWEST | 230 | 40 | Lower Columbia Basin | 404
51018 | SYH 2T1 | B.C.HYDRO | 230 | 50 | BC HYDRO | 500
51017 | KMI 230 | B.C.HYDRO | 230 | 50 | BC HYDRO | 500
40033 | ALCOA | NORTHWEST | 230 | 40 | Portland Area | 401
50950 | SYH 2T3 | B.C.HYDRO | 230 | 50 | BC HYDRO | 500
50949 | SYH 2T2 | B.C.HYDRO | 230 | 50 | BC HYDRO | 500
40027 | ALBANY | NORTHWEST | 230 | 40 | Western Oregon | 402
40021 | ADDY_N | NORTHWEST | 230 | 40 | Spokane Area, N Idaho, W Montana | 406
40019 | ADDY_S | NORTHWEST | 230 | 40 | Spokane Area, N Idaho, W Montana | 406
26273 | SYL PF BUS 4 | LADWP | 230 | 26 | LA PDCI | 282
50888 | HWW 128P | B.C.HYDRO | 230 | 50 | BC HYDRO | 500
50883 | RBW 1P | B.C.HYDRO | 230 | 50 | BC HYDRO | 500
40011 | ABERDEEN_2 | NORTHWEST | 230 | 40 | Seattle Area, Olympic Peninsula | 400
26272 | SYL PF BUS 3 | LADWP | 230 | 26 | LA PDCI | 282
40009 | ABERDEEN_1 | NORTHWEST | 230 | 40 | Seattle Area, Olympic Peninsula | 400
26271 | SYL PF BUS 2 | LADWP | 230 | 26 | LA PDCI | 282
50837 | KGP 230 | B.C.HYDRO | 230 | 50 | BC HYDRO | 500
40003 | A8 | NORTHWEST | 230 | 40 | Lower Columbia Basin | 404
26270 | SYL PF BUS 1 | LADWP | 230 | 26 | LA PDCI | 282
40002 | A6 | NORTHWEST | 230 | 40 | Lower Columbia Basin | 404
50822 | NLY 2PS2 | B.C.HYDRO | 230 | 50 | BC HYDRO | 500
40001 | A9 | NORTHWEST | 230 | 40 | Lower Columbia Basin | 404
26269 | VEL G | LADWP | 230 | 26 | LA BASIN | 281
26268 | TOL E | LADWP | 230 | 26 | LA BASIN | 281
50789 | AAL 2B2 | B.C.HYDRO | 230 | 50 | BC HYDRO | 500
50788 | KCL 230 | B.C.HYDRO | 230 | 50 | BC HYDRO | 500
50787 | NTL 230 | B.C.HYDRO | 230 | 50 | BC HYDRO | 500
50786 | INV 230 | B.C.HYDRO | 230 | 50 | BC HYDRO | 500
39500 | CAMANCPP | PG AND E | 230 | 30 | Conf Load (Stockton) | 311
50785 | SEV 230A | B.C.HYDRO | 230 | 50 | BC HYDRO | 500
50784 | NLY 230 | B.C.HYDRO | 230 | 50 | BC HYDRO | 500
50783 | SEL 230 | B.C.HYDRO | 230 | 50 | BC HYDRO | 500
50782 | CBK 230 | B.C.HYDRO | 230 | 50 | BC HYDRO | 500
50735 | SYH 63P | B.C.HYDRO | 230 | 50 | BC HYDRO | 500
50734 | SYH 57P | B.C.HYDRO | 230 | 50 | BC HYDRO | 500
38952 | TBC_PTB1 | PG AND E | 230 | 30 | City of Pittsburg | 351
10011 | AMBROSIA | NEW MEXICO | 230 | 10 | PNM: EHV and Gen | 100
50697 | SAM 230 | B.C.HYDRO | 230 | 50 | BC HYDRO | 500
50696 | ILL 230 | B.C.HYDRO | 230 | 50 | BC HYDRO | 500
50695 | SVA 2B4 | B.C.HYDRO | 230 | 50 | BC HYDRO | 500
38901 | SSS | PG AND E | 230 | 30 | Conf Load (Silicon Valley Power) | 321
50694 | VVW 230 | B.C.HYDRO | 230 | 50 | BC HYDRO | 500
50693 | VNT 230 | B.C.HYDRO | 230 | 50 | BC HYDRO | 500
38900 | NRS | PG AND E | 230 | 30 | Conf Load (Silicon Valley Power) | 321
50692 | KLY 230 | B.C.HYDRO | 230 | 50 | BC HYDRO | 500
50691 | NIC 230 | B.C.HYDRO | 230 | 50 | BC HYDRO | 500
38656 | WND GPT2 | PG AND E | 230 | 30 | Conf Load (Kern) | 315
50690 | ACK 230 | B.C.HYDRO | 230 | 50 | BC HYDRO | 500
50689 | REV 230 | B.C.HYDRO | 230 | 50 | BC HYDRO | 500
38655 | WND GPJ2 | PG AND E | 230 | 30 | Conf Load (Kern) | 315
38651 | WND GPT1 | PG AND E | 230 | 30 | Conf Load (Kern) | 315
38650 | WND GPJ1 | PG AND E | 230 | 30 | Conf Load (Kern) | 315
38646 | WHLR RT2 | PG AND E | 230 | 30 | Conf Load (Kern) | 315
97954 | mid_97954 | MONTANA | 230 | 62 | COLSTRIP_MT | 628
97953 | mid_97953 | MONTANA | 230 | 62 | COLSTRIP_MT | 628
81892 | mid_81892 | B.C.HYDRO | 230 | 50 | BC HYDRO | 500
38645 | WHLR RJ2 | PG AND E | 230 | 30 | Conf Load (Kern) | 315
38641 | WHLR RT1 | PG AND E | 230 | 30 | Conf Load (Kern) | 315
38640 | WHLR RJ1 | PG AND E | 230 | 30 | Conf Load (Kern) | 315
38635 | THM JCT | PG AND E | 230 | 30 | Conf Load (CDWR) | 327
38630 | THERMLTO | PG AND E | 230 | 30 | Conf Load (CDWR) | 327
38625 | SN LS PP | PG AND E | 230 | 30 | Conf Load (CDWR) | 327
38623 | THM JCT2 | PG AND E | 230 | 30 | Conf Load (CDWR) | 327
38622 | HYATT3 | PG AND E | 230 | 30 | Conf Load (CDWR) | 327
12101 | GLADSTON | NEW MEXICO | 230 | 10 | TSGT: North NM | 121
623234 | BASELINE | MONTANA | 230 | 62 | BILLINGS_MT | 623
38621 | HYATT2 | PG AND E | 230 | 30 | Conf Load (CDWR) | 327
38620 | HYATT | PG AND E | 230 | 30 | Conf Load (CDWR) | 327
26250 | CASTAIC12 | LADWP | 230 | 26 | LA BASIN | 281
38615 | DS AMIGO | PG AND E | 230 | 30 | Conf Load (CDWR) | 327
38610 | DELTAPMP | PG AND E | 230 | 30 | Conf Load (CDWR) | 327
38606 | BUENAVT2 | PG AND E | 230 | 30 | Conf Load (Kern) | 315
38605 | BUENAVJ2 | PG AND E | 230 | 30 | Conf Load (Kern) | 315
38601 | BUENAVT1 | PG AND E | 230 | 30 | Conf Load (Kern) | 315
38600 | BUENAVJ1 | PG AND E | 230 | 30 | Conf Load (Kern) | 315
26182 | HOLYWD_F | LADWP | 230 | 26 | LA BASIN | 281
26171 | SCATT67 | LADWP | 230 | 26 | LA BASIN | 281
26170 | SCATT45 | LADWP | 230 | 26 | LA BASIN | 281
26156 | HYN1516G | LADWP | 230 | 26 | LA BASIN | 281
50557 | SNK 230 | B.C.HYDRO | 230 | 50 | BC HYDRO | 500
50556 | LAP 230 | B.C.HYDRO | 230 | 50 | BC HYDRO | 500
50555 | TAC 2B1 | B.C.HYDRO | 230 | 50 | BC HYDRO | 500
50554 | RBF 2B2 | B.C.HYDRO | 230 | 50 | BC HYDRO | 500
50553 | BMT 230 | B.C.HYDRO | 230 | 50 | BC HYDRO | 500
50551 | TLR 230 | B.C.HYDRO | 230 | 50 | BC HYDRO | 500
26155 | HYN1314G | LADWP | 230 | 26 | LA BASIN | 281
50550 | QRP 230 | B.C.HYDRO | 230 | 50 | BC HYDRO | 500
50549 | QNT 230 | B.C.HYDRO | 230 | 50 | BC HYDRO | 500
50548 | BLM 230 | B.C.HYDRO | 230 | 50 | BC HYDRO | 500
50547 | HMH 2B6 | B.C.HYDRO | 230 | 50 | BC HYDRO | 500
26154 | HYN1112G | LADWP | 230 | 26 | LA BASIN | 281
50546 | SCK 230 | B.C.HYDRO | 230 | 50 | BC HYDRO | 500
50545 | BLW 230 | B.C.HYDRO | 230 | 50 | BC HYDRO | 500
50544 | SVY 230 | B.C.HYDRO | 230 | 50 | BC HYDRO | 500
50543 | GLN 230 | B.C.HYDRO | 230 | 50 | BC HYDRO | 500
26136 | COTTONWD | LADWP | 230 | 26 | LA OVES | 284
50542 | WSN 230 | B.C.HYDRO | 230 | 50 | BC HYDRO | 500
50541 | KDS 230 | B.C.HYDRO | 230 | 50 | BC HYDRO | 500
50540 | GMS 230 | B.C.HYDRO | 230 | 50 | BC HYDRO | 500
26135 | HSKLLCYN | LADWP | 230 | 26 | LA BASIN | 281
26134 | DWP INYO | LADWP | 230 | 26 | LA OVES | 284
26133 | BARRENRD_SVC | LADWP | 230 | 26 | LA OVES | 284
26132 | BARRENRD | LADWP | 230 | 26 | LA OVES | 284
38400 | WALNT | PG AND E | 230 | 30 | Conf Load (TID) | 324
26131 | OWENSCON | LADWP | 230 | 26 | LA OVES | 284
38257 | ROSEMRE | PG AND E | 230 | 30 | Conf Load (MID) | 323
26130 | OWENSMID | LADWP | 230 | 26 | LA OVES | 284
26129 | OWENS UP | LADWP | 230 | 26 | LA OVES | 284
50457 | TKW 2B2 | B.C.HYDRO | 230 | 50 | BC HYDRO | 500
38210 | PARKER1M | PG AND E | 230 | 30 | Conf Load (MID) | 323
38206 | COTTLE | PG AND E | 230 | 30 | Conf Load (Stanislaus) | 312
38204 | PRKR MID | PG AND E | 230 | 30 | Conf Load (MID) | 323
38202 | PARKER2M | PG AND E | 230 | 30 | Conf Load (MID) | 323
38002 | LODIEC | PG AND E | 230 | 30 | Conf Load (NCPA) | 328
26103 | VALLEY | LADWP | 230 | 26 | LA BASIN | 281
50369 | BNT 145H | B.C.HYDRO | 230 | 50 | BC HYDRO | 500
50368 | ESQ 2B3 | B.C.HYDRO | 230 | 50 | BC HYDRO | 500
38000 | LODI | PG AND E | 230 | 30 | Conf Load (NCPA) | 328
50367 | HSY 230 | B.C.HYDRO | 230 | 50 | BC HYDRO | 500
50366 | GOW 2B1 | B.C.HYDRO | 230 | 50 | BC HYDRO | 500
50365 | PIK 230 | B.C.HYDRO | 230 | 50 | BC HYDRO | 500
50364 | GLD 230 | B.C.HYDRO | 230 | 50 | BC HYDRO | 500
50363 | DMR 230 | B.C.HYDRO | 230 | 50 | BC HYDRO | 500
50362 | KTG 230 | B.C.HYDRO | 230 | 50 | BC HYDRO | 500
50361 | SAT 230 | B.C.HYDRO | 230 | 50 | BC HYDRO | 500
50360 | VIT 230 | B.C.HYDRO | 230 | 50 | BC HYDRO | 500
26099 | SYLMAR2 | LADWP | 230 | 26 | LA PDCI | 282
26098 | SYLMAR220 | LADWP | 230 | 26 | LA BASIN | 281
26097 | SYLMAR1 | LADWP | 230 | 26 | LA PDCI | 282
18055 | BC TAP | NEVADA | 230 | 18 | ZoneN8 | 188
26094 | SYLMAR | LADWP | 230 | 26 | LA BASIN | 281
26093 | TARZANA | LADWP | 230 | 26 | LA BASIN | 281
26087 | OLYMPC | LADWP | 230 | 26 | LA BASIN | 281
37641 | SPRINGCR | PG AND E | 230 | 30 | Conf Load (Western) | 325
26086 | NRTHRDGE | LADWP | 230 | 26 | LA BASIN | 281
37640 | TRINITY | PG AND E | 230 | 30 | Conf Load (Western) | 325
18051 | MCDONLD | NEVADA | 230 | 18 | ZoneN6 | 186
37593 | KE_TBUS | PG AND E | 230 | 30 | Conf Load (Western) | 325
37592 | KE_JBUS | PG AND E | 230 | 30 | Conf Load (Western) | 325
37591 | KE_SOUTH | PG AND E | 230 | 30 | Conf Load (Western) | 325
50190 | CBN 230 | B.C.HYDRO | 230 | 50 | BC HYDRO | 500
50189 | WHY 2B2 | B.C.HYDRO | 230 | 50 | BC HYDRO | 500
50188 | BSY 230 | B.C.HYDRO | 230 | 50 | BC HYDRO | 500
37585 | TRCY PMP | PG AND E | 230 | 30 | Conf Load (Western) | 325
50187 | BRT 230 | B.C.HYDRO | 230 | 50 | BC HYDRO | 500
50186 | ROS 230 | B.C.HYDRO | 230 | 50 | BC HYDRO | 500
37580 | SHASTA | PG AND E | 230 | 30 | Conf Load (Western) | 325
50185 | ALZ 230 | B.C.HYDRO | 230 | 50 | BC HYDRO | 500
50184 | MLN 230 | B.C.HYDRO | 230 | 50 | BC HYDRO | 500
50183 | ING 230 | B.C.HYDRO | 230 | 50 | BC HYDRO | 500
37569 | FLANAGAN | PG AND E | 230 | 30 | Conf Load (Western) | 325
50060 | MPT 230 | B.C.HYDRO | 230 | 50 | BC HYDRO | 500
26082 | HOLYWD_E | LADWP | 230 | 26 | LA BASIN | 281
37568 | FIDDYMNT | PG AND E | 230 | 30 | Conf Load (NCPA) | 328
26081 | ATWATER | LADWP | 230 | 26 | LA BASIN | 281
37567 | ROSEVILL | PG AND E | 230 | 30 | Conf Load (Western) | 325
50039 | CAM 2B4 | B.C.HYDRO | 230 | 50 | BC HYDRO | 500
50038 | RBW 2T1 | B.C.HYDRO | 230 | 50 | BC HYDRO | 500
37565 | OLINDAW | PG AND E | 230 | 30 | Conf Load (Western) | 325
50037 | PEM 230 | B.C.HYDRO | 230 | 50 | BC HYDRO | 500
50036 | RBW 2T2 | B.C.HYDRO | 230 | 50 | BC HYDRO | 500
37563 | MELONES | PG AND E | 230 | 30 | Conf Load (Western) | 325
26080 | VELASCO | LADWP | 230 | 26 | LA BASIN | 281
50035 | HSP 230 | B.C.HYDRO | 230 | 50 | BC HYDRO | 500
50034 | STV 2B4 | B.C.HYDRO | 230 | 50 | BC HYDRO | 500
37560 | LLNL | PG AND E | 230 | 30 | Conf Load (Western) | 325
50033 | CSN 230 | B.C.HYDRO | 230 | 50 | BC HYDRO | 500
50032 | SPG 230 | B.C.HYDRO | 230 | 50 | BC HYDRO | 500
37558 | KE_NORTH | PG AND E | 230 | 30 | Conf Load (Western) | 325
50031 | KI2 230 | B.C.HYDRO | 230 | 50 | BC HYDRO | 500
50030 | MAN 230 | B.C.HYDRO | 230 | 50 | BC HYDRO | 500
37555 | J.F.CARR | PG AND E | 230 | 30 | Conf Load (Western) | 325
50029 | NEL 230 | B.C.HYDRO | 230 | 50 | BC HYDRO | 500
50028 | CSQ 230 | B.C.HYDRO | 230 | 50 | BC HYDRO | 500
37552 | COTWWAP2 | PG AND E | 230 | 30 | Conf Load (Western) | 325
26078 | TOLUCA | LADWP | 230 | 26 | LA BASIN | 281
50027 | BND 2B1 | B.C.HYDRO | 230 | 50 | BC HYDRO | 500
50026 | BND 2B2 | B.C.HYDRO | 230 | 50 | BC HYDRO | 500
37548 | FOLSOM | PG AND E | 230 | 30 | Conf Load (Western) | 325
50025 | MUR 230 | B.C.HYDRO | 230 | 50 | BC HYDRO | 500
50024 | HPN 230 | B.C.HYDRO | 230 | 50 | BC HYDRO | 500
50023 | WLT 230 | B.C.HYDRO | 230 | 50 | BC HYDRO | 500
50022 | CYP 2B2 | B.C.HYDRO | 230 | 50 | BC HYDRO | 500
37546 | ELVERTAW | PG AND E | 230 | 30 | Conf Load (Western) | 325
50021 | LYN 2B1 | B.C.HYDRO | 230 | 50 | BC HYDRO | 500
50020 | CMS 230 | B.C.HYDRO | 230 | 50 | BC HYDRO | 500
37545 | COTWDWAP | PG AND E | 230 | 30 | Conf Load (Western) | 325
50019 | COK 230 | B.C.HYDRO | 230 | 50 | BC HYDRO | 500
50018 | MDN 230 | B.C.HYDRO | 230 | 50 | BC HYDRO | 500
37544 | AIRPORTW | PG AND E | 230 | 30 | Conf Load (Western) | 325
50017 | MSA 230B | B.C.HYDRO | 230 | 50 | BC HYDRO | 500
50016 | CKY 230 | B.C.HYDRO | 230 | 50 | BC HYDRO | 500
37543 | ELVERTAE | PG AND E | 230 | 30 | Conf Load (Western) | 325
37531 | WHISKEYF | PG AND E | 230 | 30 | Conf Load (Western) | 325
37524 | SUTTER | PG AND E | 230 | 30 | Conf Load (Western) | 325
37520 | OBANION | PG AND E | 230 | 30 | Conf Load (Western) | 325
26072 | CNTURYLD | LADWP | 230 | 26 | LA BASIN | 281
48863 | PALOUSE_WIND | NORTHWEST | 230 | 40 | AVA: Palouse | 446
48524 | BOULDER | NORTHWEST | 230 | 40 | AVA: Spokane | 447
48512 | DRYCREEK | NORTHWEST | 230 | 40 | AVA: Lewiston/Clarkston | 444
37457 | SVP_230 | PG AND E | 230 | 30 | Conf Load (SMUD) | 322
37455 | SVS_SW | PG AND E | 230 | 30 | Conf Load (SMUD) | 322
48463 | WEST | NORTHWEST | 230 | 40 | AVA: Spokane | 447
26068 | STJOHN | LADWP | 230 | 26 | LA BASIN | 281
26066 | SCATERGD | LADWP | 230 | 26 | LA BASIN | 281
48451 | WALA AVA | NORTHWEST | 230 | 40 | AVA: Big Bend | 445
48443 | VANT AVA | NORTHWEST | 230 | 40 | AVA: Big Bend | 445
26064 | RS X | LADWP | 230 | 26 | LA BASIN | 281
48432 | THORNTON | NORTHWEST | 230 | 40 | AVA: Palouse | 446
26063 | RIVER | LADWP | 230 | 26 | LA BASIN | 281
37029 | FRANKLN | PG AND E | 230 | 30 | Conf Load (SMUD) | 322
37028 | CORDOVA | PG AND E | 230 | 30 | Conf Load (SMUD) | 322
37024 | COSUMNE3 | PG AND E | 230 | 30 | Conf Load (SMUD) | 322
26061 | RINALDI | LADWP | 230 | 26 | LA BASIN | 281
37023 | COSUMNE2 | PG AND E | 230 | 30 | Conf Load (SMUD) | 322
37022 | COSUMNE1 | PG AND E | 230 | 30 | Conf Load (SMUD) | 322
37021 | NATOMAS | PG AND E | 230 | 30 | Conf Load (SMUD) | 322
37020 | PROCTERJ | PG AND E | 230 | 30 | Conf Load (SMUD) | 322
37019 | PROCTERI | PG AND E | 230 | 30 | Conf Load (SMUD) | 322
37018 | WHITEROK | PG AND E | 230 | 30 | Conf Load (SMUD) | 322
37017 | UNIONVLY | PG AND E | 230 | 30 | Conf Load (SMUD) | 322
48385 | SHAWNEE | NORTHWEST | 230 | 40 | AVA: Palouse | 446
37016 | RNCHSECO | PG AND E | 230 | 30 | Conf Load (SMUD) | 322
37015 | PROCTER | PG AND E | 230 | 30 | Conf Load (SMUD) | 322
37014 | POCKET | PG AND E | 230 | 30 | Conf Load (SMUD) | 322
18032 | MAGNOLIA | NEVADA | 230 | 18 | ZoneN6 | 186
37013 | ORANGEVL | PG AND E | 230 | 30 | Conf Load (SMUD) | 322
37012 | LAKE | PG AND E | 230 | 30 | Conf Load (SMUD) | 322
26052 | OLIVE | LADWP | 230 | 26 | LA BASIN | 281
37011 | JAYBIRD | PG AND E | 230 | 30 | Conf Load (SMUD) | 322
48357 | RATHDRUM | NORTHWEST | 230 | 40 | AVA: Coeur D'Alene | 441
37010 | HURLEY S | PG AND E | 230 | 30 | Conf Load (SMUD) | 322
37009 | HEDGE | PG AND E | 230 | 30 | Conf Load (SMUD) | 322
37008 | FOOTHILL | PG AND E | 230 | 30 | Conf Load (SMUD) | 322
18029 | WINTERWD | NEVADA | 230 | 18 | ZoneN2 | 182
37005 | ELVERTAS | PG AND E | 230 | 30 | Conf Load (SMUD) | 322
37004 | ELKGROVE | PG AND E | 230 | 30 | Conf Load (SMUD) | 322
26046 | MCCULLGH | LADWP | 230 | 26 | LA EASTERN-AC | 286
625321 | SHELBY 2 WAP | MONTANA | 230 | 62 | NOGF_MT | 625
37003 | CARMICAL | PG AND E | 230 | 30 | Conf Load (SMUD) | 322
37002 | CAMPBELL | PG AND E | 230 | 30 | Conf Load (SMUD) | 322
18028 | WESTSIDE | NEVADA | 230 | 18 | ZoneN2 | 182
48317 | PINE CRK | NORTHWEST | 230 | 40 | AVA: Coeur D'Alene | 441
37001 | CAMINO S | PG AND E | 230 | 30 | Conf Load (SMUD) | 322
48310 | SADDLEMTN230 | NORTHWEST | 230 | 40 | AVA: Big Bend | 445
36989 | HPH2_2 | PG AND E | 230 | 30 | City and County of San Francisco | 357
36987 | HPH1_1 | PG AND E | 230 | 30 | City and County of San Francisco | 357
26041 | INTERMT | LADWP | 230 | 26 | LA IPP | 283
36985 | KPH3_11 | PG AND E | 230 | 30 | City and County of San Francisco | 357
36983 | KPH2_10 | PG AND E | 230 | 30 | City and County of San Francisco | 357
26025 | HAYNES | LADWP | 230 | 26 | LA BASIN | 281
18027 | TORTISE | NEVADA | 230 | 18 | ZoneN8 | 188
36981 | KPH1_9 | PG AND E | 230 | 30 | City and County of San Francisco | 357
48289 | NOXON_CON | NORTHWEST | 230 | 40 | AVA: Coeur D'Alene | 441
48282 | NOXON_REACTR | NORTHWEST | 230 | 40 | AVA: Coeur D'Alene | 441
48281 | NOXON_EAST | NORTHWEST | 230 | 40 | AVA: Coeur D'Alene | 441
36974 | MOC_TAP6 | PG AND E | 230 | 30 | City and County of San Francisco | 357
18026 | AVERA | NEVADA | 230 | 18 | ZoneN2 | 182
36973 | MOC_TAP5 | PG AND E | 230 | 30 | City and County of San Francisco | 357
26013 | AIRWAY | LADWP | 230 | 26 | LA BASIN | 281
18025 | RD GDNR | NEVADA | 230 | 18 | ZoneN2 | 182
48255 | N LEWIST | NORTHWEST | 230 | 40 | AVA: Lewiston/Clarkston | 444
48249 | MOSCOW | NORTHWEST | 230 | 40 | AVA: Palouse | 446
18024 | PECOS | NEVADA | 230 | 18 | ZoneN2 | 182
36960 | MOCASIN | PG AND E | 230 | 30 | City and County of San Francisco | 357
26010 | CASTAIC34 | LADWP | 230 | 26 | LA BASIN | 281
36950 | INTAKE | PG AND E | 230 | 30 | City and County of San Francisco | 357
36893 | NRSriser | PG AND E | 230 | 30 | Conf Load (Silicon Valley Power) | 321
18022 | NWEST | NEVADA | 230 | 18 | ZoneN2 | 182
12057 | PEGS | NEW MEXICO | 230 | 10 | TSGT: Western NM | 122
25996 | TWINKLE | SOCALIF | 230 | 24 | SCE NORTH OF LUGO 230kV | 951
48197 | LOLO | NORTHWEST | 230 | 40 | AVA: Lewiston/Clarkston | 444
25955 | TOT896_H | SOCALIF | 230 | 24 | SCE North of Magunden 230kV | 251
18020 | IRONMTN | NEVADA | 230 | 18 | ZoneN2 | 182
48179 | LAKEVIEW | NORTHWEST | 230 | 40 | AVA: Coeur D'Alene | 441
18019 | H ALLEN | NEVADA | 230 | 18 | ZoneN2 | 182
25774 | TOT811_2M | SOCALIF | 230 | 24 | SCE NORTH OF LUGO 230kV | 951
25773 | TOT811_1M | SOCALIF | 230 | 24 | SCE NORTH OF LUGO 230kV | 951
18018 | FAULKNER | NEVADA | 230 | 18 | ZoneN2 | 182
25769 | TOT811H | SOCALIF | 230 | 24 | SCE NORTH OF LUGO 230kV | 951
25765 | TOT810_2M | SOCALIF | 230 | 24 | SCE NORTH OF LUGO 230kV | 951
18017 | TOLSON | NEVADA | 230 | 18 | ZoneN2 | 182
25764 | TOT810_1M | SOCALIF | 230 | 24 | SCE NORTH OF LUGO 230kV | 951
25760 | TOT810H | SOCALIF | 230 | 24 | SCE NORTH OF LUGO 230kV | 951
18015 | DECATUR | NEVADA | 230 | 18 | ZoneN2 | 182
25736 | ARLNGTN_MP2 | SOCALIF | 230 | 24 | SCE Colorado River | 944
25731 | ARLNGTN_MP1 | SOCALIF | 230 | 24 | SCE Colorado River | 944
18014 | CRYSTAL | NEVADA | 230 | 18 | ZoneN2 | 182
25730 | SUNCATCHER | SOCALIF | 230 | 24 | SCE Colorado River | 944
18013 | CRSTL3PS | NEVADA | 230 | 18 | ZoneN2 | 182
25666 | EL CASCO | SOCALIF | 230 | 24 | SCE EASTERN 500/230kV | 940
18012 | CRSTL2PS | NEVADA | 230 | 18 | ZoneN2 | 182
18011 | CLARK W | NEVADA | 230 | 18 | ZoneN2 | 182
25656 | MIRALOME | SOCALIF | 230 | 24 | SCE Los Angeles Basin 230kV | 241
48059 | CAB GORG | NORTHWEST | 230 | 40 | AVA: Coeur D'Alene | 441
25654 | VIEJO | SOCALIF | 230 | 24 | SCE Orange County | 243
18010 | CLARK E | NEVADA | 230 | 18 | ZoneN2 | 182
48037 | BENEWAH | NORTHWEST | 230 | 40 | AVA: Palouse | 446
48031 | BEACON S | NORTHWEST | 230 | 40 | AVA: Spokane | 447
18009 | CLARK 6 | NEVADA | 230 | 18 | ZoneN2 | 182
48025 | BEACON N | NORTHWEST | 230 | 40 | AVA: Spokane | 447
18008 | BELTWAY | NEVADA | 230 | 18 | ZoneN2 | 182
47862 | HSHUB | NORTHWEST | 230 | 40 | Lower Columbia Basin | 404
47861 | S HRLBRT | NORTHWEST | 230 | 40 | Lower Columbia Basin | 404
47860 | N HRLBRT | NORTHWEST | 230 | 40 | Lower Columbia Basin | 404
47858 | HARVST_WIND# | NORTHWEST | 230 | 40 | Lower Columbia Basin | 404
47855 | STAR_POINT_1 | NORTHWEST | 230 | 40 | Lower Columbia Basin | 404
47849 | SHPD FLT | NORTHWEST | 230 | 40 | Lower Columbia Basin | 404
18007 | BC TAPNV | NEVADA | 230 | 18 | ZoneN8 | 188
47844 | BIGLWCYN | NORTHWEST | 230 | 40 | Portland General - BES S/S | 451
47831 | HCAYON# | NORTHWEST | 230 | 40 | Lower Columbia Basin | 404
47830 | KLON_SCHOUSE | NORTHWEST | 230 | 40 | Lower Columbia Basin | 404
47828 | LEANJUN_2B# | NORTHWEST | 230 | 40 | Lower Columbia Basin | 404
47827 | WHITE CK | NORTHWEST | 230 | 40 | Lower Columbia Basin | 404
47824 | WILLIS | NORTHWEST | 230 | 40 | Lower Columbia Basin | 404
47823 | ENRGZR | NORTHWEST | 230 | 40 | Lower Columbia Basin | 404
18006 | HENDRSON | NEVADA | 230 | 18 | ZoneN8 | 188
47822 | IMRIE | NORTHWEST | 230 | 40 | Lower Columbia Basin | 404
47819 | BIGHORN | NORTHWEST | 230 | 40 | Lower Columbia Basin | 404
47814 | JONESCYN | NORTHWEST | 230 | 40 | Lower Columbia Basin | 404
47748 | CENTRALA_SS# | NORTHWEST | 230 | 40 | Seattle Area, Olympic Peninsula | 400
25616 | PEARBLSM | SOCALIF | 230 | 24 | SCE Los Angeles Basin 230kV | 241
18004 | ARDEN | NEVADA | 230 | 18 | ZoneN2 | 182
47677 | MINTFARM | NORTHWEST | 230 | 40 | Portland Area | 401
25613 | EDMONSTN | SOCALIF | 230 | 24 | SCE South of Magunden 230kV | 252
47600 | BLUERDG_SUB | NORTHWEST | 230 | 40 | Lower Columbia Basin | 404
47595 | GRAYS_HRBR_1 | NORTHWEST | 230 | 40 | Seattle Area, Olympic Peninsula | 400
18003 | AMARGOSA | NEVADA | 230 | 18 | ZoneN8 | 188
47578 | FREDST | NORTHWEST | 230 | 40 | Seattle Area, Olympic Peninsula | 400
47572 | NINEMILE | NORTHWEST | 230 | 40 | PAC:DALR | 475
10052 | BURNHAM | NEW MEXICO | 230 | 10 | PNM: Other | 108
25597 | PBLOSM_TAP | SOCALIF | 230 | 24 | SCE Los Angeles Basin 230kV | 241
25591 | COLUSA | SOCALIF | 230 | 24 | SCE NORTH OF LUGO 230kV | 951
25590 | HIDESERT_TAP | SOCALIF | 230 | 24 | SCE NORTH OF LUGO 230kV | 951
25529 | ALMITOS_ES | SOCALIF | 230 | 24 | SCE Los Angeles Basin 230kV | 241
25512 | JHINDMWD | SOCALIF | 230 | 24 | MWD Colorado River Aqueduct | 949
17676 | NEWTUCSN | AEPCO | 230 | 17 | AEPCO: Trico | 171
47492 | GOL_BIG_CIO | NORTHWEST | 230 | 40 | Lower Columbia Basin | 404
47486 | GOLDEN_HILLS | NORTHWEST | 230 | 40 | Lower Columbia Basin | 404
25432 | GENE LX2 | SOCALIF | 230 | 24 | MWD Colorado River Aqueduct | 949
47465 | DOOLEY | NORTHWEST | 230 | 40 | Lower Columbia Basin | 404
47442 | COFFINRK | NORTHWEST | 230 | 40 | Cowlitz County, WA | 457
47441 | CHEMICAL | NORTHWEST | 230 | 40 | Cowlitz County, WA | 457
25431 | GENE LX1 | SOCALIF | 230 | 24 | MWD Colorado River Aqueduct | 949
97969 | mid_97969 | MONTANA | 230 | 62 | BILLINGS_MT | 623
47440 | HYCOM | NORTHWEST | 230 | 40 | Cowlitz County, WA | 457
47439 | NORPAC | NORTHWEST | 230 | 40 | Cowlitz County, WA | 457
25430 | JH LX2 | SOCALIF | 230 | 24 | MWD Colorado River Aqueduct | 949
25429 | JH LX1 | SOCALIF | 230 | 24 | MWD Colorado River Aqueduct | 949
25428 | EM LX2 | SOCALIF | 230 | 24 | MWD Colorado River Aqueduct | 949
25427 | EM LX1 | SOCALIF | 230 | 24 | MWD Colorado River Aqueduct | 949
17542 | SCHIEFFELIN | AEPCO | 230 | 17 | AEPCO: SSVEC | 172
25406 | J.HINDS | SOCALIF | 230 | 24 | MWD Colorado River Aqueduct | 949
25405 | IRON MTN | SOCALIF | 230 | 24 | MWD Colorado River Aqueduct | 949
47398 | MONTAGUE_2 | NORTHWEST | 230 | 40 | Lower Columbia Basin | 404
47394 | MONTAGUE_1 | NORTHWEST | 230 | 40 | Lower Columbia Basin | 404
25404 | GENE BK2 | SOCALIF | 230 | 24 | MWD Colorado River Aqueduct | 949
47390 | BRICKOVEN | NORTHWEST | 230 | 40 | Lower Columbia Basin | 404
47386 | JUNPER_CAN_1 | NORTHWEST | 230 | 40 | Lower Columbia Basin | 404
47385 | LUND_HILL# | NORTHWEST | 230 | 40 | Lower Columbia Basin | 404
47381 | LINDEN | NORTHWEST | 230 | 40 | Lower Columbia Basin | 404
25403 | GENE BK1 | SOCALIF | 230 | 24 | MWD Colorado River Aqueduct | 949
47380 | LINDEN_SW | NORTHWEST | 230 | 40 | Lower Columbia Basin | 404
25402 | GENE | SOCALIF | 230 | 24 | MWD Colorado River Aqueduct | 949
25401 | EAGLEMTN | SOCALIF | 230 | 24 | MWD Colorado River Aqueduct | 949
47367 | LAKESIDE+ | NORTHWEST | 230 | 40 | Western Montana | 486
25299 | ATHOS_SUB1N | SOCALIF | 230 | 24 | SCE Red Bluff | 943
47360 | TRUMBUL_CRK+ | NORTHWEST | 230 | 40 | Western Montana | 486
47359 | LION_MTN+ | NORTHWEST | 230 | 40 | Western Montana | 486
25278 | ATHOS_SUB2 | SOCALIF | 230 | 24 | SCE Red Bluff | 943
25277 | ATHOS | SOCALIF | 230 | 24 | SCE Red Bluff | 943
47329 | EECLOUSE | NORTHWEST | 230 | 40 | Lower Columbia Basin | 404
25265 | ALMASOL_TAP | SOCALIF | 230 | 24 | SCE Red Bluff | 943
47302 | LINCOLN ROCK | NORTHWEST | 230 | 40 | Central Washington | 403
25240 | ALMASOL | SOCALIF | 230 | 24 | SCE Red Bluff | 943
25234 | TOT789_H | SOCALIF | 230 | 24 | SCE EASTERN 500/230kV | 940
47284 | MARCOLA | NORTHWEST | 230 | 40 | Western Oregon | 402
25233 | TOT789 | SOCALIF | 230 | 24 | SCE EASTERN 500/230kV | 940
25201 | LEWIS | SOCALIF | 230 | 24 | City of Anaheim | 244
25130 | CENTIPEDE | SOCALIF | 230 | 24 | SCE Colorado River | 944
25116 | CMS4 HS | SOCALIF | 230 | 24 | SCE Eldorado 230kV | 958
47260 | WAUNA | NORTHWEST | 230 | 40 | Portland Area | 401
25108 | CMS2 HS | SOCALIF | 230 | 24 | SCE Eldorado 230kV | 958
25103 | CMS1_HS | SOCALIF | 230 | 24 | SCE Eldorado 230kV | 958
25100 | MERCHANT | SOCALIF | 230 | 24 | SCE Eldorado 230kV | 958
17173 | HASSY-AZ | AEPCO | 230 | 17 | CAP | 179
25029 | BLACK_RANCH | SOCALIF | 230 | 24 | SCE Red Bluff | 943
25003 | DSRTSTLN | SOCALIF | 230 | 24 | SCE Ivanpah | 957
17172 | HARCU-AZ | AEPCO | 230 | 17 | CAP | 179
25001 | GOODRICH | SOCALIF | 230 | 24 | City of Pasadena | 242
24979 | DRACKER | SOCALIF | 230 | 24 | SCE Colorado River | 944
17105 | WINCHESTER | AEPCO | 230 | 17 | AEPCO | 170
24973 | GENESIS H1 | SOCALIF | 230 | 24 | SCE Colorado River | 944
24972 | GENESIS | SOCALIF | 230 | 24 | SCE Colorado River | 944
17102 | SAHUARIT | AEPCO | 230 | 17 | AEPCO: Trico | 171
24971 | BLACK CREEK | SOCALIF | 230 | 24 | SCE Colorado River | 944
24960 | DSRTSUNLIGHT | SOCALIF | 230 | 24 | SCE Red Bluff | 943
24957 | COLRIVER | SOCALIF | 230 | 24 | SCE Colorado River | 944
24920 | MNTVIEW3 | SOCALIF | 230 | 24 | SCE EASTERN 500/230kV | 940
17087 | RIVIERA | AEPCO | 230 | 17 | AEPCO: MEC | 173
35219 | VINEYARD | PG AND E | 230 | 30 | Conf Load (Mission) | 316
17044 | HACKBERY | AEPCO | 230 | 17 | AEPCO: Graham/Duncan | 174
24901 | VSTA | SOCALIF | 230 | 24 | SCE EASTERN 500/230kV | 940
24880 | MNTVIEW4 | SOCALIF | 230 | 24 | SCE EASTERN 500/230kV | 940
24856 | SILVERST | SOCALIF | 230 | 24 | SCE Ivanpah | 957
24855 | PRIMM | SOCALIF | 230 | 24 | SCE Ivanpah | 957
17020 | SAN_RAF | AEPCO | 230 | 17 | AEPCO: SSVEC | 172
47102 | WELLS B2 | NORTHWEST | 230 | 40 | Central Washington | 403
47100 | WELLS B1 | NORTHWEST | 230 | 40 | Central Washington | 403
47096 | URBAN INDU~1 | NORTHWEST | 230 | 40 | Central Washington | 403
47091 | USK | NORTHWEST | 230 | 40 | AVA: Pend Oreille PUD | 448
17018 | REDTAIL | AEPCO | 230 | 17 | AEPCO: SSVEC | 172
47082 | RAPIDS | NORTHWEST | 230 | 40 | Central Washington | 403
17016 | PANTANO | AEPCO | 230 | 17 | AEPCO: SSVEC | 172
34817 | OXY_230 | PG AND E | 230 | 30 | Conf Load (Kern) | 315
24806 | MIRAGE | SOCALIF | 230 | 24 | SCE EASTERN 500/230kV | 940
17014 | MORENCI | AEPCO | 230 | 17 | AEPCO: Graham/Duncan | 174
24804 | DEVERS | SOCALIF | 230 | 24 | SCE EASTERN 500/230kV | 940
47050 | HWY730SWYD | NORTHWEST | 230 | 40 | PAC:HERM | 415
47049 | GLENOMA | NORTHWEST | 230 | 40 | Seattle Area, Olympic Peninsula | 400
24797 | OCASO | SOCALIF | 230 | 24 | SCE NORTH OF LUGO 230kV | 951
17009 | GREEN-AE | AEPCO | 230 | 17 | AEPCO: Graham/Duncan | 174
24796 | ALBA | SOCALIF | 230 | 24 | SCE NORTH OF LUGO 230kV | 951
999963 | SCAOLY21 | LADWP | 230 | 26 | LA BASIN | 281
24795 | SANDLOT | SOCALIF | 230 | 24 | SCE NORTH OF LUGO 230kV | 951
47031 | DOUGLAS | NORTHWEST | 230 | 40 | Central Washington | 403
999950 | TAROLY31 | LADWP | 230 | 26 | LA BASIN | 281
999946 | TOLHOL11 | LADWP | 230 | 26 | LA BASIN | 281
999945 | TOLHOL31 | LADWP | 230 | 26 | LA BASIN | 281
17008 | DOSCONDO | AEPCO | 230 | 17 | AEPCO: Graham/Duncan | 174
999935 | COVBER11 | NORTHWEST | 230 | 40 | Seattle Area, Olympic Peninsula | 400
999931 | BOTSAM11 | NORTHWEST | 230 | 40 | Seattle City Light | 464
999930 | BOTHRN11 | NORTHWEST | 230 | 40 | N.KING | 426
17007 | BUTERFLD | AEPCO | 230 | 17 | AEPCO | 170
999926 | E. PIT11 | PG AND E | 230 | 30 | Conf Load (Diablo) | 308
999924 | NWKLS 11 | PG AND E | 230 | 30 | Conf Load (San Jose) | 318
999923 | NWKLS 12 | PG AND E | 230 | 30 | Conf Load (San Jose) | 318
999922 | NWKLS 13 | PG AND E | 230 | 30 | Conf Load (San Jose) | 318
999920 | EMBPTR12 | PG AND E | 230 | 30 | Conf Load (S.F.) | 309
999919 | MRTMAR12 | PG AND E | 230 | 30 | Conf Load (S.F.) | 309
999918 | MRTMAR11 | PG AND E | 230 | 30 | Conf Load (S.F.) | 309
24781 | NAVYCOSO | SOCALIF | 230 | 24 | SCE NORTH OF LUGO 230kV | 951
999916 | SANMAR13 | PG AND E | 230 | 30 | Conf Load (S.F.) | 309
999915 | SANMAR12 | PG AND E | 230 | 30 | Conf Load (S.F.) | 309
999914 | SANMAR11 | PG AND E | 230 | 30 | Conf Load (S.F.) | 309
999912 | METLS 13 | PG AND E | 230 | 30 | Conf Load (San Jose) | 318
999911 | METLS 12 | PG AND E | 230 | 30 | Conf Load (San Jose) | 318
999910 | METLS 11 | PG AND E | 230 | 30 | Conf Load (San Jose) | 318
24780 | LUZ9 | SOCALIF | 230 | 24 | SCE NORTH OF LUGO 230kV | 951
999909 | COBLAS11 | PG AND E | 230 | 30 | Conf Load (Yosemite) | 313
999908 | RETTRA11 | PG AND E | 230 | 30 | Conf Load (Yosemite) | 313
24779 | LUZ8 | SOCALIF | 230 | 24 | SCE NORTH OF LUGO 230kV | 951
999886 | OTATJI11 | MEXICO-CFE | 230 | 20 | ZoneTJ | 203
999883 | CHIMIR31 | SOCALIF | 230 | 24 | SCE Los Angeles Basin 230kV | 241
999881 | MESVIN21 | SOCALIF | 230 | 24 | SCE Los Angeles Basin 230kV | 241
999880 | VINRIO21 | SOCALIF | 230 | 24 | SCE Los Angeles Basin 230kV | 241
999871 | KAYSHI11 | WAPA R.M. | 230 | 73 | WAPA-RMRAZ | 792
999870 | KAYLNG11 | WAPA L.C. | 230 | 19 | WAPA-DSW | 191
17004 | BICKNELL | AEPCO | 230 | 17 | AEPCO: Trico | 171
17002 | APACHE | AEPCO | 230 | 17 | AEPCO | 170
640253 | RDMGH | SIERRA | 230 | 64 | SPP-East Tie | 642
640250 | TUNGSTEN2_HV | SIERRA | 230 | 64 | SPP-East Tie | 642
640130 | SPRING VAL | SIERRA | 230 | 64 | SPP-East Tie | 642
630041 | PHSHFT XOVER | WAPA U.W. | 230 | 63 | MTSE_WAUW | 630
630040 | CROSSOVER | WAPA U.W. | 230 | 63 | MTSE_WAUW | 630
630030 | CUSTER WAPA | WAPA U.W. | 230 | 63 | MTSE_WAUW | 630
630020 | ROSEBUD MDU | WAPA U.W. | 230 | 63 | MTSE_WAUW | 630
630010 | MILESCITY W | WAPA U.W. | 230 | 63 | MTSE_WAUW | 630
629106 | RATTLESNAKE | MONTANA | 230 | 62 | MISSOULA_MT | 629
629104 | PLACID LAKE | MONTANA | 230 | 62 | MISSOULA_MT | 629
24760 | OXBOW B | SOCALIF | 230 | 24 | SCE Control | 952
629001 | OVANDO | MONTANA | 230 | 62 | MISSOULA_MT | 629
15261 | CPGS0912 | SRP | 230 | 15 | SRP EHV 230 KV | 1504
627107 | LANDERS FORK | MONTANA | 230 | 62 | HELENA_MT | 627
15260 | CPGS0508 | SRP | 230 | 15 | SRP EHV 230 KV | 1504
46860 | AYORK230 | NORTHWEST | 230 | 40 | Central Washington | 403
46856 | ROCR1011 | NORTHWEST | 230 | 40 | Central Washington | 403
46855 | ROCR0709 | NORTHWEST | 230 | 40 | Central Washington | 403
626102 | WILSALL | MONTANA | 230 | 62 | BOZEMAN_MT | 626
46854 | ROCR0506 | NORTHWEST | 230 | 40 | Central Washington | 403
626101 | THREE RIVERS | MONTANA | 230 | 62 | BOZEMAN_MT | 626
46853 | ROCR0304 | NORTHWEST | 230 | 40 | Central Washington | 403
46852 | ROCR0102 | NORTHWEST | 230 | 40 | Central Washington | 403
46833 | ROCKYRH3 | NORTHWEST | 230 | 40 | Central Washington | 403
46832 | ROCKYRH2 | NORTHWEST | 230 | 40 | Central Washington | 403
625054 | PETERSON IPC | MONTANA | 230 | 62 | BUTTE_MT | 621
46831 | ROCKYRH1 | NORTHWEST | 230 | 40 | Central Washington | 403
24748 | OXBOW A | SOCALIF | 230 | 24 | SCE Control | 952
624118 | JUDITHGAP SO | MONTANA | 230 | 62 | LEWSTN_MT | 624
624108 | JUDITHGAP AT | MONTANA | 230 | 62 | LEWSTN_MT | 624
15259 | CPGS0104 | SRP | 230 | 15 | SRP EHV 230 KV | 1504
623413 | HARDIN AUTO | MONTANA | 230 | 62 | BILLINGS_MT | 623
623412 | ALKALI CREEK | MONTANA | 230 | 62 | BILLINGS_MT | 623
623312 | BROADVIEW | MONTANA | 230 | 62 | BILLINGS_MT | 623
15240 | RANDOLPH | SRP | 230 | 15 | SRP EHV 230 KV | 1504
623271 | BDVWSOLR 1 | MONTANA | 230 | 62 | BILLINGS_MT | 623
623220 | SO HUNTLEY | MONTANA | 230 | 62 | BILLINGS_MT | 623
46809 | MCKENZIE | NORTHWEST | 230 | 40 | Central Washington | 403
24736 | LUZ LSP | SOCALIF | 230 | 24 | SCE NORTH OF LUGO 230kV | 951
623210 | COLUMBS-RPLJ | MONTANA | 230 | 62 | BILLINGS_MT | 623
623181 | STLWTR WIND | MONTANA | 230 | 62 | BILLINGS_MT | 623
623174 | SHOREY ROAD | MONTANA | 230 | 62 | BILLINGS_MT | 623
15235 | DBG | SRP | 230 | 15 | SRP EHV 230 KV | 1504
623107 | COLSTRIP 230 | MONTANA | 230 | 62 | COLSTRIP_MT | 628
623079 | BLG WICKS LN | MONTANA | 230 | 62 | BILLINGS_MT | 623
623002 | PHSHFT STMPL | MONTANA | 230 | 62 | BILLINGS_MT | 623
623001 | BLG STEAMPLT | MONTANA | 230 | 62 | BILLINGS_MT | 623
622715 | RIMROCK EAST | MONTANA | 230 | 62 | GTFALLS_MT | 622
24729 | INYO | SOCALIF | 230 | 24 | SCE Control | 952
622704 | HAYLAKE | MONTANA | 230 | 62 | GTFALLS_MT | 622
622703 | HAYLAKE N | MONTANA | 230 | 62 | GTFALLS_MT | 622
622702 | MARIAS | MONTANA | 230 | 62 | GTFALLS_MT | 622
622701 | MARIAS S | MONTANA | 230 | 62 | GTFALLS_MT | 622
622307 | CONRAD WAPA | MONTANA | 230 | 62 | NOGF_MT | 625
622303 | BOLE WAPA | MONTANA | 230 | 62 | NOGF_MT | 625
15232 | DUKE | SRP | 230 | 15 | SRP EHV 230 KV | 1504
622174 | SPIONKOPSWYD | MONTANA | 230 | 62 | GTFALLS_MT | 622
622173 | HIGHWOODSWYD | MONTANA | 230 | 62 | GTFALLS_MT | 622
622001 | GTF 230SWYD | MONTANA | 230 | 62 | GTFALLS_MT | 622
15231 | PINAL_C | SRP | 230 | 15 | SRP EHV 230 KV | 1504
621201 | PHSHFT MLCRK | MONTANA | 230 | 62 | BUTTE_MT | 621
621154 | PETERSON SC | MONTANA | 230 | 62 | BUTTE_MT | 621
621054 | PETERSON NWE | MONTANA | 230 | 62 | BUTTE_MT | 621
621006 | SOUTH BUTTE | MONTANA | 230 | 62 | BUTTE_MT | 621
621001 | MILL CREEK | MONTANA | 230 | 62 | BUTTE_MT | 621
621000 | ANACONDA | MONTANA | 230 | 62 | BUTTE_MT | 621
15230 | RUDD | SRP | 230 | 15 | SRP EHV 230 KV | 1504
24717 | COLWATER | SOCALIF | 230 | 24 | SCE NORTH OF LUGO 230kV | 951
15228 | PARLETT | SRP | 230 | 15 | SRP EHV 230 KV | 1504
15227 | HENSHAW | SRP | 230 | 15 | SRP EHV 230 KV | 1504
482891 | NOX_NOX_CIO | NORTHWEST | 230 | 40 | AVA: Coeur D'Alene | 441
478170 | RATLSNAK_TIE | NORTHWEST | 230 | 40 | Lower Columbia Basin | 404
475950 | GRA_SAT_CIO | NORTHWEST | 230 | 40 | Seattle Area, Olympic Peninsula | 400
474390 | NDP | NORTHWEST | 230 | 40 | Cowlitz County, WA | 457
473850 | LUND_HILL | NORTHWEST | 230 | 40 | Lower Columbia Basin | 404
473800 | LINDEN_SW# | NORTHWEST | 230 | 40 | Lower Columbia Basin | 404
24707 | BLM WEST | SOCALIF | 230 | 24 | SCE NORTH OF LUGO 230kV | 951
96180 | mid_96180 | WAPA R.M. | 230 | 73 | ZoneEW | 753
464274 | EASTPNE4 | NORTHWEST | 230 | 40 | Seattle City Light | 464
464273 | EASTPNE3 | NORTHWEST | 230 | 40 | Seattle City Light | 464
24706 | BLM EAST | SOCALIF | 230 | 24 | SCE NORTH OF LUGO 230kV | 951
464271 | EASTPNE1 | NORTHWEST | 230 | 40 | Seattle City Light | 464
464037 | BOTHELL230_7 | NORTHWEST | 230 | 40 | Seattle City Light | 464
464036 | BOTHELL230_6 | NORTHWEST | 230 | 40 | Seattle City Light | 464
464034 | BOTHELL230_4 | NORTHWEST | 230 | 40 | Seattle City Light | 464
464033 | BOTHELL230_3 | NORTHWEST | 230 | 40 | Seattle City Light | 464
464032 | BOTHELL230_2 | NORTHWEST | 230 | 40 | Seattle City Light | 464
15225 | SCOTT | SRP | 230 | 15 | SRP EHV 230 KV | 1504
464031 | BOTHELL230_1 | NORTHWEST | 230 | 40 | Seattle City Light | 464
24701 | KRAMER | SOCALIF | 230 | 24 | SCE NORTH OF LUGO 230kV | 951
24655 | MANZANA | SOCALIF | 230 | 24 | SCE Whirlwind 230kV | 254
434590 | KEE_RIV_OWN | NORTHWEST | 230 | 40 | Portland General - BES S/S | 451
432150 | GRE_TRO1_CIO | NORTHWEST | 230 | 40 | Portland General - BES S/S | 451
15224 | ABEL | SRP | 230 | 15 | SRP EHV 230 KV | 1504
96179 | mid_96179 | WAPA R.M. | 230 | 73 | ZoneEW | 753
424120 | KLA_SAM_OWN | NORTHWEST | 230 | 40 | N.KING | 426
413506 | COTTONWD | NORTHWEST | 230 | 40 | PAC:HERM | 415
413505 | COTTONWDSW | NORTHWEST | 230 | 40 | PAC:HERM | 415
413500 | QUARRY | NORTHWEST | 230 | 40 | PAC:HERM | 415
413430 | BIG_MCL_CIO | NORTHWEST | 230 | 40 | Lower Columbia Basin | 404
413271 | NOR_SNO1_CIO | NORTHWEST | 230 | 40 | Seattle Area, Olympic Peninsula | 400
413270 | BOT_SNO1_CIO | NORTHWEST | 230 | 40 | Seattle Area, Olympic Peninsula | 400
411120 | VANTAGE_S_LS | NORTHWEST | 230 | 40 | Central Washington | 403
411110 | VANTAGE_N_LS | NORTHWEST | 230 | 40 | Central Washington | 403
15223 | DINOSAUR | SRP | 230 | 15 | SRP EHV 230 KV | 1504
410551 | STAC_STC_CIO | NORTHWEST | 230 | 40 | THURSTN | 432
410550 | STAC_WRT_CIO | NORTHWEST | 230 | 40 | PIERCE | 430
410490 | TAC_SOU_CIO | NORTHWEST | 230 | 40 | Seattle Area, Olympic Peninsula | 400
410081 | MAP_SK3_CIO2 | NORTHWEST | 230 | 40 | Seattle Area, Olympic Peninsula | 400
410080 | BOT_SK3_CIO | NORTHWEST | 230 | 40 | Seattle Area, Olympic Peninsula | 400
410041 | MAP_SK1_CIO2 | NORTHWEST | 230 | 40 | Seattle Area, Olympic Peninsula | 400
410040 | BOT_SK1_CIO | NORTHWEST | 230 | 40 | Seattle Area, Olympic Peninsula | 400
409710 | SBR_SHE_CIO | NORTHWEST | 230 | 40 | Seattle Area, Olympic Peninsula | 400
409630 | HOR_HRJ_CIO | NORTHWEST | 230 | 40 | Seattle Area, Olympic Peninsula | 400
409390 | BET_SAN_CIO | NORTHWEST | 230 | 40 | Central Washington | 403
15222 | BROWNING | SRP | 230 | 15 | SRP EHV 230 KV | 1504
408361 | PON_COR2_CIO | NORTHWEST | 230 | 40 | Southern Oregon | 405
24647 | IVANPAH | SOCALIF | 230 | 24 | SCE Ivanpah | 957
408261 | PEA_PEA_JMP | NORTHWEST | 230 | 40 | Portland Area | 401
408260 | PEA_SHE_CIO | NORTHWEST | 230 | 40 | Portland Area | 401
408240 | PEA_PEA_CIO | NORTHWEST | 230 | 40 | Portland Area | 401
24646 | ELDORDO2 | SOCALIF | 230 | 24 | SCE Eldorado 230kV | 958
15219 | KNOX | SRP | 230 | 15 | SRP EHV 230 KV | 1504
407930 | OLY_STC_CIO | NORTHWEST | 230 | 40 | THURSTN | 432
407470 | MON_NOV_CIO | NORTHWEST | 230 | 40 | Seattle Area, Olympic Peninsula | 400
406922 | MAP_TAL_CIO1 | NORTHWEST | 230 | 40 | Seattle Area, Olympic Peninsula | 400
406921 | MAP_SK1_CIO1 | NORTHWEST | 230 | 40 | Seattle Area, Olympic Peninsula | 400
24627 | CIMA | SOCALIF | 230 | 24 | SCE EAST OF LUGO 500/230kV | 955
406920 | DUW_MAP_CIO | NORTHWEST | 230 | 40 | Seattle Area, Olympic Peninsula | 400
406892 | MAP_TAL_CIO2 | NORTHWEST | 230 | 40 | Seattle Area, Olympic Peninsula | 400
406891 | MAP_SK3_CIO1 | NORTHWEST | 230 | 40 | Seattle Area, Olympic Peninsula | 400
406710 | LON_CHE_CIO | NORTHWEST | 230 | 40 | Cowlitz County, WA | 457
406570 | LIB_NOX_CIO | NORTHWEST | 230 | 40 | Spokane Area Publics | 491
15218 | WHITETNK | SRP | 230 | 15 | SRP EHV 230 KV | 1504
406350 | CHI_LAP_CIO | NORTHWEST | 230 | 40 | Southern Oregon | 405
24601 | VICTOR | SOCALIF | 230 | 24 | SCE NORTH OF LUGO 230kV | 951
15217 | WARD | SRP | 230 | 15 | SRP EHV 230 KV | 1504
15216 | THUNDRST | SRP | 230 | 15 | SRP EHV 230 KV | 1504
403030 | COV_DUW_CIO | NORTHWEST | 230 | 40 | Seattle Area, Olympic Peninsula | 400
46645 | SOUTHWST | NORTHWEST | 230 | 40 | Tacoma Power - General | 466
46642 | S_TAC-SW | NORTHWEST | 230 | 40 | Tacoma Power - General | 466
402190 | QUENETT_CK | NORTHWEST | 230 | 40 | Lower Columbia Basin | 404
401460 | BOU_NLY_CIO | NORTHWEST | 230 | 40 | Spokane Area, N Idaho, W Montana | 406
401450 | BOU_WAN_CIO | NORTHWEST | 230 | 40 | Spokane Area, N Idaho, W Montana | 406
46633 | CANYONTA | NORTHWEST | 230 | 40 | Tacoma Power - General | 466
15215 | SILVERKG | SRP | 230 | 15 | SRP EHV 230 KV | 1504
400950 | SED_BHM_CIO | NORTHWEST | 230 | 40 | WHATCOM | 420
46630 | MOSSYRCK | NORTHWEST | 230 | 40 | Tacoma Power - General | 466
46629 | MOSSYRK | NORTHWEST | 230 | 40 | Tacoma Power - General | 466
366359 | Q1398 | PG AND E | 230 | 30 | Conf Load (Kern) | 315
46625 | MAYFIELD | NORTHWEST | 230 | 40 | Tacoma Power - General | 466
366001 | Q1391 | PG AND E | 230 | 30 | Conf Load (Yosemite) | 313
365942 | WPSN | PG AND E | 230 | 30 | Conf Load (Fresno) | 314
365941 | CASTANEA | PG AND E | 230 | 30 | Conf Load (Fresno) | 314
15214 | SCHRADER | SRP | 230 | 15 | SRP EHV 230 KV | 1504
365770 | Q1111 | PG AND E | 230 | 30 | Conf Load (Diablo) | 308
365691 | SLATE | PG AND E | 230 | 30 | Conf Load (Fresno) | 314
24578 | AES_HB_ENGY | SOCALIF | 230 | 24 | SCE Orange County | 243
365580 | PNCHVLY | PG AND E | 230 | 30 | Conf Load (Yosemite) | 313
365531 | Q954 | PG AND E | 230 | 30 | Conf Load (Fresno) | 314
365521 | MUSTANG3N4 | PG AND E | 230 | 30 | Conf Load (Fresno) | 314
365505 | TRNQ8OCHO | PG AND E | 230 | 30 | Conf Load (Yosemite) | 313
46609 | COWLITZ | NORTHWEST | 230 | 40 | Tacoma Power - General | 466
24574 | ALMITOS_ENGY | SOCALIF | 230 | 24 | SCE Los Angeles Basin 230kV | 241
15213 | SANTAN | SRP | 230 | 15 | SRP EHV 230 KV | 1504
15212 | ROGERS | SRP | 230 | 15 | SRP EHV 230 KV | 1504
46486 | BOUNDPH6 | NORTHWEST | 230 | 40 | Seattle City Light | 464
46484 | BOUNDPH5 | NORTHWEST | 230 | 40 | Seattle City Light | 464
46482 | BOUNDPH4 | NORTHWEST | 230 | 40 | Seattle City Light | 464
46480 | BOUNDPH3 | NORTHWEST | 230 | 40 | Seattle City Light | 464
46478 | BOUNDPH2 | NORTHWEST | 230 | 40 | Seattle City Light | 464
46476 | BOUNDPH1 | NORTHWEST | 230 | 40 | Seattle City Light | 464
24403 | BAILEY | SOCALIF | 230 | 24 | SCE South of Magunden 230kV | 252
46463 | NORTHMTN | NORTHWEST | 230 | 40 | Snohomish PUD | 468
46461 | ROSS 42 | NORTHWEST | 230 | 40 | Seattle City Light | 464
15211 | PINPKSRP | SRP | 230 | 15 | SRP EHV 230 KV | 1504
46460 | ROSS 44 | NORTHWEST | 230 | 40 | Seattle City Light | 464
24401 | ANTELOPE | SOCALIF | 230 | 24 | SCE South of Magunden 230kV | 252
189160 | TROUT CANYON | SOCALIF | 230 | 24 | VEA-Main | 890
189115 | Q1341_HV2 | SOCALIF | 230 | 24 | VEA-Main | 890
24393 | MESACALS | SOCALIF | 230 | 24 | SCE Los Angeles Basin 230kV | 241
189114 | Q1341_HV1 | SOCALIF | 230 | 24 | VEA-Main | 890
46445 | SOUTH | NORTHWEST | 230 | 40 | Seattle City Light | 464
189043 | GAMEBIRD | SOCALIF | 230 | 24 | VEA-Main | 890
189040 | SLOAN CANYON | SOCALIF | 230 | 24 | VEA-Main | 890
46435 | MASS | NORTHWEST | 230 | 40 | Seattle City Light | 464
15210 | KYR-WEST | SRP | 230 | 15 | SRP EHV 230 KV | 1504
96176 | mid_96176 | WAPA R.M. | 230 | 73 | ZoneEC | 752
189021 | DESERT VIEW | SOCALIF | 230 | 24 | VEA-Main | 890
46431 | GORGE | NORTHWEST | 230 | 40 | Seattle City Light | 464
189016 | INNOVATION | SOCALIF | 230 | 24 | VEA-Main | 890
46423 | DUWAMISH | NORTHWEST | 230 | 40 | Seattle City Light | 464
46421 | DIABLO | NORTHWEST | 230 | 40 | Seattle City Light | 464
46417 | DELRIDGE | NORTHWEST | 230 | 40 | Seattle City Light | 464
46415 | CRESTON | NORTHWEST | 230 | 40 | Seattle City Light | 464
189000 | PAHRUMP | SOCALIF | 230 | 24 | VEA-Main | 890
15209 | PAPAGOBT | SRP | 230 | 15 | SRP EHV 230 KV | 1504
185800 | HASOLAR | NEVADA | 230 | 18 | ZoneN2 | 182
181050 | PROSPECTOR | NEVADA | 230 | 18 | ZoneN2 | 182
181030 | DRYLAKE SOLA | NEVADA | 230 | 18 | ZoneN2 | 182
181001 | PLAYA | NEVADA | 230 | 18 | ZoneN2 | 182
180980 | SBHPVS HV | NEVADA | 230 | 18 | ZoneN2 | 182
180940 | CHUCKWALLA_S | NEVADA | 230 | 18 | ZoneN2 | 182
24381 | CIMAT2 | SOCALIF | 230 | 24 | SCE EAST OF LUGO 500/230kV | 955
180650 | ARRWCANYN | NEVADA | 230 | 18 | ZoneN2 | 182
46293 | MCKENZEW | NORTHWEST | 230 | 40 | Eugene, OR | 480
164202 | PD_MORENCI | TEP | 230 | 16 | FMI(TEP) | 164
164201 | FRISCO | TEP | 230 | 16 | FMI(TEP) | 164
164200 | COPPER_VERDE | TEP | 230 | 16 | FMI(TEP) | 164
24380 | CIMAT1 | SOCALIF | 230 | 24 | SCE EAST OF LUGO 500/230kV | 955
15208 | ORME | SRP | 230 | 15 | SRP EHV 230 KV | 1504
181005 | BOULDER-PV | NEVADA | 230 | 18 | ZoneN2 | 182
162200 | HARRIS_UES | TEP | 230 | 16 | UES (Kingman) | 162
24375 | REDBLUFF | SOCALIF | 230 | 24 | SCE Red Bluff | 943
15207 | KYR-EAST | SRP | 230 | 15 | SRP EHV 230 KV | 1504
185801 | HASOLAR GSU | NEVADA | 230 | 18 | ZoneN2 | 182
24369 | HUNTBCH_ENGY | SOCALIF | 230 | 24 | SCE Orange County | 243
160202 | VAIL | TEP | 230 | 16 | TEP | 160
160201 | DMP | TEP | 230 | 16 | TEP | 160
160200 | TORTOLITA | TEP | 230 | 16 | TEP | 160
24350 | HIDESERT | SOCALIF | 230 | 24 | SCE NORTH OF LUGO 230kV | 951
15206 | GOLDFELD | SRP | 230 | 15 | SRP EHV 230 KV | 1504
24320 | EASTWOOD | SOCALIF | 230 | 24 | SCE North of Magunden 230kV | 251
24316 | MAMMOTH | SOCALIF | 230 | 24 | SCE North of Magunden 230kV | 251
15205 | CORBELL | SRP | 230 | 15 | SRP EHV 230 KV | 1504
24305 | BIG CRK8 | SOCALIF | 230 | 24 | SCE North of Magunden 230kV | 251
24304 | BIG CRK4 | SOCALIF | 230 | 24 | SCE North of Magunden 230kV | 251
15204 | BRANDOW | SRP | 230 | 15 | SRP EHV 230 KV | 1504
46169 | WANAPUM | NORTHWEST | 230 | 40 | Grant County, WA | 482
24303 | BIG CRK3 | SOCALIF | 230 | 24 | SCE North of Magunden 230kV | 251
46166 | POTHOLEG | NORTHWEST | 230 | 40 | Grant County, WA | 482
46165 | PRIESTRT | NORTHWEST | 230 | 40 | Grant County, WA | 482
24302 | BIG CRK2 | SOCALIF | 230 | 24 | SCE North of Magunden 230kV | 251
15203 | ANDERSON | SRP | 230 | 15 | SRP EHV 230 KV | 1504
46164 | FRENCHMN | NORTHWEST | 230 | 40 | Grant County, WA | 482
46163 | WAHLUKE | NORTHWEST | 230 | 40 | Grant County, WA | 482
46162 | BKSAND T | NORTHWEST | 230 | 40 | Grant County, WA | 482
46161 | BK SANDS | NORTHWEST | 230 | 40 | Grant County, WA | 482
24301 | BIG CRK1 | SOCALIF | 230 | 24 | SCE North of Magunden 230kV | 251
46160 | WHEELERG | NORTHWEST | 230 | 40 | Grant County, WA | 482
46159 | UPPER C | NORTHWEST | 230 | 40 | Grant County, WA | 482
15202 | ALEXANDR | SRP | 230 | 15 | SRP EHV 230 KV | 1504
46158 | SIELER | NORTHWEST | 230 | 40 | Grant County, WA | 482
159041 | ELEVENMILE | SRP | 230 | 15 | SRP EHV 230 KV | 1504
46157 | WHEELSWD | NORTHWEST | 230 | 40 | Grant County, WA | 482
24273 | SKYRIVER | SOCALIF | 230 | 24 | SCE Windhub 230kV | 253
46156 | ROCKYFD | NORTHWEST | 230 | 40 | Grant County, WA | 482
159002 | MES2_TWP | SRP | 230 | 15 | SRP OTHER SUB 69kV | 1508
159001 | MES1_TWP | SRP | 230 | 15 | SRP OTHER SUB 69kV | 1508
46154 | ROCKYFDG | NORTHWEST | 230 | 40 | Grant County, WA | 482
24269 | TEHACHAPI | SOCALIF | 230 | 24 | SCE Sagebrush (Vincent) 230kV | 255
15201 | AGUAFRIA | SRP | 230 | 15 | SRP EHV 230 KV | 1504
46152 | MCDONALD | NORTHWEST | 230 | 40 | Grant County, WA | 482
152075 | KYEB2CTR | SRP | 230 | 15 | SRP EHV 230 KV | 1504
46151 | LARSON | NORTHWEST | 230 | 40 | Grant County, WA | 482
152011 | AF230BK5 | SRP | 230 | 15 | SRP EHV 230 KV | 1504
150225 | DBG-CT45 | SRP | 230 | 15 | SRP EHV 230 KV | 1504
150221 | Q_AF0102 | SRP | 230 | 15 | SRP EHV 230 KV | 1504
46149 | WQUIN_TAP | NORTHWEST | 230 | 40 | Grant County, WA | 482
24265 | WINDSTAR2 | SOCALIF | 230 | 24 | SCE Sagebrush (Vincent) 230kV | 255
46147 | WANAPH3 | NORTHWEST | 230 | 40 | Grant County, WA | 482
150004 | HALO | SRP | 230 | 15 | SRP OTHER SUB 69kV | 1508
46146 | WANAPH2 | NORTHWEST | 230 | 40 | Grant County, WA | 482
46145 | WANAPH1 | NORTHWEST | 230 | 40 | Grant County, WA | 482
24264 | WLDRNESS TAP | SOCALIF | 230 | 24 | SCE Sagebrush (Vincent) 230kV | 255
46143 | SILICON | NORTHWEST | 230 | 40 | Grant County, WA | 482
46142 | WQ_MTNVIEW | NORTHWEST | 230 | 40 | Grant County, WA | 482
24260 | WINDSTAR1 | SOCALIF | 230 | 24 | SCE Sagebrush (Vincent) 230kV | 255
24250 | WESTWIND | SOCALIF | 230 | 24 | SCE Sagebrush (Vincent) 230kV | 255
24249 | EASTWEST TAP | SOCALIF | 230 | 24 | SCE Sagebrush (Vincent) 230kV | 255
24245 | EASTWIND | SOCALIF | 230 | 24 | SCE Sagebrush (Vincent) 230kV | 255
24237 | RANCHVST | SOCALIF | 230 | 24 | SCE Los Angeles Basin 230kV | 241
46113 | PRIEST T | NORTHWEST | 230 | 40 | Grant County, WA | 482
46107 | W_QUINCY | NORTHWEST | 230 | 40 | Grant County, WA | 482
46106 | MNT VIEW | NORTHWEST | 230 | 40 | Grant County, WA | 482
15163 | MESQUITE | SRP | 230 | 15 | SRP EHV 230 KV | 1504
46104 | QPLAINS | NORTHWEST | 230 | 40 | Grant County, WA | 482
24235 | RECTOR | SOCALIF | 230 | 24 | SCE North of Magunden 230kV | 251
99605 | mid_99605 | PSCOLORADO | 230 | 70 | Zone69 | 791
24234 | RECTRSVC | SOCALIF | 230 | 24 | SCE North of Magunden 230kV | 251
46089 | SANDUNES | NORTHWEST | 230 | 40 | Grant County, WA | 482
99536 | TITAN230_mdp | PSCOLORADO | 230 | 70 | ZoneRD | 700
99062 | mid_99062 | WAPA U.W. | 230 | 63 | MTSE_WAUW | 630
99061 | mid_99061 | WAPA U.W. | 230 | 63 | MTSE_WAUW | 630
99011 | mid_99011 | PSCOLORADO | 230 | 70 | CSU | 785
99010 | mid_99010 | PSCOLORADO | 230 | 70 | ZoneCS | 757
24219 | PISGAH | SOCALIF | 230 | 24 | SCE EAST OF LUGO 500/230kV | 955
46069 | PRIESTR2 | NORTHWEST | 230 | 40 | Grant County, WA | 482
46066 | PRIESTR1 | NORTHWEST | 230 | 40 | Grant County, WA | 482
24218 | WARNE | SOCALIF | 230 | 24 | SCE South of Magunden 230kV | 252
98274 | mid_98274 | PACE | 230 | 65 | ID SPC | 677
46065 | PRIEST R | NORTHWEST | 230 | 40 | Grant County, WA | 482
98273 | mid_98273 | PACE | 230 | 65 | ID SPC | 677
97995 | mid_97995 | MONTANA | 230 | 62 | BUTTE_MT | 621
97994 | mid_97994 | MONTANA | 230 | 62 | BUTTE_MT | 621
24217 | WARNETAP | SOCALIF | 230 | 24 | SCE South of Magunden 230kV | 252
97986 | mid_97986 | MONTANA | 230 | 62 | BUTTE_MT | 621
97979 | mid_97979 | MONTANA | 230 | 62 | GTFALLS_MT | 622
97978 | mid_97978 | MONTANA | 230 | 62 | GTFALLS_MT | 622
97977 | mid_97977 | MONTANA | 230 | 62 | GTFALLS_MT | 622
24200 | SAUG TAP | SOCALIF | 230 | 24 | SCE Los Angeles Basin 230kV | 241
97968 | mid_97968 | MONTANA | 230 | 62 | BILLINGS_MT | 623
46045 | MATTAWA | NORTHWEST | 230 | 40 | Grant County, WA | 482
46044 | GENEVA | NORTHWEST | 230 | 40 | Grant County, WA | 482
97955 | mid_97955 | MONTANA | 230 | 62 | COLSTRIP_MT | 628
46043 | MAE VL T | NORTHWEST | 230 | 40 | Grant County, WA | 482
24198 | CHEVMAIN | SOCALIF | 230 | 24 | SCE Los Angeles Basin 230kV | 241
46041 | MAE VL | NORTHWEST | 230 | 40 | Grant County, WA | 482
97952 | mid_97952 | MONTANA | 230 | 62 | COLSTRIP_MT | 628
97946 | mid_97946 | MONTANA | 230 | 62 | BILLINGS_MT | 623
97945 | mid_97945 | MONTANA | 230 | 62 | BILLINGS_MT | 623
97944 | mid_97944 | MONTANA | 230 | 62 | BILLINGS_MT | 623
97942 | mid_97942 | MONTANA | 230 | 62 | BILLINGS_MT | 623
97938 | mid_97938 | MONTANA | 230 | 62 | BILLINGS_MT | 623
97937 | mid_97937 | MONTANA | 230 | 62 | BILLINGS_MT | 623
97936 | mid_97936 | MONTANA | 230 | 62 | BILLINGS_MT | 623
97935 | mid_97935 | MONTANA | 230 | 62 | BILLINGS_MT | 623
97934 | mid_97934 | MONTANA | 230 | 62 | BILLINGS_MT | 623
97925 | mid_97925 | MONTANA | 230 | 62 | LEWSTN_MT | 624
97924 | mid_97924 | MONTANA | 230 | 62 | LEWSTN_MT | 624
97907 | mid_97907 | MONTANA | 230 | 62 | BOZEMAN_MT | 626
24158 | WALNUT | SOCALIF | 230 | 24 | SCE Los Angeles Basin 230kV | 241
97906 | mid_97906 | MONTANA | 230 | 62 | BOZEMAN_MT | 626
46018 | CLD VIEW | NORTHWEST | 230 | 40 | Grant County, WA | 482
24155 | VINCENT | SOCALIF | 230 | 24 | SCE Los Angeles Basin 230kV | 241
189116 | Q1341_STR | SOCALIF | 230 | 24 | VEA-Main | 890
46005 | ANCIENTL | NORTHWEST | 230 | 40 | Grant County, WA | 482
96178 | mid_96178 | WAPA R.M. | 230 | 73 | ZoneFH | 754
96175 | mid_96175 | WAPA R.M. | 230 | 73 | ZoneEC | 752
96174 | mid_96174 | WAPA R.M. | 230 | 73 | ZoneBK | 751
46001 | ANC LK T | NORTHWEST | 230 | 40 | Grant County, WA | 482
24154 | VILLA PK | SOCALIF | 230 | 24 | SCE Los Angeles Basin 230kV | 241
96171 | mid_96171 | WAPA R.M. | 230 | 73 | ZoneEC | 752
96170 | mid_96170 | WAPA R.M. | 230 | 73 | ZoneBK | 751
96169 | mid_96169 | WAPA R.M. | 230 | 73 | ZoneBK | 751
96168 | mid_96168 | WAPA R.M. | 230 | 73 | ZoneBK | 751
96166 | mid_96166 | WAPA R.M. | 230 | 73 | ZoneBK | 751
96165 | mid_96165 | WAPA R.M. | 230 | 73 | ZoneBK | 751
24153 | VESTAL | SOCALIF | 230 | 24 | SCE North of Magunden 230kV | 251
96162 | mid_96162 | WAPA R.M. | 230 | 73 | ZoneEC | 752
96161 | mid_96161 | WAPA R.M. | 230 | 73 | ZoneBK | 751
96159 | mid_96159 | WAPA R.M. | 230 | 73 | ZoneEW | 753
96158 | mid_96158 | WAPA R.M. | 230 | 73 | ZoneEW | 753
96157 | mid_96157 | WAPA R.M. | 230 | 73 | ZoneEW | 753
96155 | mid_96155 | WAPA R.M. | 230 | 73 | ZoneEW | 753
96154 | mid_96154 | WAPA R.M. | 230 | 73 | ZoneEW | 753
96153 | mid_96153 | WAPA R.M. | 230 | 73 | ZoneBK | 751
96152 | mid_96152 | WAPA R.M. | 230 | 73 | ZoneBK | 751
96151 | mid_96151 | WAPA R.M. | 230 | 73 | ZoneBK | 751
96147 | mid_96147 | WAPA R.M. | 230 | 73 | Zone69 | 791
24142 | SYC CYN | SOCALIF | 230 | 24 | SCE North of Magunden 230kV | 251
96145 | mid_96145 | WAPA R.M. | 230 | 73 | WAPA-RMRAZ | 792
96141 | mid_96141 | WAPA R.M. | 230 | 73 | Zone69 | 791
24141 | SPRINGVL | SOCALIF | 230 | 24 | SCE North of Magunden 230kV | 251
81997 | mid_81997 | B.C.HYDRO | 230 | 50 | BC HYDRO | 500
81996 | mid_81996 | B.C.HYDRO | 230 | 50 | BC HYDRO | 500
81994 | mid_81994 | B.C.HYDRO | 230 | 50 | BC HYDRO | 500
81993 | mid_81993 | B.C.HYDRO | 230 | 50 | BC HYDRO | 500
81987 | mid_81987 | B.C.HYDRO | 230 | 50 | BC HYDRO | 500
81986 | mid_81986 | B.C.HYDRO | 230 | 50 | BC HYDRO | 500
81984 | mid_81984 | B.C.HYDRO | 230 | 50 | BC HYDRO | 500
81983 | mid_81983 | B.C.HYDRO | 230 | 50 | BC HYDRO | 500
81982 | mid_81982 | B.C.HYDRO | 230 | 50 | BC HYDRO | 500
81981 | mid_81981 | B.C.HYDRO | 230 | 50 | BC HYDRO | 500
24137 | SERRANO | SOCALIF | 230 | 24 | SCE Los Angeles Basin 230kV | 241
81977 | mid_81977 | B.C.HYDRO | 230 | 50 | BC HYDRO | 500
81975 | mid_81975 | B.C.HYDRO | 230 | 50 | BC HYDRO | 500
24134 | SANTIAGO | SOCALIF | 230 | 24 | SCE Orange County | 243
81972 | mid_81972 | B.C.HYDRO | 230 | 50 | BC HYDRO | 500
81971 | mid_81971 | B.C.HYDRO | 230 | 50 | BC HYDRO | 500
24132 | SANBRDNO | SOCALIF | 230 | 24 | SCE EASTERN 500/230kV | 940
81968 | mid_81968 | B.C.HYDRO | 230 | 50 | BC HYDRO | 500
81967 | mid_81967 | B.C.HYDRO | 230 | 50 | BC HYDRO | 500
81966 | mid_81966 | B.C.HYDRO | 230 | 50 | BC HYDRO | 500
81965 | mid_81965 | B.C.HYDRO | 230 | 50 | BC HYDRO | 500
81955 | mid_81955 | B.C.HYDRO | 230 | 50 | BC HYDRO | 500
81954 | mid_81954 | B.C.HYDRO | 230 | 50 | BC HYDRO | 500
81953 | mid_81953 | B.C.HYDRO | 230 | 50 | BC HYDRO | 500
24131 | S.ONOFRE | SOCALIF | 230 | 24 | SCE Orange County | 243
81951 | mid_81951 | B.C.HYDRO | 230 | 50 | BC HYDRO | 500
81950 | mid_81950 | B.C.HYDRO | 230 | 50 | BC HYDRO | 500
81949 | mid_81949 | B.C.HYDRO | 230 | 50 | BC HYDRO | 500
81947 | mid_81947 | B.C.HYDRO | 230 | 50 | BC HYDRO | 500
81946 | mid_81946 | B.C.HYDRO | 230 | 50 | BC HYDRO | 500
81945 | mid_81945 | B.C.HYDRO | 230 | 50 | BC HYDRO | 500
24128 | S.CLARA | SOCALIF | 230 | 24 | SCE Ventura/Santa Barbara | 259
24126 | RIOHONDO | SOCALIF | 230 | 24 | SCE Los Angeles Basin 230kV | 241
81942 | mid_81942 | B.C.HYDRO | 230 | 50 | BC HYDRO | 500
81941 | mid_81941 | B.C.HYDRO | 230 | 50 | BC HYDRO | 500
81940 | mid_81940 | B.C.HYDRO | 230 | 50 | BC HYDRO | 500
81939 | mid_81939 | B.C.HYDRO | 230 | 50 | BC HYDRO | 500
81937 | mid_81937 | B.C.HYDRO | 230 | 50 | BC HYDRO | 500
81936 | mid_81936 | B.C.HYDRO | 230 | 50 | BC HYDRO | 500
81925 | mid_81925 | B.C.HYDRO | 230 | 50 | BC HYDRO | 500
81924 | mid_81924 | B.C.HYDRO | 230 | 50 | BC HYDRO | 500
24125 | REDONDO | SOCALIF | 230 | 24 | SCE Los Angeles Basin 230kV | 241
81917 | mid_81917 | B.C.HYDRO | 230 | 50 | BC HYDRO | 500
24115 | PASTORIA | SOCALIF | 230 | 24 | SCE South of Magunden 230kV | 252
81910 | mid_81910 | B.C.HYDRO | 230 | 50 | BC HYDRO | 500
81909 | mid_81909 | B.C.HYDRO | 230 | 50 | BC HYDRO | 500
81906 | mid_81906 | B.C.HYDRO | 230 | 50 | BC HYDRO | 500
81905 | mid_81905 | B.C.HYDRO | 230 | 50 | BC HYDRO | 500
24114 | PARDEE | SOCALIF | 230 | 24 | SCE Los Angeles Basin 230kV | 241
81903 | mid_81903 | B.C.HYDRO | 230 | 50 | BC HYDRO | 500
81902 | mid_81902 | B.C.HYDRO | 230 | 50 | BC HYDRO | 500
81899 | mid_81899 | B.C.HYDRO | 230 | 50 | BC HYDRO | 500
81898 | mid_81898 | B.C.HYDRO | 230 | 50 | BC HYDRO | 500
81897 | mid_81897 | B.C.HYDRO | 230 | 50 | BC HYDRO | 500
24112 | PADUA | SOCALIF | 230 | 24 | SCE Los Angeles Basin 230kV | 241
10368 | WESTMESA | NEW MEXICO | 230 | 10 | PNM: EHV and Gen | 100
81893 | mid_81893 | B.C.HYDRO | 230 | 50 | BC HYDRO | 500
81891 | mid_81891 | B.C.HYDRO | 230 | 50 | BC HYDRO | 500
81890 | mid_81890 | B.C.HYDRO | 230 | 50 | BC HYDRO | 500
81889 | mid_81889 | B.C.HYDRO | 230 | 50 | BC HYDRO | 500
81881 | mid_81881 | B.C.HYDRO | 230 | 50 | BC HYDRO | 500
81880 | mid_81880 | B.C.HYDRO | 230 | 50 | BC HYDRO | 500
81878 | mid_81878 | B.C.HYDRO | 230 | 50 | BC HYDRO | 500
24101 | OMAR | SOCALIF | 230 | 24 | SCE North of Magunden 230kV | 251
180900 | BREEZE | NEVADA | 230 | 18 | ZoneN2 | 182
81874 | mid_81874 | B.C.HYDRO | 230 | 50 | BC HYDRO | 500
81873 | mid_81873 | B.C.HYDRO | 230 | 50 | BC HYDRO | 500
81868 | mid_81868 | B.C.HYDRO | 230 | 50 | BC HYDRO | 500
81866 | mid_81866 | B.C.HYDRO | 230 | 50 | BC HYDRO | 500
81865 | mid_81865 | B.C.HYDRO | 230 | 50 | BC HYDRO | 500
81864 | mid_81864 | B.C.HYDRO | 230 | 50 | BC HYDRO | 500
24100 | OLINDA | SOCALIF | 230 | 24 | SCE Los Angeles Basin 230kV | 241
81861 | mid_81861 | B.C.HYDRO | 230 | 50 | BC HYDRO | 500
24099 | MOORPARK | SOCALIF | 230 | 24 | SCE Ventura/Santa Barbara | 259
81850 | mid_81850 | B.C.HYDRO | 230 | 50 | BC HYDRO | 500
81849 | mid_81849 | B.C.HYDRO | 230 | 50 | BC HYDRO | 500
81848 | mid_81848 | B.C.HYDRO | 230 | 50 | BC HYDRO | 500
81847 | mid_81847 | B.C.HYDRO | 230 | 50 | BC HYDRO | 500
81843 | mid_81843 | B.C.HYDRO | 230 | 50 | BC HYDRO | 500
24093 | MIRALOMW | SOCALIF | 230 | 24 | SCE Los Angeles Basin 230kV | 241
81837 | mid_81837 | B.C.HYDRO | 230 | 50 | BC HYDRO | 500
81836 | mid_81836 | B.C.HYDRO | 230 | 50 | BC HYDRO | 500
81835 | mid_81835 | B.C.HYDRO | 230 | 50 | BC HYDRO | 500
81834 | mid_81834 | B.C.HYDRO | 230 | 50 | BC HYDRO | 500
81833 | mid_81833 | B.C.HYDRO | 230 | 50 | BC HYDRO | 500
81830 | mid_81830 | B.C.HYDRO | 230 | 50 | BC HYDRO | 500
81829 | mid_81829 | B.C.HYDRO | 230 | 50 | BC HYDRO | 500
81824 | mid_81824 | B.C.HYDRO | 230 | 50 | BC HYDRO | 500
81823 | mid_81823 | B.C.HYDRO | 230 | 50 | BC HYDRO | 500
24091 | MESA CAL | SOCALIF | 230 | 24 | SCE Los Angeles Basin 230kV | 241
81812 | mid_81812 | B.C.HYDRO | 230 | 50 | BC HYDRO | 500
81811 | mid_81811 | B.C.HYDRO | 230 | 50 | BC HYDRO | 500
81810 | mid_81810 | B.C.HYDRO | 230 | 50 | BC HYDRO | 500
81809 | mid_81809 | B.C.HYDRO | 230 | 50 | BC HYDRO | 500
81808 | mid_81808 | B.C.HYDRO | 230 | 50 | BC HYDRO | 500
24087 | MAGUNDEN | SOCALIF | 230 | 24 | SCE North of Magunden 230kV | 251
81802 | mid_81802 | B.C.HYDRO | 230 | 50 | BC HYDRO | 500
81801 | mid_81801 | B.C.HYDRO | 230 | 50 | BC HYDRO | 500
81800 | mid_81800 | B.C.HYDRO | 230 | 50 | BC HYDRO | 500
81799 | mid_81799 | B.C.HYDRO | 230 | 50 | BC HYDRO | 500
81798 | mid_81798 | B.C.HYDRO | 230 | 50 | BC HYDRO | 500
10041 | BISTI | NEW MEXICO | 230 | 10 | PNM: Other | 108
24085 | LUGO | SOCALIF | 230 | 24 | SCE MAIN SYSTEM | 240
81786 | mid_81786 | B.C.HYDRO | 230 | 50 | BC HYDRO | 500
81785 | mid_81785 | B.C.HYDRO | 230 | 50 | BC HYDRO | 500
81776 | mid_81776 | B.C.HYDRO | 230 | 50 | BC HYDRO | 500
81775 | mid_81775 | B.C.HYDRO | 230 | 50 | BC HYDRO | 500
24084 | LITEHIPE | SOCALIF | 230 | 24 | SCE Los Angeles Basin 230kV | 241
81774 | mid_81774 | B.C.HYDRO | 230 | 50 | BC HYDRO | 500
24082 | LCIENEGA | SOCALIF | 230 | 24 | SCE Los Angeles Basin 230kV | 241
81769 | mid_81769 | B.C.HYDRO | 230 | 50 | BC HYDRO | 500
81768 | mid_81768 | B.C.HYDRO | 230 | 50 | BC HYDRO | 500
81767 | mid_81767 | B.C.HYDRO | 230 | 50 | BC HYDRO | 500
81765 | mid_81765 | B.C.HYDRO | 230 | 50 | BC HYDRO | 500
81764 | mid_81764 | B.C.HYDRO | 230 | 50 | BC HYDRO | 500
81763 | mid_81763 | B.C.HYDRO | 230 | 50 | BC HYDRO | 500
81760 | mid_81760 | B.C.HYDRO | 230 | 50 | BC HYDRO | 500
81759 | mid_81759 | B.C.HYDRO | 230 | 50 | BC HYDRO | 500
24076 | LAGUBELL | SOCALIF | 230 | 24 | SCE Los Angeles Basin 230kV | 241
81757 | mid_81757 | B.C.HYDRO | 230 | 50 | BC HYDRO | 500
81756 | mid_81756 | B.C.HYDRO | 230 | 50 | BC HYDRO | 500
81755 | mid_81755 | B.C.HYDRO | 230 | 50 | BC HYDRO | 500
81754 | mid_81754 | B.C.HYDRO | 230 | 50 | BC HYDRO | 500
24074 | LA FRESA | SOCALIF | 230 | 24 | SCE Los Angeles Basin 230kV | 241
81751 | mid_81751 | B.C.HYDRO | 230 | 50 | BC HYDRO | 500
81749 | mid_81749 | B.C.HYDRO | 230 | 50 | BC HYDRO | 500
81747 | mid_81747 | B.C.HYDRO | 230 | 50 | BC HYDRO | 500
81746 | mid_81746 | B.C.HYDRO | 230 | 50 | BC HYDRO | 500
81742 | mid_81742 | B.C.HYDRO | 230 | 50 | BC HYDRO | 500
45610 | BEVERLY 230 | NORTHWEST | 230 | 40 | Snohomish PUD | 468
24072 | JOHANNA | SOCALIF | 230 | 24 | SCE Orange County | 243
999882 | CHIMIR32 | SOCALIF | 230 | 24 | SCE Los Angeles Basin 230kV | 241
24069 | HUNTGBCH | SOCALIF | 230 | 24 | SCE Orange County | 243
81735 | mid_81735 | B.C.HYDRO | 230 | 50 | BC HYDRO | 500
81734 | mid_81734 | B.C.HYDRO | 230 | 50 | BC HYDRO | 500
81732 | mid_81732 | B.C.HYDRO | 230 | 50 | BC HYDRO | 500
81731 | mid_81731 | B.C.HYDRO | 230 | 50 | BC HYDRO | 500
81730 | mid_81730 | B.C.HYDRO | 230 | 50 | BC HYDRO | 500
81728 | mid_81728 | B.C.HYDRO | 230 | 50 | BC HYDRO | 500
45588 | PARISHGP | NORTHWEST | 230 | 40 | PAC:WLMT | 472
81727 | mid_81727 | B.C.HYDRO | 230 | 50 | BC HYDRO | 500
45543 | SWIFT 2 | NORTHWEST | 230 | 40 | Cowlitz County, WA | 457
24065 | HINSON | SOCALIF | 230 | 24 | SCE Los Angeles Basin 230kV | 241
98278 | mid_98278 | PACE | 230 | 65 | UT SIGURD | 657
24061 | HARBOR | SOCALIF | 230 | 24 | SCE Los Angeles Basin 230kV | 241
81717 | mid_81717 | B.C.HYDRO | 230 | 50 | BC HYDRO | 500
81716 | mid_81716 | B.C.HYDRO | 230 | 50 | BC HYDRO | 500
81704 | mid_81704 | B.C.HYDRO | 230 | 50 | BC HYDRO | 500
81703 | mid_81703 | B.C.HYDRO | 230 | 50 | BC HYDRO | 500
81171 | MLE 2B3 | B.C.HYDRO | 230 | 50 | BC HYDRO | 500
81152 | MLW 337P | B.C.HYDRO | 230 | 50 | BC HYDRO | 500
81148 | BDH 42P | B.C.HYDRO | 230 | 50 | BC HYDRO | 500
81144 | MLW 230 | B.C.HYDRO | 230 | 50 | BC HYDRO | 500
24059 | GOULD | SOCALIF | 230 | 24 | SCE Los Angeles Basin 230kV | 241
24058 | GOLETA | SOCALIF | 230 | 24 | SCE Ventura/Santa Barbara | 259
81025 | MKT 230 | B.C.HYDRO | 230 | 50 | BC HYDRO | 500
80960 | COK 39P2 | B.C.HYDRO | 230 | 50 | BC HYDRO | 500
24056 | ETIWANDA | SOCALIF | 230 | 24 | SCE Los Angeles Basin 230kV | 241
80959 | COK 39P1 | B.C.HYDRO | 230 | 50 | BC HYDRO | 500
24049 | ELSEGNDO | SOCALIF | 230 | 24 | SCE Los Angeles Basin 230kV | 241
80914 | GTP 230 | B.C.HYDRO | 230 | 50 | BC HYDRO | 500
24044 | ELLIS | SOCALIF | 230 | 24 | SCE Orange County | 243
80855 | SRN 348P | B.C.HYDRO | 230 | 50 | BC HYDRO | 500
80853 | GBH 348P | B.C.HYDRO | 230 | 50 | BC HYDRO | 500
80851 | MML 230 | B.C.HYDRO | 230 | 50 | BC HYDRO | 500
24041 | ELDORDO | SOCALIF | 230 | 24 | SCE Eldorado 230kV | 958
80707 | SGB 230 | B.C.HYDRO | 230 | 50 | BC HYDRO | 500
24040 | EL NIDO | SOCALIF | 230 | 24 | SCE Los Angeles Basin 230kV | 241
80702 | MSA 230A | B.C.HYDRO | 230 | 50 | BC HYDRO | 500
80674 | FLW 230 | B.C.HYDRO | 230 | 50 | BC HYDRO | 500
80644 | MNK 230 | B.C.HYDRO | 230 | 50 | BC HYDRO | 500
80640 | AAL 2B1 | B.C.HYDRO | 230 | 50 | BC HYDRO | 500
24036 | EAGLROCK | SOCALIF | 230 | 24 | SCE Los Angeles Basin 230kV | 241
80560 | PSY 230 | B.C.HYDRO | 230 | 50 | BC HYDRO | 500
80559 | TIS 230 | B.C.HYDRO | 230 | 50 | BC HYDRO | 500
80556 | BDH 230 | B.C.HYDRO | 230 | 50 | BC HYDRO | 500
80554 | JMC 230 | B.C.HYDRO | 230 | 50 | BC HYDRO | 500
80552 | ULR 230 | B.C.HYDRO | 230 | 50 | BC HYDRO | 500
24029 | DELAMO | SOCALIF | 230 | 24 | SCE Los Angeles Basin 230kV | 241
80472 | QTY 230 | B.C.HYDRO | 230 | 50 | BC HYDRO | 500
80471 | MKL 230 | B.C.HYDRO | 230 | 50 | BC HYDRO | 500
80459 | ZBW 230 | B.C.HYDRO | 230 | 50 | BC HYDRO | 500
24025 | CHINO | SOCALIF | 230 | 24 | SCE Los Angeles Basin 230kV | 241
80355 | FCN 2B2 | B.C.HYDRO | 230 | 50 | BC HYDRO | 500
24021 | CENTER | SOCALIF | 230 | 24 | SCE Los Angeles Basin 230kV | 241
24019 | CAMINO | SOCALIF | 230 | 24 | MWD Colorado River Aqueduct | 949
80255 | SVA 2B6 | B.C.HYDRO | 230 | 50 | BC HYDRO | 500
45331 | WALLULA | NORTHWEST | 230 | 40 | PAC:WULA | 412
80222 | RBF 2B1 | B.C.HYDRO | 230 | 50 | BC HYDRO | 500
80200 | HMH 2B4 | B.C.HYDRO | 230 | 50 | BC HYDRO | 500
80192 | SLS 230 | B.C.HYDRO | 230 | 50 | BC HYDRO | 500
45327 | WALAWALA | NORTHWEST | 230 | 40 | PAC:WALA | 413
80175 | TKW 2B3 | B.C.HYDRO | 230 | 50 | BC HYDRO | 500
80155 | ESQ 2B2 | B.C.HYDRO | 230 | 50 | BC HYDRO | 500
45317 | UNIONGAP | NORTHWEST | 230 | 40 | PAC:YKMA | 477
80135 | HWW 230B | B.C.HYDRO | 230 | 50 | BC HYDRO | 500
24016 | BARRE | SOCALIF | 230 | 24 | SCE Orange County | 243
80134 | HWW 230A | B.C.HYDRO | 230 | 50 | BC HYDRO | 500
45301 | TROUTPP1 | NORTHWEST | 230 | 40 | PAC:PTLD | 489
80075 | BND 40P | B.C.HYDRO | 230 | 50 | BC HYDRO | 500
80007 | CYP 2B3 | B.C.HYDRO | 230 | 50 | BC HYDRO | 500
24015 | ARCO SC | SOCALIF | 230 | 24 | SCE Los Angeles Basin 230kV | 241
80006 | LYN 2B2 | B.C.HYDRO | 230 | 50 | BC HYDRO | 500
24008 | ALMITOSW | SOCALIF | 230 | 24 | SCE Los Angeles Basin 230kV | 241
45287 | SWIFT 1 | NORTHWEST | 230 | 40 | PAC:LWSR | 419
24006 | ALMITOSE | SOCALIF | 230 | 24 | SCE Los Angeles Basin 230kV | 241
23930 | Q1670_HV | SANDIEGO | 230 | 22 | SDG&E Construction Metro | 222
23707 | OM GEN4_HV | SANDIEGO | 230 | 22 | SDG&E Bulk Power | 227
79250 | AMATLAS | WAPA R.M. | 230 | 73 | ZoneR4 | 790
45245 | POMONA H | NORTHWEST | 230 | 40 | PAC:YKMA | 477
45239 | PILOTBT | NORTHWEST | 230 | 40 | PAC:C.OR | 474
23592 | DW GEN8_HV | SANDIEGO | 230 | 22 | SDG&E Bulk Power | 227
45229 | OUTLOOK | NORTHWEST | 230 | 40 | PAC:YKMA | 477
23591 | DW GEN8_Tap | SANDIEGO | 230 | 22 | SDG&E Bulk Power | 227
79163 | MORROWPT | WAPA R.M. | 230 | 73 | ZoneR4 | 790
79142 | HDN EAST | WAPA R.M. | 230 | 73 | Zone69 | 791
23587 | DW GEN7_MP1 | SANDIEGO | 230 | 22 | SDG&E Bulk Power | 227
79126 | FLAMGORG | WAPA R.M. | 230 | 73 | ZoneR4 | 790
23460 | DW GEN3 | SANDIEGO | 230 | 22 | SDG&E Bulk Power | 227
79091 | FOIDELCK | PSCOLORADO | 230 | 70 | ZoneRW | 708
23439 | DW GEN246 TR | SANDIEGO | 230 | 22 | SDG&E Bulk Power | 227
45195 | MERIDINP | NORTHWEST | 230 | 40 | PAC:MDFD | 470
23438 | Q1166_HV | SANDIEGO | 230 | 22 | SDG&E Bulk Power | 227
45189 | MALIN | NORTHWEST | 230 | 40 | PAC:KFAL | 484
23433 | DW GEN 2 4 6 | SANDIEGO | 230 | 22 | SDG&E Bulk Power | 227
45183 | LONEPINE | NORTHWEST | 230 | 40 | PAC:MDFD | 470
79070 | NORTHFRK | WAPA R.M. | 230 | 73 | ZoneR4 | 790
79069 | WOLCOTT | PSCOLORADO | 230 | 70 | ZoneRW | 708
79065 | STEAMBT | PSCOLORADO | 230 | 70 | ZoneRW | 708
79063 | SHIPROCK | WAPA R.M. | 230 | 73 | WAPA-RMRAZ | 792
79061 | SHIP PS | WAPA R.M. | 230 | 73 | ZoneR4 | 790
79059 | RIFLE WA | WAPA R.M. | 230 | 73 | ZoneR4 | 790
79057 | RIFLE_CU | PSCOLORADO | 230 | 70 | ZoneRW | 708
79054 | PONCHABR | WAPA R.M. | 230 | 73 | Zone69 | 791
45162 | DR W TP | NORTHWEST | 230 | 40 | PAC:DALR | 475
999917 | SANPIT11 | PG AND E | 230 | 30 | Conf Load (Diablo) | 308
45161 | KLAFALLS | NORTHWEST | 230 | 40 | PAC:KFAL | 484
79045 | LOSTCANY | WAPA R.M. | 230 | 73 | ZoneR4 | 790
45160 | DR E TP | NORTHWEST | 230 | 40 | PAC:DALR | 475
79039 | HDN WEST | WAPA R.M. | 230 | 73 | Zone69 | 791
45153 | ISTHMUS | NORTHWEST | 230 | 40 | PAC:CBAY | 473
23306 | IV GEN3 | SANDIEGO | 230 | 22 | SDG&E Bulk Power | 227
79021 | CURECANT | WAPA R.M. | 230 | 73 | ZoneR4 | 790
79013 | CRAIG | WAPA R.M. | 230 | 73 | ZoneR4 | 790
23300 | DREW | SANDIEGO | 230 | 22 | SDG&E Bulk Power | 227
999913 | MONHIC11 | PG AND E | 230 | 30 | Conf Load (San Jose) | 318
45137 | HERMISTN | NORTHWEST | 230 | 40 | PAC:HERM | 415
79004 | BASALT | PSCOLORADO | 230 | 70 | ZoneRW | 708
78863 | HORIZON | PSCOLORADO | 230 | 70 | CSU | 785
45129 | HAT ROCK | NORTHWEST | 230 | 40 | PAC:HERM | 415
23293 | DW GEN1 230 | SANDIEGO | 230 | 22 | SDG&E Bulk Power | 227
45128 | COVE 230 | NORTHWEST | 230 | 40 | PAC:C.OR | 474
78859 | WILLIAMSCRK | PSCOLORADO | 230 | 70 | CSU | 785
78858 | STETSON | PSCOLORADO | 230 | 70 | CSU | 785
78856 | KELKER S | PSCOLORADO | 230 | 70 | CSU | 785
78855 | KELKER N | PSCOLORADO | 230 | 70 | CSU | 785
78854 | FULLER | PSCOLORADO | 230 | 70 | CSU | 785
45123 | GRANT PS | NORTHWEST | 230 | 40 | PAC:GRPS | 481
23292 | DW GEN7_230K | SANDIEGO | 230 | 22 | SDG&E Bulk Power | 227
78853 | FRTRANGE | PSCOLORADO | 230 | 70 | CSU | 785
78852 | CTTNWD S | PSCOLORADO | 230 | 70 | CSU | 785
78851 | CTTNWD N | PSCOLORADO | 230 | 70 | CSU | 785
78850 | CLAREMNT | PSCOLORADO | 230 | 70 | CSU | 785
23291 | DW GEN1 | SANDIEGO | 230 | 22 | SDG&E Bulk Power | 227
45113 | GLENDL | NORTHWEST | 230 | 40 | PAC:GRPS | 481
45111 | FRY | NORTHWEST | 230 | 40 | PAC:WLMT | 472
45103 | HURICANE | NORTHWEST | 230 | 40 | PAC:ENTR | 416
23284 | DW GEN5 | SANDIEGO | 230 | 22 | SDG&E Bulk Power | 227
23168 | DUNAWAY | SANDIEGO | 230 | 22 | SDG&E Bulk Power | 227
45093 | DIXONVLE | NORTHWEST | 230 | 40 | PAC:ROSE | 471
999921 | EMBPTR11 | PG AND E | 230 | 30 | Conf Load (S.F.) | 309
45089 | DIA HILL | NORTHWEST | 230 | 40 | PAC:JCTN | 483
78120 | FORDHAM | PSCOLORADO | 230 | 70 | PRPA | 780
23161 | PIO PICO | SANDIEGO | 230 | 22 | SDG&E Construction Metro | 222
45075 | DALREED | NORTHWEST | 230 | 40 | PAC:DALR | 475
23150 | DU GEN1 Bus | SANDIEGO | 230 | 22 | SDG&E Bulk Power | 227
78105 | LONGPEAK | PSCOLORADO | 230 | 70 | PRPA | 780
78102 | GATEWY | PSCOLORADO | 230 | 70 | PRPA | 780
78100 | BOYD | PSCOLORADO | 230 | 70 | PRPA | 780
23105 | ECO_GEN1_G2_ | SANDIEGO | 230 | 22 | SDG&E Bulk Power | 227
78090 | HORSESHO | PSCOLORADO | 230 | 70 | PRPA | 780
45063 | COPCO | NORTHWEST | 230 | 40 | PAC:KFAL | 484
78089 | PORTNER | PSCOLORADO | 230 | 70 | PRPA | 780
78088 | HARMONY | PSCOLORADO | 230 | 70 | PRPA | 780
78087 | CAREY_TS | PSCOLORADO | 230 | 70 | PRPA | 780
23103 | ECO_GEN1_HV | SANDIEGO | 230 | 22 | SDG&E Bulk Power | 227
78085 | TIMBERLN | PSCOLORADO | 230 | 70 | PRPA | 780
45051 | COLD SPR | NORTHWEST | 230 | 40 | PAC:HERM | 415
78075 | DIXON CK | PSCOLORADO | 230 | 70 | PRPA | 780
78072 | COLLEGLK | PSCOLORADO | 230 | 70 | PRPA | 780
45047 | CHILQUIN | NORTHWEST | 230 | 40 | PAC:KFAL | 484
22998 | INTB | SANDIEGO | 230 | 22 | SDG&E Bulk Power | 227
78070 | LAPORTE | PSCOLORADO | 230 | 70 | PRPA | 780
78050 | RD_WIND | PSCOLORADO | 230 | 70 | PRPA | 780
78010 | RAWHIDE | PSCOLORADO | 230 | 70 | PRPA | 780
22984 | IV GEN1 230 | SANDIEGO | 230 | 22 | SDG&E Bulk Power | 227
76412 | SUNDANCE | WAPA R.M. | 230 | 73 | ZoneBK | 751
45031 | CALAPOYA | NORTHWEST | 230 | 40 | PAC:JCTN | 483
76410 | WYOMONT | WAPA R.M. | 230 | 73 | ZoneBK | 751
76409 | DECKER | WAPA R.M. | 230 | 73 | ZoneBK | 751
76402 | DRYFORK | WAPA R.M. | 230 | 73 | ZoneBK | 751
76401 | BARBERCK | WAPA R.M. | 230 | 73 | ZoneEW | 753
76400 | PUMPKIN_BTS | WAPA R.M. | 230 | 73 | ZoneEW | 753
76351 | RCDC W | WAPA R.M. | 230 | 73 | ZoneBK | 751
45025 | BOYLE | NORTHWEST | 230 | 40 | PAC:KFAL | 484
76312 | TONGRIVR | WAPA R.M. | 230 | 73 | ZoneBK | 751
74601 | G14_230 | WAPA R.M. | 230 | 73 | ZoneBK | 751
74600 | G14_TAP | WAPA R.M. | 230 | 73 | ZoneBK | 751
74068 | WESTRC | WAPA R.M. | 230 | 73 | ZoneBK | 751
74058 | SGBRUSH | WAPA R.M. | 230 | 73 | ZoneBK | 751
74035 | MINNKHAT | WAPA R.M. | 230 | 73 | ZoneBK | 751
74030 | DONKYCRK | WAPA R.M. | 230 | 73 | ZoneBK | 751
44996 | HANNATAP | NORTHWEST | 230 | 40 | PAC:ROSE | 471
74027 | RCSOUTH1 | WAPA R.M. | 230 | 73 | ZoneBK | 751
44995 | NICKLMTN | NORTHWEST | 230 | 40 | PAC:ROSE | 471
73638 | HAMBONE TAP | WAPA R.M. | 230 | 73 | ZoneCS | 757
73632 | YELLOWTL WST | WAPA R.M. | 230 | 73 | ZoneBH | 750
73616 | NORTH PARK | WAPA R.M. | 230 | 73 | ZoneWC | 755
73579 | SPRNGCAN | WAPA R.M. | 230 | 73 | ZoneEC | 752
22931 | ECO | SANDIEGO | 230 | 22 | SDG&E Bulk Power | 227
73572 | MIRACLEM | WAPA R.M. | 230 | 73 | ZoneEW | 753
73571 | SNOWYRNG | WAPA R.M. | 230 | 73 | ZoneEW | 753
44912 | TALBOT | NORTHWEST | 230 | 40 | PAC:WALA | 413
73551 | W CANON | WAPA R.M. | 230 | 73 | Zone69 | 791
73548 | GOSH COUNTY | WAPA R.M. | 230 | 73 | ZoneEW | 753
44911 | MARENGO | NORTHWEST | 230 | 40 | PAC:WALA | 413
73536 | CHEYENNE | WAPA R.M. | 230 | 73 | ZoneEW | 753
999925 | TESRAV11 | PG AND E | 230 | 30 | Conf Load (Peninsula) | 310
73531 | LINCOLNT | WAPA R.M. | 230 | 73 | ZoneEC | 752
44900 | DIXNV230 | NORTHWEST | 230 | 40 | PAC:ROSE | 471
73488 | TERRY RANCH | WAPA R.M. | 230 | 73 | ZoneEW | 753
22893 | SNCRS SVC HV | SANDIEGO | 230 | 22 | SDG&E Bulk Power | 227
44894 | WHTSTNE | NORTHWEST | 230 | 40 | PAC:MDFD | 470
44860 | MARENGO2 | NORTHWEST | 230 | 40 | PAC:WALA | 413
73413 | MIDWAYBR | WAPA R.M. | 230 | 73 | ZoneCS | 757
44856 | FPL2HT | NORTHWEST | 230 | 40 | PAC:WALA | 413
44637 | CATALINA | NORTHWEST | 230 | 40 | PAC:C.OR | 474
22886 | SUNCREST | SANDIEGO | 230 | 22 | SDG&E Bulk Power | 227
44609 | WALAWALA CAP | NORTHWEST | 230 | 40 | PAC:WALA | 413
44569 | PONDROSA | NORTHWEST | 230 | 40 | PAC:C.OR | 474
44568 | CORAL | NORTHWEST | 230 | 40 | PAC:C.OR | 474
44567 | OCHOCO | NORTHWEST | 230 | 40 | PAC:C.OR | 474
44566 | FRIEND_230 | NORTHWEST | 230 | 40 | PAC:C.OR | 474
73294 | HUGHES | WAPA R.M. | 230 | 73 | ZoneBK | 751
73283 | YELOWCRK | WAPA R.M. | 230 | 73 | ZoneBK | 751
73276 | TEKLA | WAPA R.M. | 230 | 73 | ZoneBK | 751
73229 | YELLOWTL EST | WAPA R.M. | 230 | 73 | ZoneBH | 750
22844 | TALEGA | SANDIEGO | 230 | 22 | SDG&E Orange County | 226
73224 | WRAY | WAPA R.M. | 230 | 73 | ZoneEC | 752
73212 | WELD LM | WAPA R.M. | 230 | 73 | ZoneFH | 754
44517 | SNOGOOSE | NORTHWEST | 230 | 40 | PAC:KFAL | 484
14647 | DBGAPS | APS | 230 | 14 | APS | 141
44276 | BETTAS_RD | NORTHWEST | 230 | 40 | Central Washington | 403
73192 | STORY | WAPA R.M. | 230 | 73 | ZoneEC | 752
73190 | STEGALL | WAPA R.M. | 230 | 73 | ZoneWN | 756
44201 | LIBBY_PH2 | NORTHWEST | 230 | 40 | Western Montana | 486
73188 | STEGALDC | WAPA R.M. | 230 | 73 | ZoneWN | 756
44200 | LIBBY_PH1 | NORTHWEST | 230 | 40 | Western Montana | 486
73186 | LOOKOUT1 | WAPA R.M. | 230 | 73 | ZoneBK | 751
78857 | RD_NIXON | PSCOLORADO | 230 | 70 | CSU | 785
22832 | SYCAMORE | SANDIEGO | 230 | 22 | SDG&E Beach Cities | 221
73181 | SIDNEYDC | WAPA R.M. | 230 | 73 | ZoneWN | 756
78860 | BRIARGATE | PSCOLORADO | 230 | 70 | CSU | 785
78861 | WC_XFMRMP | PSCOLORADO | 230 | 70 | CSU | 785
44165 | CHEF_JO_PH4 | NORTHWEST | 230 | 40 | Central Washington | 403
73180 | SIDNEY | WAPA R.M. | 230 | 73 | ZoneWN | 756
44164 | CHEF_JO_PH3 | NORTHWEST | 230 | 40 | Central Washington | 403
44163 | CHEF_JO_PH2 | NORTHWEST | 230 | 40 | Central Washington | 403
44162 | CHEF_JO_PH1 | NORTHWEST | 230 | 40 | Central Washington | 403
44127 | MCNARY_PH5 | NORTHWEST | 230 | 40 | Lower Columbia Basin | 404
73168 | RENO | WAPA R.M. | 230 | 73 | ZoneBK | 751
44126 | MCNARY_PH4 | NORTHWEST | 230 | 40 | Lower Columbia Basin | 404
44125 | MCNARY_PH34# | NORTHWEST | 230 | 40 | Lower Columbia Basin | 404
73164 | LANGE | WAPA R.M. | 230 | 73 | ZoneBK | 751
44124 | MCNARY_PH3 | NORTHWEST | 230 | 40 | Lower Columbia Basin | 404
44123 | MCNARY_PH2 | NORTHWEST | 230 | 40 | Lower Columbia Basin | 404
44122 | MCNARY_PH1 | NORTHWEST | 230 | 40 | Lower Columbia Basin | 404
22785 | EA GEN1 230 | SANDIEGO | 230 | 22 | SDG&E North Coast | 224
73148 | OSAGE | WAPA R.M. | 230 | 73 | ZoneBK | 751
22771 | BAY BLVD | SANDIEGO | 230 | 22 | SDG&E Construction Metro | 222
14642 | OCO C | APS | 230 | 14 | APS | 141
73143 | N.YUMA | WAPA R.M. | 230 | 73 | ZoneEC | 752
44060 | T_DALES_PH6 | NORTHWEST | 230 | 40 | Lower Columbia Basin | 404
44059 | T_DALES_PH5 | NORTHWEST | 230 | 40 | Lower Columbia Basin | 404
73138 | MT.ELBRT | WAPA R.M. | 230 | 73 | ZoneWC | 755
44058 | T_DALES_PH4 | NORTHWEST | 230 | 40 | Lower Columbia Basin | 404
44057 | T_DALES_PH3 | NORTHWEST | 230 | 40 | Lower Columbia Basin | 404
44017 | BONVILE_PH4 | NORTHWEST | 230 | 40 | Portland Area | 401
44016 | BONVILE_PH3 | NORTHWEST | 230 | 40 | Portland Area | 401
14641 | OCO N | APS | 230 | 14 | APS | 141
44015 | BONVILE_PH2 | NORTHWEST | 230 | 40 | Portland Area | 401
44014 | BONVILE_PH1 | NORTHWEST | 230 | 40 | Portland Area | 401
73107 | LAR.RIVR | WAPA R.M. | 230 | 73 | ZoneEW | 753
22716 | SANLUSRY | SANDIEGO | 230 | 22 | SDG&E North Coast | 224
14640 | OCO S | APS | 230 | 14 | APS | 141
43950 | MULLAN | NORTHWEST | 230 | 40 | Portland General - BES S/S | 451
22710 | SANLUSRY SC | SANDIEGO | 230 | 22 | SDG&E North Coast | 224
43915 | PORTW2SR2 | NORTHWEST | 230 | 40 | Portland General - Generation | 450
43912 | PORTW2SR1 | NORTHWEST | 230 | 40 | Portland General - Generation | 450
73087 | WESTHILL | WAPA R.M. | 230 | 73 | ZoneBK | 751
43909 | PORTW | NORTHWEST | 230 | 40 | Portland General - BES S/S | 451
43906 | PORTW_STR | NORTHWEST | 230 | 40 | Portland General - BES S/S | 451
22652 | PENSQTOS | SANDIEGO | 230 | 22 | SDG&E Beach Cities | 221
73036 | BURLNGTN | WAPA R.M. | 230 | 73 | ZoneEC | 752
73018 | B.SANDY | WAPA R.M. | 230 | 73 | ZoneEC | 752
73016 | B.CK TRI | WAPA R.M. | 230 | 73 | ZoneEC | 752
22609 | OTAYMESA | SANDIEGO | 230 | 22 | SDG&E Construction Metro | 222
73011 | AULT | WAPA R.M. | 230 | 73 | ZoneFH | 754
73009 | ARCHER | WAPA R.M. | 230 | 73 | ZoneEW | 753
22597 | OLDTWNTP | SANDIEGO | 230 | 22 | SDG&E Construction Metro | 222
72818 | WL_CHILD | WAPA R.M. | 230 | 73 | ZoneEW | 753
43773 | PEARL # | NORTHWEST | 230 | 40 | Portland General - BES NODE | 452
22596 | OLD TOWN | SANDIEGO | 230 | 22 | SDG&E Beach Cities | 221
365511 | TRNQ8GVS | PG AND E | 230 | 30 | Conf Load (Yosemite) | 313
72736 | NIYOL_HV1 | WAPA R.M. | 230 | 73 | ZoneEC | 752
72716 | CROSSTRL | WAPA R.M. | 230 | 73 | ZoneEC | 752
72715 | WINDTLKR | WAPA R.M. | 230 | 73 | ZoneEC | 752
72711 | KITCARSN | WAPA R.M. | 230 | 73 | ZoneEC | 752
72710 | LANDSMCK | WAPA R.M. | 230 | 73 | ZoneEC | 752
72700 | CAROUSEL | WAPA R.M. | 230 | 73 | ZoneEC | 752
72202 | ARNOLD | WAPA R.M. | 230 | 73 | ZoneFH | 754
22504 | MISSION | SANDIEGO | 230 | 22 | SDG&E Beach Cities | 221
72201 | SIPRES | WAPA R.M. | 230 | 73 | ZoneFH | 754
72200 | ERIE SW | WAPA R.M. | 230 | 73 | ZoneFH | 754
43740 | HORIZN | NORTHWEST | 230 | 40 | Portland General - BES S/S | 451
22467 | MLSXTAP | SANDIEGO | 230 | 22 | SDG&E Construction Metro | 222
70991 | SPNPEAKS | PSCOLORADO | 230 | 70 | ZoneRS | 704
70990 | VALENT | PSCOLORADO | 230 | 70 | ZoneRS | 704
70963 | mid pt | PSCOLORADO | 230 | 70 | ZoneRS | 704
22466 | MLMS3TAP | SANDIEGO | 230 | 22 | SDG&E Construction Metro | 222
70961 | mid pt | PSCOLORADO | 230 | 70 | ZoneRS | 704
70958 | mid pt | PSCOLORADO | 230 | 70 | ZoneWP | 712
70956 | mid pt | PSCOLORADO | 230 | 70 | ZoneWP | 712
70942 | COMAN230_S1 | PSCOLORADO | 230 | 70 | ZoneRS | 704
43685 | BLUELAKE | NORTHWEST | 230 | 40 | Portland General - BES S/S | 451
70927 | HARTSELT | PSCOLORADO | 230 | 70 | ZoneRM | 709
22464 | MIGUEL | SANDIEGO | 230 | 22 | SDG&E Bulk Power | 227
70875 | BIGHORN_S1_3 | PSCOLORADO | 230 | 70 | ZoneRS | 704
70862 | AVERY_PS | PSCOLORADO | 230 | 70 | ZoneRN | 706
70856 | SUN_MOUNTAIN | PSCOLORADO | 230 | 70 | ZoneRS | 704
70833 | CEDARCK2 | PSCOLORADO | 230 | 70 | ZoneRN | 706
70822 | CEDARCK_CAP | PSCOLORADO | 230 | 70 | ZoneRN | 706
70821 | CEDARCK_1 | PSCOLORADO | 230 | 70 | ZoneRN | 706
70820 | KEENESBURG | PSCOLORADO | 230 | 70 | ZoneRN | 706
70819 | MTNBREEZE | PSCOLORADO | 230 | 70 | ZoneRN | 706
70759 | THUNDERWOLF | PSCOLORADO | 230 | 70 | ZoneRS | 704
70718 | SPNGCAN1_230 | PSCOLORADO | 230 | 70 | ZoneRN | 706
70711 | PTZLOGN | PSCOLORADO | 230 | 70 | ZoneRN | 706
70705 | TWNBUTTE | PSCOLORADO | 230 | 70 | ZoneWP | 712
70700 | CO_GRN | PSCOLORADO | 230 | 70 | ZoneWP | 712
70679 | CEDARPT_GENS | PSCOLORADO | 230 | 70 | ZoneRD | 700
70678 | CEDARPT | PSCOLORADO | 230 | 70 | ZoneRD | 700
70677 | CEDARPT_W2_3 | PSCOLORADO | 230 | 70 | ZoneRD | 700
70676 | CEDARPT_W1_3 | PSCOLORADO | 230 | 70 | ZoneRD | 700
70660 | GOLDEN_WEST | PSCOLORADO | 230 | 70 | ZoneCS | 757
70652 | MIRASOL | PSCOLORADO | 230 | 70 | ZoneRS | 704
70638 | GREENHSE | PSCOLORADO | 230 | 70 | ZoneRN | 706
22430 | SILVERGT | SANDIEGO | 230 | 22 | SDG&E Construction Metro | 222
43601 | TROJAN_V82 | NORTHWEST | 230 | 40 | Portland General - BES S/S | 451
70623 | MIS_SITE | PSCOLORADO | 230 | 70 | ZoneRD | 700
70618 | TITAN230 | PSCOLORADO | 230 | 70 | ZoneRD | 700
43600 | SPRNGVIL | NORTHWEST | 230 | 40 | Portland General - BES NODE | 452
70610 | REUNION | PSCOLORADO | 230 | 70 | ZoneRD | 700
43599 | TROJAN_V81 | NORTHWEST | 230 | 40 | Portland General - BES S/S | 451
70609 | SILVSADL | PSCOLORADO | 230 | 70 | ZoneRD | 700
43597 | TROJAN | NORTHWEST | 230 | 40 | Portland General - BES S/S | 451
70605 | HENRYLAK | PSCOLORADO | 230 | 70 | ZoneRN | 706
70596 | HARVEST_MI | PSCOLORADO | 230 | 70 | ZoneRD | 700
70592 | SPNDLE | PSCOLORADO | 230 | 70 | ZoneRB | 703
70590 | RMEC | PSCOLORADO | 230 | 70 | ZoneRD | 700
70574 | MOONGLCH | PSCOLORADO | 230 | 70 | ZoneRB | 703
70570 | PLNENDSS | PSCOLORADO | 230 | 70 | ZoneRD | 700
70560 | LAMAR_DC | PSCOLORADO | 230 | 70 | ZoneWP | 712
70551 | MURPHY | PSCOLORADO | 230 | 70 | ZoneRD | 700
70545 | BRICKCTR | PSCOLORADO | 230 | 70 | ZoneRD | 700
70544 | ISABELLE | PSCOLORADO | 230 | 70 | ZoneRB | 703
70543 | SIMMS | PSCOLORADO | 230 | 70 | ZoneRB | 703
70539 | CHMBERS | PSCOLORADO | 230 | 70 | ZoneRD | 700
70535 | COOLEYMA | PSCOLORADO | 230 | 70 | ZoneRW | 708
22358 | IV PFC | SANDIEGO | 230 | 22 | SDG&E Bulk Power | 227
70533 | LEMON | PSCOLORADO | 230 | 70 | ZoneRD | 700
70532 | POWHATON | PSCOLORADO | 230 | 70 | ZoneRD | 700
70530 | PICADIL | PSCOLORADO | 230 | 70 | ZoneRD | 700
70529 | JLGREEN | PSCOLORADO | 230 | 70 | ZoneRN | 706
70528 | SPRUCE | PSCOLORADO | 230 | 70 | ZoneRD | 700
43541 | ST MARYS | NORTHWEST | 230 | 40 | Portland General - BES S/S | 451
70527 | SANTEFE | PSCOLORADO | 230 | 70 | ZoneRD | 700
70526 | IMBODEN | PSCOLORADO | 230 | 70 | ZoneRD | 700
22357 | IV PFC1 | SANDIEGO | 230 | 22 | SDG&E Bulk Power | 227
70524 | SULPHUR | PSCOLORADO | 230 | 70 | ZoneRD | 700
43527 | SHERWOOD | NORTHWEST | 230 | 40 | Portland General - BES S/S | 451
22356 | IMPRLVLY | SANDIEGO | 230 | 22 | SDG&E Bulk Power | 227
70513 | HOMESTEA | PSCOLORADO | 230 | 70 | ZoneRD | 700
70512 | JEWELL1 | PSCOLORADO | 230 | 70 | ZoneRD | 700
70497 | HIGHPT_TP | PSCOLORADO | 230 | 70 | ZoneRD | 700
70496 | HIGHPT | PSCOLORADO | 230 | 70 | ZoneRD | 700
70491 | TOLGATE | PSCOLORADO | 230 | 70 | ZoneRD | 700
70488 | JMSHAFER | PSCOLORADO | 230 | 70 | ZoneRN | 706
70481 | MONACO12 | PSCOLORADO | 230 | 70 | ZoneRD | 700
70480 | WESTPS | PSCOLORADO | 230 | 70 | ZoneRD | 700
70474 | WINDSOR | PSCOLORADO | 230 | 70 | ZoneRN | 706
70471 | WELD_PS | PSCOLORADO | 230 | 70 | ZoneRN | 706
22261 | PEN | SANDIEGO | 230 | 22 | SDG&E Northeast | 225
43483 | ROUNDB N | NORTHWEST | 230 | 40 | Portland General - BES S/S | 451
43482 | ROUNDB S | NORTHWEST | 230 | 40 | Portland General - BES S/S | 451
70464 | WATERTON | PSCOLORADO | 230 | 70 | ZoneRD | 700
70461 | WASHINGT | PSCOLORADO | 230 | 70 | ZoneRD | 700
70459 | WALSENBG | PSCOLORADO | 230 | 70 | ZoneRS | 704
22260 | ESCNDIDO | SANDIEGO | 230 | 22 | SDG&E Northeast | 225
70447 | VALMONT | PSCOLORADO | 230 | 70 | ZoneRB | 703
70438 | UINTAH | PSCOLORADO | 230 | 70 | ZoneRW | 708
70432 | TOWER | PSCOLORADO | 230 | 70 | ZoneRD | 700
22232 | ENCINA | SANDIEGO | 230 | 22 | SDG&E North Coast | 224
70428 | TECH_CTR | PSCOLORADO | 230 | 70 | ZoneRD | 700
70427 | TARRYALL | PSCOLORADO | 230 | 70 | ZoneRS | 704
43459 | RIVRGATE | NORTHWEST | 230 | 40 | Portland General - BES S/S | 451
70417 | SULLIVN1 | PSCOLORADO | 230 | 70 | ZoneRD | 700
70410 | ST.VRAIN | PSCOLORADO | 230 | 70 | ZoneRN | 706
80080 | WHY 2B3 | B.C.HYDRO | 230 | 50 | BC HYDRO | 500
80081 | MLE 2B1 | B.C.HYDRO | 230 | 50 | BC HYDRO | 500
22227 | ENCINATP | SANDIEGO | 230 | 22 | SDG&E Beach Cities | 221
70399 | B.CRK_PS | PSCOLORADO | 230 | 70 | ZoneRN | 706
70396 | SMOKYHIL | PSCOLORADO | 230 | 70 | ZoneRD | 700
70393 | PONCHA_PS | PSCOLORADO | 230 | 70 | ZoneRM | 709
70392 | SKYRANCH | PSCOLORADO | 230 | 70 | ZoneRD | 700
70375 | SANLSVLY | PSCOLORADO | 230 | 70 | ZoneSL | 710
70369 | RUSSELL | PSCOLORADO | 230 | 70 | ZoneRD | 700
80141 | GOW 2B2 | B.C.HYDRO | 230 | 50 | BC HYDRO | 500
43409 | PELTON | NORTHWEST | 230 | 40 | Portland General - BES S/S | 451
70365 | SULLIVN2 | PSCOLORADO | 230 | 70 | ZoneRD | 700
70362 | RIVERDAL | PSCOLORADO | 230 | 70 | ZoneRD | 700
70358 | RIFLE_PS | PSCOLORADO | 230 | 70 | ZoneRW | 708
70357 | BENCH | PSCOLORADO | 230 | 70 | ZoneRW | 708
70356 | WEELERPS | PSCOLORADO | 230 | 70 | ZoneRW | 708
70355 | RIDGE | PSCOLORADO | 230 | 70 | ZoneRD | 700
14290 | AVERY E | APS | 230 | 14 | APS | 141
70343 | QUINCY | PSCOLORADO | 230 | 70 | ZoneRD | 700
70331 | PRAIRIE1 | PSCOLORADO | 230 | 70 | ZoneRD | 700
70324 | LACOMBE | PSCOLORADO | 230 | 70 | ZoneRD | 700
14284 | PVRUX | APS | 230 | 14 | APS | 141
70323 | PRAIRIE3 | PSCOLORADO | 230 | 70 | ZoneRD | 700
70313 | ORCHARD | PSCOLORADO | 230 | 70 | ZoneRD | 700
43348 | MURRAY H | NORTHWEST | 230 | 40 | Portland General - BES S/S | 451
70311 | PAWNEE | PSCOLORADO | 230 | 70 | ZoneRN | 706
70309 | PARACHUT | PSCOLORADO | 230 | 70 | ZoneRW | 708
70299 | STKGULCH | PSCOLORADO | 230 | 70 | ZoneRW | 708
70297 | NIWOT | PSCOLORADO | 230 | 70 | ZoneRB | 703
43329 | MONITOR | NORTHWEST | 230 | 40 | Portland General - BES S/S | 451
14283 | PV230T11 | APS | 230 | 14 | APS | 141
70291 | MONROEPS | PSCOLORADO | 230 | 70 | ZoneRD | 700
43328 | MONITORTAP | NORTHWEST | 230 | 40 | Portland General - BES S/S | 451
70286 | MIDWAYPS | PSCOLORADO | 230 | 70 | ZoneRS | 704
70284 | SURREYRG | PSCOLORADO | 230 | 70 | ZoneRD | 700
70283 | MEADOWHL | PSCOLORADO | 230 | 70 | ZoneRD | 700
22010 | ARTESN | SANDIEGO | 230 | 22 | SDG&E Northeast | 225
70278 | MARCY | PSCOLORADO | 230 | 70 | ZoneRD | 700
70274 | MALTA | PSCOLORADO | 230 | 70 | ZoneRM | 709
43314 | MCLOUGE5 | NORTHWEST | 230 | 40 | Portland General - BES S/S | 451
21990 | MIDWAY_2 | IID | 230 | 21 | IID Imperial Valley Area | 213
14282 | PVTB | APS | 230 | 14 | APS | 141
43313 | MCLOUGLN | NORTHWEST | 230 | 40 | Portland General - BES S/S | 451
70268 | ADOBE | PSCOLORADO | 230 | 70 | ZoneRW | 708
70266 | LOOKOUT | PSCOLORADO | 230 | 70 | ZoneRD | 700
70264 | BLUESTON | PSCOLORADO | 230 | 70 | ZoneRW | 708
43291 | GRE_TRO2_CIO | NORTHWEST | 230 | 40 | Portland General - BES S/S | 451
21986 | MIDWAY_1 | IID | 230 | 21 | IID Imperial Valley Area | 213
70261 | LEGGETT | PSCOLORADO | 230 | 70 | ZoneRB | 703
70260 | LEETSDAL | PSCOLORADO | 230 | 70 | ZoneRD | 700
70255 | LAMAR_C2 | PSCOLORADO | 230 | 70 | ZoneWP | 712
70254 | LAMAR_CO | PSCOLORADO | 230 | 70 | ZoneWP | 712
21985 | MDWY2_MP | IID | 230 | 21 | IID Imperial Valley Area | 213
14281 | PV230T3 | APS | 230 | 14 | APS | 141
70241 | JORDAN | PSCOLORADO | 230 | 70 | ZoneRD | 700
21879 | MIDWAY_3 | IID | 230 | 21 | IID Imperial Valley Area | 213
70239 | JEWELL2 | PSCOLORADO | 230 | 70 | ZoneRD | 700
70237 | IDAHOSPG | PSCOLORADO | 230 | 70 | ZoneFR | 705
70233 | HORIZON | PSCOLORADO | 230 | 70 | ZoneRW | 708
70232 | HOPKINS | PSCOLORADO | 230 | 70 | ZoneRW | 708
14278 | PPAPS N | APS | 230 | 14 | APS | 141
70213 | GUNBARRE1 | PSCOLORADO | 230 | 70 | ZoneRB | 703
70212 | GREENWD | PSCOLORADO | 230 | 70 | ZoneRD | 700
70211 | GUNBARRE2 | PSCOLORADO | 230 | 70 | ZoneRB | 703
43229 | HARBORTN | NORTHWEST | 230 | 40 | Portland General - BES S/S | 451
70206 | GRANDJPS | PSCOLORADO | 230 | 70 | ZoneRW | 708
70205 | GRANDJCT | PSCOLORADO | 230 | 70 | ZoneRW | 708
70200 | GLENNPS | PSCOLORADO | 230 | 70 | ZoneRD | 700
14274 | OCO2 | APS | 230 | 14 | APS | 141
70192 | FTLUPTON | PSCOLORADO | 230 | 70 | ZoneRN | 706
43215 | GRESHAM | NORTHWEST | 230 | 40 | Portland General - BES S/S | 451
21699 | MIDWAY230 | IID | 230 | 21 | IID Coachella Valley Area | 212
14273 | OCO1 | APS | 230 | 14 | APS | 141
70163 | ELATI1 | PSCOLORADO | 230 | 70 | ZoneRD | 700
21690 | HIGHLINE | IID | 230 | 21 | IID Imperial Valley Area | 213
80712 | SRN 230 | B.C.HYDRO | 230 | 50 | BC HYDRO | 500
70156 | DILLON | PSCOLORADO | 230 | 70 | ZoneRM | 709
70149 | DENVTM | PSCOLORADO | 230 | 70 | ZoneRD | 700
21675 | HUDSON_RANCH | IID | 230 | 21 | IID Imperial Valley Area | 213
14272 | MORGAN | APS | 230 | 14 | APS | 141
70141 | DAKOTA | PSCOLORADO | 230 | 70 | ZoneRD | 700
70139 | DANIELPK | PSCOLORADO | 230 | 70 | ZoneRD | 700
70122 | COMANCHE | PSCOLORADO | 230 | 70 | ZoneRS | 704
21476 | VEGA_C1S | IID | 230 | 21 | IID Coachella Valley Area | 212
14271 | MILLIGAN | APS | 230 | 14 | APS | 141
70113 | CLIFTON | PSCOLORADO | 230 | 70 | ZoneRW | 708
70112 | CLARK | PSCOLORADO | 230 | 70 | ZoneRD | 700
70107 | CHEROKEE | PSCOLORADO | 230 | 70 | ZoneRD | 700
70100 | CHATFLD | PSCOLORADO | 230 | 70 | ZoneRD | 700
70094 | CF&IFURN | PSCOLORADO | 230 | 70 | ZoneRS | 704
21218 | SONORA | IID | 230 | 21 | IID Imperial Valley Area | 213
70088 | GOREPASS | PSCOLORADO | 230 | 70 | ZoneRW | 708
43089 | CARVER | NORTHWEST | 230 | 40 | Portland General - BES S/S | 451
70078 | CAMEO | PSCOLORADO | 230 | 70 | ZoneRW | 708
70072 | CABINCRK | PSCOLORADO | 230 | 70 | ZoneFR | 705
21217 | SONORA_SS | IID | 230 | 21 | IID Imperial Valley Area | 213
14270 | GRNDTRML | APS | 230 | 14 | APS | 141
70067 | BUCKLEY1 | PSCOLORADO | 230 | 70 | ZoneRD | 700
70064 | BRECKRDG | PSCOLORADO | 230 | 70 | ZoneRM | 709
70061 | BOONE | PSCOLORADO | 230 | 70 | ZoneWP | 712
70057 | PTARMGN | PSCOLORADO | 230 | 70 | ZoneRM | 709
70053 | BLUERIVR | PSCOLORADO | 230 | 70 | ZoneRM | 709
70048 | GREENVAL | PSCOLORADO | 230 | 70 | ZoneRD | 700
14267 | N.GILA | APS | 230 | 14 | APS | 141
70047 | BARRLAKE | PSCOLORADO | 230 | 70 | ZoneRD | 700
70046 | BUCKLEY2 | PSCOLORADO | 230 | 70 | ZoneRD | 700
70041 | ARVADA_PS | PSCOLORADO | 230 | 70 | ZoneRD | 700
70038 | ARAPAHOE | PSCOLORADO | 230 | 70 | ZoneRD | 700
14265 | SNVLY | APS | 230 | 14 | APS | 141
70032 | ALMA | PSCOLORADO | 230 | 70 | ZoneRM | 709
43039 | BETHEL | NORTHWEST | 230 | 40 | Portland General - BES S/S | 451
32198 | CREED | PG AND E | 230 | 30 | Conf Load (Sacramento) | 304
70018 | SODALAKE | PSCOLORADO | 230 | 70 | ZoneRD | 700
70013 | TWNBUTT2 | PSCOLORADO | 230 | 70 | ZoneWP | 712
43021 | BEAVER | NORTHWEST | 230 | 40 | Portland General - BES S/S | 451
32197 | GOOSEHAVEN | PG AND E | 230 | 30 | Conf Load (Sacramento) | 304
70009 | CRAIG_YV | PSCOLORADO | 230 | 70 | ZoneRW | 708
32196 | GHVNCRDJCT | PG AND E | 230 | 30 | Conf Load (Sacramento) | 304
21121 | NELSON_SS | IID | 230 | 21 | IID Imperial Valley Area | 213
21120 | VIKING | IID | 230 | 21 | IID Imperial Valley Area | 213
69800 | PRYOR MTN_LS | PACE | 230 | 65 | WY NORTH | 650
69799 | BOWLER FLATS | PACE | 230 | 65 | WY NORTH | 650
14264 | JUNIPRMT | APS | 230 | 14 | APS | 141
42991 | DODGE JN | NORTHWEST | 230 | 40 | Southeast Washington | 407
42987 | PHALEN G | NORTHWEST | 230 | 40 | Southeast Washington | 407
69779 | SIGURD_HS | PACE | 230 | 65 | UT SIGURD | 657
21076 | RAMON230 | IID | 230 | 21 | IID Coachella Valley Area | 212
69745 | AMASA | PACE | 230 | 65 | WY EAST | 679
69744 | ROOT CK | PACE | 230 | 65 | WY EAST | 679
14263 | SOLANA | APS | 230 | 14 | APS | 141
69520 | SUNBEAM | PACE | 230 | 65 | ID SPC | 677
14262 | ORCHRD | APS | 230 | 14 | APS | 141
69512 | LATIGO | PACE | 230 | 65 | WY EAST | 679
81713 | mid_81713 | B.C.HYDRO | 230 | 50 | BC HYDRO | 500
69508 | TOPOFWLD | PACE | 230 | 65 | WY EAST | 679
69152 | ARLNGTN | PACE | 230 | 65 | WY EAST | 679
69143 | STNDPIPE | PACE | 230 | 65 | WY EAST | 679
69139 | ROBRSNCK | PACE | 230 | 65 | WY NAUGHTON | 660
69107 | LIMA | PACE | 230 | 65 | WY NAUGHTON | 660
21033 | CLPATRIA_SS | IID | 230 | 21 | IID Imperial Valley Area | 213
69106 | 7MIHILL | PACE | 230 | 65 | WY EAST | 679
69089 | 3BUTTES | PACE | 230 | 65 | WY EAST | 679
69070 | HIPLAINS | PACE | 230 | 65 | WY EAST | 679
69029 | DUNLAP | PACE | 230 | 65 | WY EAST | 679
69028 | SHIRLYBS | PACE | 230 | 65 | WY EAST | 679
81729 | mid_81729 | B.C.HYDRO | 230 | 50 | BC HYDRO | 500
69000 | GLENROCK | PACE | 230 | 65 | WY EAST | 679
21030 | CTZNS_MP | IID | 230 | 21 | IID Imperial Valley Area | 213
14261 | PPAPS E | APS | 230 | 14 | APS | 141
81733 | mid_81733 | B.C.HYDRO | 230 | 50 | BC HYDRO | 500
68168 | BLACKROC | PACE | 230 | 65 | UT PAV BLACK | 686
21028 | CITIZENS | IID | 230 | 21 | IID Imperial Valley Area | 213
21025 | ELCENTSW | IID | 230 | 21 | IID Imperial Valley Area | 213
14260 | PPAPS C | APS | 230 | 14 | APS | 141
21007 | CVSUB230 | IID | 230 | 21 | IID Coachella Valley Area | 212
67946 | FREEZOUT | PACE | 230 | 65 | WY EAST | 679
14259 | WESTWNGE | APS | 230 | 14 | APS | 141
67814 | WINDSTAR | PACE | 230 | 65 | WY EAST | 679
67796 | AEOLUS | PACE | 230 | 65 | WY EAST | 679
81743 | mid_81743 | B.C.HYDRO | 230 | 50 | BC HYDRO | 500
20493 | CBC-230 | MEXICO-CFE | 230 | 20 | ZoneMX | 204
20492 | CBC-TAP | MEXICO-CFE | 230 | 20 | ZoneMX | 204
67731 | CIMAREX | PACE | 230 | 65 | WY NAUGHTON | 660
67730 | CHIMBUT | PACE | 230 | 65 | WY NAUGHTON | 660
42900 | S.BREM | NORTHWEST | 230 | 40 | KITSAP | 434
81750 | mid_81750 | B.C.HYDRO | 230 | 50 | BC HYDRO | 500
14258 | FREEDOM | APS | 230 | 14 | APS | 141
67721 | TB FLAT 2 | PACE | 230 | 65 | WY EAST | 679
67711 | TB FLAT 1 | PACE | 230 | 65 | WY EAST | 679
67710 | TB FLAT 1&2 | PACE | 230 | 65 | WY EAST | 679
67684 | EKOLA FLAT | PACE | 230 | 65 | WY EAST | 679
67680 | CLAUSEN | PACE | 230 | 65 | WY EAST | 679
67673 | LIGHT CREEK | PACE | 230 | 65 | WY EAST | 679
81758 | mid_81758 | B.C.HYDRO | 230 | 50 | BC HYDRO | 500
14257 | SCTWSH | APS | 230 | 14 | APS | 141
67551 | JONAHGAS | PACE | 230 | 65 | WY NAUGHTON | 660
67530 | ECHOSPRG | PACE | 230 | 65 | WY CENTRAL | 651
67529 | BITR CRK | PACE | 230 | 65 | WY CENTRAL | 651
20470 | SIS-230 | MEXICO-CFE | 230 | 20 | ZoneMX | 204
67499 | LATHAM | PACE | 230 | 65 | WY CENTRAL | 651
67485 | COL GEN | PACE | 230 | 65 | WY CENTRAL | 651
81766 | mid_81766 | B.C.HYDRO | 230 | 50 | BC HYDRO | 500
20460 | VPA-230 | MEXICO-CFE | 230 | 20 | ZoneMX | 204
20454 | SRY-230 | MEXICO-CFE | 230 | 20 | ZoneSN | 206
14255 | TS2 | APS | 230 | 14 | APS | 141
81770 | mid_81770 | B.C.HYDRO | 230 | 50 | BC HYDRO | 500
20453 | CNT-230 | MEXICO-CFE | 230 | 20 | ZoneMX | 204
20450 | JOV-230 | MEXICO-CFE | 230 | 20 | ZoneTJ | 203
14254 | TRLBY | APS | 230 | 14 | APS | 141
20392 | TOY-230 | MEXICO-CFE | 230 | 20 | ZoneTJ | 203
20391 | CHQ-230 | MEXICO-CFE | 230 | 20 | ZoneSN | 206
14253 | AVERY W | APS | 230 | 14 | APS | 141
20371 | VIC-230 | MEXICO-CFE | 230 | 20 | ZoneSN | 206
42802 | ST CLAIR | NORTHWEST | 230 | 40 | THURSTN | 432
14252 | PVPND | APS | 230 | 14 | APS | 141
20328 | CCM-230 | MEXICO-CFE | 230 | 20 | ZoneMX | 204
14250 | WILOWLKW | APS | 230 | 14 | APS | 141
14249 | WILOWLKE | APS | 230 | 14 | APS | 141
20303 | THO-230 | MEXICO-CFE | 230 | 20 | ZoneMX | 204
14248 | GLENDALW | APS | 230 | 14 | APS | 141
20238 | HRA-230 | MEXICO-CFE | 230 | 20 | ZoneTJ | 203
14246 | RACEWAY | APS | 230 | 14 | APS | 141
66765 | SPAR CYN | PACE | 230 | 65 | ID BPA | 665
66764 | SO BUTTE | PACE | 230 | 65 | ID BPA | 665
66763 | RND VLLY | PACE | 230 | 65 | ID BPA | 665
66750 | YELOWTLP | PACE | 230 | 65 | WY NORTH | 650
66745 | YELLOWCK | PACE | 230 | 65 | WY EAST | 679
66740 | WYOPO | PACE | 230 | 65 | WY CENTRAL | 651
20226 | XCO-230 | MEXICO-CFE | 230 | 20 | ZoneMX | 204
66725 | WYODAK | PACE | 230 | 65 | WY EAST | 679
66670 | WESTVACO | PACE | 230 | 65 | WY TRONA | 668
20222 | LOS-230 | MEXICO-CFE | 230 | 20 | ZoneEN | 205
14245 | STRATUS | APS | 230 | 14 | APS | 141
42703 | ALDERTON | NORTHWEST | 230 | 40 | PIERCE | 430
42700 | WHITE RV | NORTHWEST | 230 | 40 | PIERCE | 430
66630 | W CEDAR | PACE | 230 | 65 | UT SIGURD | 657
14244 | SELIGMAN | APS | 230 | 14 | APS | 141
66565 | TREASTON | PACE | 230 | 65 | ID SPC | 677
20192 | SAM-230 | MEXICO-CFE | 230 | 20 | ZoneTJ | 203
66535 | THERMOPL | PACE | 230 | 65 | WY NORTH | 650
20191 | KEN-230 | MEXICO-CFE | 230 | 20 | ZoneMX | 204
14243 | GAVILNPK | APS | 230 | 14 | APS | 141
99968 | mid_99968 | ALBERTA | 240 | 54 | AIES-Fort McMurray | 545
99961 | mid_99961 | ALBERTA | 240 | 54 | AIES-High Prairie | 541
99987 | mid_99987 | ALBERTA | 240 | 54 | AIES-Empress | 568
59952 | SC1A | ALBERTA | 240 | 54 | AIES-Fort MacLeod | 573
59669 | BOWMAN1 | ALBERTA | 240 | 54 | AIES-Medicine Hat | 584
59662 | WHITLA1 | ALBERTA | 240 | 54 | AIES-Medicine Hat | 584
59643 | SC1D | ALBERTA | 240 | 54 | AIES-Fort MacLeod | 573
59603 | KEARL240 | ALBERTA | 240 | 54 | AIES-Fort McMurray | 545
59602 | LIVOCKPS | ALBERTA | 240 | 54 | AIES-Fort McMurray | 545
59413 | LANESLK2 | ALBERTA | 240 | 54 | AIES-Hanna | 562
59412 | LANESLK1 | ALBERTA | 240 | 54 | AIES-Hanna | 562
58640 | FORTYMILE | ALBERTA | 240 | 54 | AIES-Medicine Hat | 584
58413 | N_BRIGDEN | ALBERTA | 240 | 54 | AIES-Hanna | 562
57783 | 1045L TAP | ALBERTA | 240 | 54 | AIES-Lake Wabamun Generation | 560
57612 | SECORD01 | ALBERTA | 240 | 54 | AIES-Fort McMurray | 545
56676 | EDD65M2 | ALBERTA | 240 | 54 | AIES-Fort McMurray | 545
56546 | EAST IN2 | ALBERTA | 240 | 54 | AIES-Edmonton | 580
56544 | ENMX65S4 | ALBERTA | 240 | 54 | AIES-Calgary | 586
56477 | ELKWATR1 | ALBERTA | 240 | 54 | AIES-Medicine Hat | 584
56346 | GOOSEL4 | ALBERTA | 240 | 54 | AIES-Fort MacLeod | 573
56291 | KETL RV4 | ALBERTA | 240 | 54 | AIES-Fort McMurray | 545
56214 | EDD34 | ALBERTA | 240 | 54 | AIES-Fort McMurray | 545
55963 | 963S_HV | ALBERTA | 240 | 54 | AIES-Hanna | 562
55959 | LANFIN1 | ALBERTA | 240 | 54 | AIES-Hanna | 562
55946 | OAKLND1 | ALBERTA | 240 | 54 | AIES-Hanna | 562
55932 | PEMUKN1 | ALBERTA | 240 | 54 | AIES-Hanna | 562
55831 | SEDALIA1 | ALBERTA | 240 | 54 | AIES-Hanna | 562
55788 | WOLFCREK | ALBERTA | 240 | 54 | AIES-Wetaskiwin | 551
55764 | 1058JOIN | ALBERTA | 240 | 54 | AIES-Edmonton | 580
55737 | TRAVRS1 | ALBERTA | 240 | 54 | AIES-Stavely | 569
55736 | BSR_1 | ALBERTA | 240 | 54 | AIES-Stavely | 569
55688 | EDD56-1 | ALBERTA | 240 | 54 | AIES-Fort McMurray | 545
55680 | BITUMONT | ALBERTA | 240 | 54 | AIES-Fort McMurray | 545
55677 | EDD56 | ALBERTA | 240 | 54 | AIES-Fort McMurray | 545
55676 | EDD65M1 | ALBERTA | 240 | 54 | AIES-Fort McMurray | 545
55670 | BWC01 | ALBERTA | 240 | 54 | AIES-Fort McMurray | 545
55669 | AMR_02 | ALBERTA | 240 | 54 | AIES-Fort McMurray | 545
55655 | DAWES240 | ALBERTA | 240 | 54 | AIES-Fort McMurray | 545
55653 | SC1B | ALBERTA | 240 | 54 | AIES-Fort MacLeod | 573
55649 | HANSMAN7 | ALBERTA | 240 | 54 | AIES-Provost | 557
55626 | AMR_01 | ALBERTA | 240 | 54 | AIES-Fort McMurray | 545
55621 | NEWSVCP2 | ALBERTA | 240 | 54 | AIES-Brooks | 567
55620 | NEWSVCP1 | ALBERTA | 240 | 54 | AIES-Brooks | 567
55618 | NEWELL1 | ALBERTA | 240 | 54 | AIES-Brooks | 567
55610 | MCCLE_01 | ALBERTA | 240 | 54 | AIES-Fort McMurray | 545
55605 | THICKWD | ALBERTA | 240 | 54 | AIES-Fort McMurray | 545
55574 | NILREM3 | ALBERTA | 240 | 54 | AIES-Wainwright | 552
55499 | CORDEL 4 | ALBERTA | 240 | 54 | AIES-Alliance/Battle River | 556
55489 | BAT RV80 | ALBERTA | 240 | 54 | AIES-Alliance/Battle River | 556
55486 | SHEER 24 | ALBERTA | 240 | 54 | AIES-Sheerness | 563
55484 | ANDERSO4 | ALBERTA | 240 | 54 | AIES-Sheerness | 563
55481 | SHEER 14 | ALBERTA | 240 | 54 | AIES-Sheerness | 563
55469 | BAT RV79 | ALBERTA | 240 | 54 | AIES-Alliance/Battle River | 556
55462 | YEO240 | ALBERTA | 240 | 54 | AIES-Fort McMurray | 545
55435 | HALKIRK1 | ALBERTA | 240 | 54 | AIES-Hanna | 562
55431 | TNCHBRY1 | ALBERTA | 240 | 54 | AIES-Alliance/Battle River | 556
55422 | NEVIS 4 | ALBERTA | 240 | 54 | AIES-Hanna | 562
99979 | mid_99979 | ALBERTA | 240 | 54 | AIES-Medicine Hat | 584
55403 | PAINTRT4 | ALBERTA | 240 | 54 | AIES-Alliance/Battle River | 556
55402 | SALTCR1 | ALBERTA | 240 | 54 | AIES-Fort McMurray | 545
55348 | WHITFISH | ALBERTA | 240 | 54 | AIES-Cold Lake | 548
55312 | MARG LK4 | ALBERTA | 240 | 54 | AIES-Cold Lake | 548
55289 | JACKPINE | ALBERTA | 240 | 54 | AIES-Fort McMurray | 545
55288 | LIVOCK01 | ALBERTA | 240 | 54 | AIES-Fort McMurray | 545
55286 | S-SHINE4 | ALBERTA | 240 | 54 | AIES-Fort McMurray | 545
55280 | BRINT02 | ALBERTA | 240 | 54 | AIES-Fort McMurray | 545
55277 | BLK_FLY1 | ALBERTA | 240 | 54 | AIES-Fort McMurray | 545
55276 | S-SHINE1 | ALBERTA | 240 | 54 | AIES-Fort McMurray | 545
55274 | MACKAY | ALBERTA | 240 | 54 | AIES-Fort McMurray | 545
55263 | JOSLYN4 | ALBERTA | 240 | 54 | AIES-Fort McMurray | 545
55262 | HORUP1 | ALBERTA | 240 | 54 | AIES-Fort McMurray | 545
55260 | LOU CR.4 | ALBERTA | 240 | 54 | AIES-Swan Hills | 546
55245 | KINOSIS1 | ALBERTA | 240 | 54 | AIES-Fort McMurray | 545
55236 | MUSKEG1 | ALBERTA | 240 | 54 | AIES-Fort McMurray | 545
55228 | MITS E.4 | ALBERTA | 240 | 54 | AIES-High Prairie | 541
55226 | WABASCA4 | ALBERTA | 240 | 54 | AIES-Fort McMurray | 545
55213 | MIL_G6 4 | ALBERTA | 240 | 54 | AIES-Fort McMurray | 545
55212 | MIL_G5 4 | ALBERTA | 240 | 54 | AIES-Fort McMurray | 545
55208 | MILLENN4 | ALBERTA | 240 | 54 | AIES-Fort McMurray | 545
55206 | AURORA 4 | ALBERTA | 240 | 54 | AIES-Fort McMurray | 545
55205 | SYNC_D04 | ALBERTA | 240 | 54 | AIES-Fort McMurray | 545
55200 | RUTH LK4 | ALBERTA | 240 | 54 | AIES-Fort McMurray | 545
55163 | L. SMOKY | ALBERTA | 240 | 54 | AIES-Valleyview | 543
55125 | HORIZON_EXP | ALBERTA | 240 | 54 | AIES-Fort McMurray | 545
55080 | WESLY C4 | ALBERTA | 240 | 54 | AIES-Peace River | 599
55012 | NEWELL2 | ALBERTA | 240 | 54 | AIES-Brooks | 567
54995 | WILLESD4 | ALBERTA | 240 | 54 | AIES-Drayton Valley | 550
54994 | GRANLEA1 | ALBERTA | 240 | 54 | AIES-Medicine Hat | 584
54990 | SHAMROCK | ALBERTA | 240 | 54 | AIES-Medicine Hat | 584
54988 | CROSSF T | ALBERTA | 240 | 54 | AIES-Airdrie | 577
54979 | RIVERVIEW1 | ALBERTA | 240 | 54 | AIES-Edmonton | 580
54974 | PIKE_01 | ALBERTA | 240 | 54 | AIES-Fort McMurray | 545
54968 | URSUS_07 | ALBERTA | 240 | 54 | AIES-Fort Saskatchewan 2000 | 553
54955 | PDMAKER1 | ALBERTA | 240 | 54 | AIES-Edmonton | 580
54949 | ILAKE_01 | ALBERTA | 240 | 54 | AIES-Athabasca/Lac La Biche | 547
54943 | MILO 1 | ALBERTA | 240 | 54 | AIES-Brooks | 567
54920 | ROUND01 | ALBERTA | 240 | 54 | AIES-Fort McMurray | 545
54918 | CASS01 | ALBERTA | 240 | 54 | AIES-Brooks | 567
54902 | BCKSP_01 | ALBERTA | 240 | 54 | AIES-Fort McMurray | 545
54893 | 908 TP | ALBERTA | 240 | 54 | AIES-Edmonton | 580
54891 | 904AL TP | ALBERTA | 240 | 54 | AIES-Edmonton | 580
54879 | 539S_240 | ALBERTA | 240 | 54 | AIES-Fort McMurray | 545
54878 | JFISH01 | ALBERTA | 240 | 54 | AIES-Fort McMurray | 545
54868 | INGLIS 2 | ALBERTA | 240 | 54 | AIES-Fort McMurray | 545
54867 | INGLIS 1 | ALBERTA | 240 | 54 | AIES-Fort McMurray | 545
54851 | MUSKEG T | ALBERTA | 240 | 54 | AIES-Fort McMurray | 545
54785 | 1059A_TP | ALBERTA | 240 | 54 | AIES-Edmonton | 580
54778 | ED1000-2 | ALBERTA | 240 | 54 | AIES-Fort McMurray | 545
54777 | ED1000-1 | ALBERTA | 240 | 54 | AIES-Fort McMurray | 545
54772 | ENMX25S7 | ALBERTA | 240 | 54 | AIES-Calgary | 586
54771 | AMELIA1 | ALBERTA | 240 | 54 | AIES-Fort Saskatchewan 2000 | 553
54767 | VOY260 | ALBERTA | 240 | 54 | AIES-Fort McMurray | 545
54751 | FIDLER01 | ALBERTA | 240 | 54 | AIES-Fort MacLeod | 573
54746 | WINDYFLATS | ALBERTA | 240 | 54 | AIES-Fort MacLeod | 573
54720 | 964ALTAP | ALBERTA | 240 | 54 | AIES-Medicine Hat | 584
54677 | CYPRES2 | ALBERTA | 240 | 54 | AIES-Empress | 568
54676 | EDD651 | ALBERTA | 240 | 54 | AIES-Fort McMurray | 545
54666 | DOVER | ALBERTA | 240 | 54 | AIES-Fort McMurray | 545
54661 | HAZLWOD1 | ALBERTA | 240 | 54 | AIES-Didsbury | 559
54642 | SC1C | ALBERTA | 240 | 54 | AIES-Fort MacLeod | 573
54639 | JOHNSON1 | ALBERTA | 240 | 54 | AIES-Didsbury | 559
54617 | FOOTHLL1 | ALBERTA | 240 | 54 | AIES-High River | 566
54545 | EAST IN4 | ALBERTA | 240 | 54 | AIES-Edmonton | 580
54531 | WILDRO1 | ALBERTA | 240 | 54 | AIES-Medicine Hat | 584
54521 | PETROLIA | ALBERTA | 240 | 54 | AIES-Edmonton | 580
54520 | VIC_2 | ALBERTA | 240 | 54 | AIES-Edmonton | 580
54519 | CASTLEDN | ALBERTA | 240 | 54 | AIES-Edmonton | 580
54518 | ARGYLL E | ALBERTA | 240 | 54 | AIES-Edmonton | 580
54514 | CLOVERB4 | ALBERTA | 240 | 54 | AIES-Edmonton | 580
54513 | LAMBTON4 | ALBERTA | 240 | 54 | AIES-Edmonton | 580
54512 | DOME 4 | ALBERTA | 240 | 54 | AIES-Edmonton | 580
54511 | SUMMERS1 | ALBERTA | 240 | 54 | AIES-Edmonton | 580
54509 | ARGYLL W | ALBERTA | 240 | 54 | AIES-Edmonton | 580
54506 | BELLAMY4 | ALBERTA | 240 | 54 | AIES-Edmonton | 580
54505 | JASPER 4 | ALBERTA | 240 | 54 | AIES-Edmonton | 580
54488 | CHERHIL1 | ALBERTA | 240 | 54 | AIES-Lake Wabamun Generation | 560
54485 | CROSS1 | ALBERTA | 240 | 54 | AIES-Calgary | 586
54480 | BENNETTS | ALBERTA | 240 | 54 | AIES-Calgary | 586
54462 | EAGLEBUTE1 | ALBERTA | 240 | 54 | AIES-Medicine Hat | 584
54461 | HALSBURY | ALBERTA | 240 | 54 | AIES-Empress | 568
54451 | MATLB1 | ALBERTA | 240 | 54 | AIES-Glenwood | 575
54443 | BANN_240 | ALBERTA | 240 | 54 | AIES-Fort Saskatchewan 2000 | 553
54430 | W BROOK4 | ALBERTA | 240 | 54 | AIES-Brooks | 567
54421 | KEEPHIL5 | ALBERTA | 240 | 54 | AIES-Lake Wabamun Generation | 560
54420 | KEEPHIL4 | ALBERTA | 240 | 54 | AIES-Lake Wabamun Generation | 560
54405 | CONKLIN1 | ALBERTA | 240 | 54 | AIES-Fort McMurray | 545
54369 | CHRISLK1 | ALBERTA | 240 | 54 | AIES-Fort McMurray | 545
54348 | LEISMER4 | ALBERTA | 240 | 54 | AIES-Fort McMurray | 545
54341 | HEARTLAN | ALBERTA | 240 | 54 | AIES-Fort Saskatchewan 2000 | 553
54313 | JOSEPH1 | ALBERTA | 240 | 54 | AIES-Fort Saskatchewan 2000 | 553
54298 | ALB NEWS | ALBERTA | 240 | 54 | AIES-Swan Hills | 546
54282 | HEARTLAK1 | ALBERTA | 240 | 54 | AIES-Athabasca/Lac La Biche | 547
54262 | DOME EM4 | ALBERTA | 240 | 54 | AIES-Empress | 568
54260 | JENNER 4 | ALBERTA | 240 | 54 | AIES-Empress | 568
54225 | WARE JCT | ALBERTA | 240 | 54 | AIES-Brooks | 567
54221 | CRR-W1 | ALBERTA | 240 | 54 | AIES-Fort MacLeod | 573
54204 | MCMILLA4 | ALBERTA | 240 | 54 | AIES-Fort McMurray | 545
54187 | BEDDING1 | ALBERTA | 240 | 54 | AIES-Calgary | 586
54167 | N LETHB4 | ALBERTA | 240 | 54 | AIES-Lethbridge | 574
54165 | PEIGAN 4 | ALBERTA | 240 | 54 | AIES-Fort MacLeod | 573
54163 | SAGITAW4 | ALBERTA | 240 | 54 | AIES-Swan Hills | 546
54162 | E CALGAR | ALBERTA | 240 | 54 | AIES-Calgary | 586
54161 | SARCEE 4 | ALBERTA | 240 | 54 | AIES-Calgary | 586
54160 | JANET 4 | ALBERTA | 240 | 54 | AIES-Calgary | 586
54159 | LANGDON4 | ALBERTA | 240 | 54 | AIES-Calgary | 586
54156 | E CROSS4 | ALBERTA | 240 | 54 | AIES-Airdrie | 577
54155 | BENALTO4 | ALBERTA | 240 | 54 | AIES-Red Deer | 555
54153 | BRAZEAU4 | ALBERTA | 240 | 54 | AIES-Drayton Valley | 550
54152 | RED DEE4 | ALBERTA | 240 | 54 | AIES-Red Deer | 555
54150 | W.GRN TP | ALBERTA | 240 | 54 | AIES-Drayton Valley | 550
54147 | GAETZ 4 | ALBERTA | 240 | 54 | AIES-Red Deer | 555
54138 | N BARRH4 | ALBERTA | 240 | 54 | AIES-Lake Wabamun Generation | 560
54137 | N CALDE4 | ALBERTA | 240 | 54 | AIES-Edmonton | 580
54136 | E EDMON4 | ALBERTA | 240 | 54 | AIES-Edmonton | 580
54135 | SUNDANC4 | ALBERTA | 240 | 54 | AIES-Lake Wabamun Generation | 560
54133 | WABAMUN4 | ALBERTA | 240 | 54 | AIES-Lake Wabamun Generation | 560
54128 | ELLERSLI | ALBERTA | 240 | 54 | AIES-Edmonton | 580
54109 | DEERLAN4 | ALBERTA | 240 | 54 | AIES-Fort Saskatchewan 2000 | 553
54092 | HSMITH1 | ALBERTA | 240 | 54 | AIES-Lake Wabamun Generation | 560
54090 | BICKERD4 | ALBERTA | 240 | 54 | AIES-Hinton/Edson | 549
54087 | METIS644 | ALBERTA | 240 | 54 | AIES-Provost | 557
54081 | BIGSTON4 | ALBERTA | 240 | 54 | AIES-Wetaskiwin | 551
54057 | LAMOURE4 | ALBERTA | 240 | 54 | AIES-Fort Saskatchewan 2000 | 553
54024 | SAUL_01 | ALBERTA | 240 | 54 | AIES-Edmonton | 580
549026 | TRAVERS_4 | ALBERTA | 240 | 54 | AIES-Stavely | 569
549014 | WHISKY1 | ALBERTA | 240 | 54 | AIES-Hinton/Edson | 549
549003 | P2122_POI | ALBERTA | 240 | 54 | AIES-Medicine Hat | 584
547102 | 9LA59TAP | ALBERTA | 240 | 54 | AIES-Hanna | 562
547026 | TRAVERS_5 | ALBERTA | 240 | 54 | AIES-Stavely | 569
547004 | P2122_TAP | ALBERTA | 240 | 54 | AIES-Medicine Hat | 584
542002 | GARDENPLAIN4 | ALBERTA | 240 | 54 | AIES-Hanna | 562
99997 | mid_99997 | ALBERTA | 240 | 54 | AIES-Hinton/Edson | 549
99996 | mid_99996 | ALBERTA | 240 | 54 | AIES-Hinton/Edson | 549
99993 | mid_99993 | ALBERTA | 240 | 54 | AIES-Fort McMurray | 545
99990 | mid_99990 | ALBERTA | 240 | 54 | AIES-Empress | 568
99989 | mid_99989 | ALBERTA | 240 | 54 | AIES-Empress | 568
99988 | mid_99988 | ALBERTA | 240 | 54 | AIES-Empress | 568
99986 | mid_99986 | ALBERTA | 240 | 54 | AIES-Athabasca/Lac La Biche | 547
99984 | mid_99984 | ALBERTA | 240 | 54 | AIES-Fort Saskatchewan 2000 | 553
99983 | mid_99983 | ALBERTA | 240 | 54 | AIES-Fort Saskatchewan 2000 | 553
99981 | mid_99981 | ALBERTA | 240 | 54 | AIES-Medicine Hat | 584
99980 | mid_99980 | ALBERTA | 240 | 54 | AIES-Medicine Hat | 584
99978 | mid_99978 | ALBERTA | 240 | 54 | AIES-Medicine Hat | 584
99977 | mid_99977 | ALBERTA | 240 | 54 | AIES-Peace River | 599
99976 | mid_99976 | ALBERTA | 240 | 54 | AIES-Peace River | 599
99971 | mid_99971 | ALBERTA | 240 | 54 | AIES-Valleyview | 543
99970 | mid_99970 | ALBERTA | 240 | 54 | AIES-Valleyview | 543
99967 | mid_99967 | ALBERTA | 240 | 54 | AIES-Fort McMurray | 545
99962 | mid_99962 | ALBERTA | 240 | 54 | AIES-High Prairie | 541
99960 | mid_99960 | ALBERTA | 240 | 54 | AIES-Fort McMurray | 545
99959 | mid_99959 | ALBERTA | 240 | 54 | AIES-Fort McMurray | 545
99958 | mid_99958 | ALBERTA | 240 | 54 | AIES-Fort McMurray | 545
99957 | mid_99957 | ALBERTA | 240 | 54 | AIES-Swan Hills | 546
99956 | mid_99956 | ALBERTA | 240 | 54 | AIES-Swan Hills | 546
99954 | mid_99954 | ALBERTA | 240 | 54 | AIES-Fort McMurray | 545
99952 | mid_99952 | ALBERTA | 240 | 54 | AIES-Cold Lake | 548
99951 | mid_99951 | ALBERTA | 240 | 54 | AIES-Cold Lake | 548
99950 | mid_99950 | ALBERTA | 240 | 54 | AIES-Fort McMurray | 545
99946 | mid_99946 | ALBERTA | 240 | 54 | AIES-Alliance/Battle River | 556
99945 | mid_99945 | ALBERTA | 240 | 54 | AIES-Fort McMurray | 545
99942 | mid_99942 | ALBERTA | 240 | 54 | AIES-Hanna | 562
99941 | mid_99941 | ALBERTA | 240 | 54 | AIES-Hanna | 562
99940 | mid_99940 | ALBERTA | 240 | 54 | AIES-Hanna | 562
99939 | mid_99939 | ALBERTA | 240 | 54 | AIES-Fort McMurray | 545
99938 | mid_99938 | ALBERTA | 240 | 54 | AIES-Fort McMurray | 545
99936 | mid_99936 | ALBERTA | 240 | 54 | AIES-Fort McMurray | 545
99935 | mid_99935 | ALBERTA | 240 | 54 | AIES-Fort McMurray | 545
51113 | RDC 287 | B.C.HYDRO | 287 | 50 | BC HYDRO | 500
51112 | BQN 287 | B.C.HYDRO | 287 | 50 | BC HYDRO | 500
51038 | KTB 287B | B.C.HYDRO | 287 | 50 | BC HYDRO | 500
50890 | KSC SC88N | B.C.HYDRO | 287 | 50 | ALCAN | 503
50889 | KSC SC87N | B.C.HYDRO | 287 | 50 | ALCAN | 503
26267 | VIC13-16 | LADWP | 287 | 26 | LA EASTERN-AC | 286
26266 | VIC15-13 | LADWP | 287 | 26 | LA EASTERN-AC | 286
26265 | VIC18-15 | LADWP | 287 | 26 | LA EASTERN-AC | 286
50462 | KTB 287A | B.C.HYDRO | 287 | 50 | BC HYDRO | 500
50460 | KMO 287N | B.C.HYDRO | 287 | 50 | ALCAN | 503
50459 | KIT 287E | B.C.HYDRO | 287 | 50 | ALCAN | 503
50458 | MIN 287 | B.C.HYDRO | 287 | 50 | BC HYDRO | 500
50456 | SKA 287 | B.C.HYDRO | 287 | 50 | BC HYDRO | 500
50455 | RUP 287 | B.C.HYDRO | 287 | 50 | BC HYDRO | 500
26104 | VIC16-18 | LADWP | 287 | 26 | LA EASTERN-AC | 286
26071 | CNTURY2 | LADWP | 287 | 26 | LA EASTERN-AC | 286
26070 | CNTURY1 | LADWP | 287 | 26 | LA EASTERN-AC | 286
26051 | MEAD | LADWP | 287 | 26 | LA EASTERN-AC | 286
81933 | mid_81933 | B.C.HYDRO | 287 | 50 | BC HYDRO | 500
81885 | mid_81885 | B.C.HYDRO | 287 | 50 | ALCAN | 503
81884 | mid_81884 | B.C.HYDRO | 287 | 50 | ALCAN | 503
81883 | mid_81883 | B.C.HYDRO | 287 | 50 | ALCAN | 503
81882 | mid_81882 | B.C.HYDRO | 287 | 50 | ALCAN | 503
81852 | mid_81852 | B.C.HYDRO | 287 | 50 | BC HYDRO | 500
81851 | mid_81851 | B.C.HYDRO | 287 | 50 | BC HYDRO | 500
81788 | mid_81788 | B.C.HYDRO | 287 | 50 | BC HYDRO | 500
81787 | mid_81787 | B.C.HYDRO | 287 | 50 | BC HYDRO | 500
81773 | mid_81773 | B.C.HYDRO | 287 | 50 | BC HYDRO | 500
81741 | mid_81741 | B.C.HYDRO | 287 | 50 | ALCAN | 503
81740 | mid_81740 | B.C.HYDRO | 287 | 50 | ALCAN | 503
81739 | mid_81739 | B.C.HYDRO | 287 | 50 | ALCAN | 503
81738 | mid_81738 | B.C.HYDRO | 287 | 50 | ALCAN | 503
81737 | mid_81737 | B.C.HYDRO | 287 | 50 | ALCAN | 503
80919 | TAT 287 | B.C.HYDRO | 287 | 50 | BC HYDRO | 500
80809 | VOL 379P | B.C.HYDRO | 287 | 50 | BC HYDRO | 500
80797 | VOL 287 | B.C.HYDRO | 287 | 50 | BC HYDRO | 500
80770 | KSC SC88S | B.C.HYDRO | 287 | 50 | ALCAN | 503
80769 | KSC SC87S | B.C.HYDRO | 287 | 50 | ALCAN | 503
80768 | KIT 287W | B.C.HYDRO | 287 | 50 | ALCAN | 503
80767 | KMO 287S | B.C.HYDRO | 287 | 50 | ALCAN | 503
80685 | BQN 2CX | B.C.HYDRO | 287 | 50 | BC HYDRO | 500
80598 | FKR 287 | B.C.HYDRO | 287 | 50 | BC HYDRO | 500
40795 | OLYMPIA | NORTHWEST | 300 | 40 | Seattle Area, Olympic Peninsula | 400
40285 | GRAND_COULEE | NORTHWEST | 300 | 40 | Central Washington | 403
66476 | SYRACUSE | PACE | 345 | 65 | UT OGDEN | 661
66400 | SPAN FRK | PACE | 345 | 65 | UT UTAH VALL | 662
66340 | SIGURD | PACE | 345 | 65 | UT SIGURD | 657
66282 | RED BU MSC | PACE | 345 | 65 | UT SIGURD | 657
66281 | REDBUSVC | PACE | 345 | 65 | UT RED PAC | 687
11047 | MACHOSPG | EL PASO | 345 | 11 | EPE - Native Load | 110
66280 | REDBUTTE | PACE | 345 | 65 | UT RED PAC | 687
66235 | PINTO PS | PACE | 345 | 65 | UT MOAB PINT | 676
66225 | PINTO | PACE | 345 | 65 | UT MOAB PINT | 676
66133 | OQUIRRH | PACE | 345 | 65 | UT SALT LAKE | 655
66080 | NINETY S | PACE | 345 | 65 | UT SALT LAKE | 655
66009 | CLOVER SOL | PACE | 345 | 65 | UT CLOVER | 683
65996 | CLOVER | PACE | 345 | 65 | UT CLOVER | 683
65995 | MONA | PACE | 345 | 65 | UT CLOVER | 683
65945 | MIDVALLY | PACE | 345 | 65 | UT SALT LAKE | 655
65805 | HUNTNGTN | PACE | 345 | 65 | UT HUNT EMER | 685
65665 | GOSHEN | PACE | 345 | 65 | ID NPC | 652
11038 | CALIENTE | EL PASO | 345 | 11 | EPE - Native Load | 110
65511 | STEEL MILL | PACE | 345 | 65 | UT UTAH VALL | 662
65510 | EMERY | PACE | 345 | 65 | UT HUNT EMER | 685
65394 | CURRNT CREEK | PACE | 345 | 65 | UT CLOVER | 683
65385 | BRIDGER | PACE | 345 | 65 | WY CENTRAL | 651
65384 | 3MIKNOLL | PACE | 345 | 65 | ID NPC | 652
65312 | THREE PK | PACE | 345 | 65 | UT SIGURD | 657
65311 | THREE &1 | PACE | 345 | 65 | UT SIGURD | 657
65260 | CAMP WIL | PACE | 345 | 65 | UT SALT LAKE | 655
65259 | CAMPSVC | PACE | 345 | 65 | UT SALT LAKE | 655
65258 | CAMP W MSC | PACE | 345 | 65 | UT SALT LAKE | 655
65257 | MERCER | PACE | 345 | 65 | UT UTAH VALL | 662
65193 | BONANZA | PACE | 345 | 65 | UT UINTAH | 670
65135 | BENLOMND | PACE | 345 | 65 | UT OGDEN | 661
64951 | TRACY W | SIERRA | 345 | 64 | SPP-TM Load | 646
64901 | FTSAGEPS | SIERRA | 345 | 64 | SPP-TM Load | 646
64900 | FT SAGE | SIERRA | 345 | 64 | SPP-TM Load | 646
64892 | RBFLCSC2 | SIERRA | 345 | 64 | SPP-Carlin Trend | 645
64891 | RBFLCSC1 | SIERRA | 345 | 64 | SPP-East Tie | 642
64885 | ROBINSON | SIERRA | 345 | 64 | SPP-East Tie | 642
64884 | RBGONPS | SIERRA | 345 | 64 | SPP-East Tie | 642
64883 | RBFLCPS | SIERRA | 345 | 64 | SPP-East Tie | 642
64830 | OLINGHOUSE | SIERRA | 345 | 64 | SPP-TM Load | 646
64310 | GONDER | SIERRA | 345 | 64 | SPP-East Tie | 642
64305 | NANIWA | SIERRA | 345 | 64 | SPP-TM Load | 646
11017 | ARROYO | EL PASO | 345 | 11 | EPE - Native Load | 110
10294 | SANDIA | NEW MEXICO | 345 | 10 | PNM: EHV and Gen | 100
64130 | VALMY | SIERRA | 345 | 64 | Zone27 | 640
64128 | VAL RD N | SIERRA | 345 | 64 | SPP-TM Load | 646
64115 | TRACY E | SIERRA | 345 | 64 | SPP-TM Load | 646
11014 | ARR___PS | EL PASO | 345 | 11 | EPE - Native Load | 110
64077 | MIRA LMA | SIERRA | 345 | 64 | SPP-TM Load | 646
64061 | IDAHO-NV | SIERRA | 345 | 64 | Zone27 | 640
64059 | HUMBOLDT | SIERRA | 345 | 64 | SPP-Carlin Trend | 645
64058 | HIL TOP | SIERRA | 345 | 64 | SPP-TM Load | 646
64043 | FALCON | SIERRA | 345 | 64 | SPP-Carlin Trend | 645
10292 | SAN_JUAN | NEW MEXICO | 345 | 10 | PNM: EHV and Gen | 100
64032 | COYOTECR | SIERRA | 345 | 64 | SPP-Carlin Trend | 645
64018 | BRDRTWN | SIERRA | 345 | 64 | SPP-TM Load | 646
64017 | BRDRTNPS | SIERRA | 345 | 64 | SPP-TM Load | 646
19989 | WHTHLS2_HV | WAPA L.C. | 345 | 19 | WAPA-DSW | 191
19984 | WHTHLS1_HV | WAPA L.C. | 345 | 19 | WAPA-DSW | 191
11010 | AMRAD | EL PASO | 345 | 11 | EPE - Native Load | 110
19980 | WHTHLS | WAPA L.C. | 345 | 19 | WAPA-DSW | 191
19785 | PINPKBRB | WAPA L.C. | 345 | 19 | WAPA-DSW | 191
19783 | GLENCANY | WAPA L.C. | 345 | 19 | WAPA-DSW | 191
19780 | FLAGSTAF | WAPA L.C. | 345 | 19 | WAPA-DSW | 191
10999 | TAIBANMS | NEW MEXICO | 345 | 10 | PNM: EHV and Gen | 100
14115 | CHOLLA E | APS | 345 | 14 | APS | 141
14114 | CHEVELON | APS | 345 | 14 | APS | 141
10998 | NMCASA_POI | NEW MEXICO | 345 | 10 | PNM: EHV and Gen | 100
14108 | YOUNGSCY | APS | 345 | 14 | APS | 141
14107 | MAZATZAL | APS | 345 | 14 | APS | 141
19315 | PEACOCK | WAPA L.C. | 345 | 19 | WAPA-DSW | 191
14106 | PNPK C | APS | 345 | 14 | APS | 141
10996 | NMCASA_GSUHS | NEW MEXICO | 345 | 10 | PNM: EHV and Gen | 100
14105 | PNPK W | APS | 345 | 14 | APS | 141
14104 | PNPK E | APS | 345 | 14 | APS | 141
60324 | RGSS | IDAHO | 345 | 60 | ZoneIP Southern | 613
14103 | PRECHCYN | APS | 345 | 14 | APS | 141
14101 | FOURCORN | APS | 345 | 14 | APS | 141
14100 | CHOLLA W | APS | 345 | 14 | APS | 141
60235 | MIDPOINT | IDAHO | 345 | 60 | ZoneIP Southern | 613
10969 | EL_CABO | NEW MEXICO | 345 | 10 | PNM: EHV and Gen | 100
60190 | KINPORT | IDAHO | 345 | 60 | ZoneIP Eastern | 614
10968 | CLINECORNER | NEW MEXICO | 345 | 10 | PNM: EHV and Gen | 100
60060 | BORAH | IDAHO | 345 | 60 | ZoneIP Southern | 613
60006 | ADELAIDE | IDAHO | 345 | 60 | ZoneIP Southern | 613
10965 | PAJARITO | NEW MEXICO | 345 | 10 | PNM: EHV and Gen | 100
60005 | ADEL TAP | IDAHO | 345 | 60 | ZoneIP Southern | 613
10963 | DURAN MESA | NEW MEXICO | 345 | 10 | PNM: EHV and Gen | 100
10962 | CLINES CORNE | NEW MEXICO | 345 | 10 | PNM: EHV and Gen | 100
10961 | TECOLOTE | NEW MEXICO | 345 | 10 | PNM: EHV and Gen | 100
14066 | FC-CH SC2 | APS | 345 | 14 | APS | 141
14065 | FC-CH SC1 | APS | 345 | 14 | APS | 141
40994 | SNOHOMS4 | NORTHWEST | 345 | 40 | Seattle Area, Olympic Peninsula | 400
40993 | SNOHOMS3 | NORTHWEST | 345 | 40 | Seattle Area, Olympic Peninsula | 400
10960 | RED CLOUD | NEW MEXICO | 345 | 10 | PNM: EHV and Gen | 100
10025 | B-A | NEW MEXICO | 345 | 10 | PNM: EHV and Gen | 100
10959 | WSPIRIT | NEW MEXICO | 345 | 10 | PNM: EHV and Gen | 100
40901 | ROSS | NORTHWEST | 345 | 40 | Portland Area | 401
19053 | LIBERTY | WAPA L.C. | 345 | 19 | WAPA-DSW | 191
40891 | ROCKY RH | NORTHWEST | 345 | 40 | Central Washington | 403
19037 | MEAD | WAPA L.C. | 345 | 19 | WAPA-DSW | 191
10870 | CLNCRN_1 | NEW MEXICO | 345 | 10 | PNM: EHV and Gen | 100
13613 | GRADYNM | NEW MEXICO | 345 | 10 | Western Interconnect NM | 136
13602 | SUB_BEJN | NEW MEXICO | 345 | 10 | Western Interconnect NM | 136
10868 | LAJOYA_STA | NEW MEXICO | 345 | 10 | PNM: EHV and Gen | 100
13601 | BV_POI_3-T~1 | NEW MEXICO | 345 | 10 | Western Interconnect NM | 136
40721 | MCNARY | NORTHWEST | 345 | 40 | Lower Columbia Basin | 404
10845 | JAN | NEW MEXICO | 345 | 10 | PNM: EHV and Gen | 100
13402 | BLACKWTR | NEW MEXICO | 345 | 10 | SPS | 134
40691 | MAPLEVLY_VL | NORTHWEST | 345 | 40 | Seattle Area, Olympic Peninsula | 400
13401 | ARTESIAR | EL PASO | 345 | 11 | EPE - ZoneE | 116
13400 | ARTESIA | EL PASO | 345 | 11 | EPE - ZoneE | 116
10842 | JICARILLA | NEW MEXICO | 345 | 10 | PNM: EHV and Gen | 100
10116 | GUADLUPE | NEW MEXICO | 345 | 10 | PNM: EHV and Gen | 100
10631 | ARROY_STA | NEW MEXICO | 345 | 10 | PNM: EHV and Gen | 100
10630 | PINTADO | NEW MEXICO | 345 | 10 | PNM: EHV and Gen | 100
10563 | JEC | NEW MEXICO | 345 | 10 | PNM: EHV and Gen | 100
40225 | CHIEF_JO_4 | NORTHWEST | 345 | 40 | Central Washington | 403
40223 | CHIEF_JO_3 | NORTHWEST | 345 | 40 | Central Washington | 403
10110 | DIAMOND_TAIL | NEW MEXICO | 345 | 10 | PNM: EHV and Gen | 100
51847 | BTR 345 | B.C.HYDRO | 345 | 50 | BC HYDRO | 500
51756 | SAC 345 | B.C.HYDRO | 345 | 50 | BC HYDRO | 500
51755 | BR1 3T2 | B.C.HYDRO | 345 | 50 | BC HYDRO | 500
51728 | BR2 3X7 | B.C.HYDRO | 345 | 50 | BC HYDRO | 500
51727 | BR2 3X5 | B.C.HYDRO | 345 | 50 | BC HYDRO | 500
51711 | UHT 345 | B.C.HYDRO | 345 | 50 | BC HYDRO | 500
51554 | KWL 345 | B.C.HYDRO | 345 | 50 | BC HYDRO | 500
27135 | MWC345 | LADWP | 345 | 26 | LA IPP | 283
10232 | OJO | NEW MEXICO | 345 | 10 | PNM: EHV and Gen | 100
26281 | INT PF BUS 4 | LADWP | 345 | 26 | LA IPP | 283
26280 | INT PF BUS 3 | LADWP | 345 | 26 | LA IPP | 283
26279 | INT PF BUS 2 | LADWP | 345 | 26 | LA IPP | 283
26278 | INT PF BUS 1 | LADWP | 345 | 26 | LA IPP | 283
26251 | INT MDUM | LADWP | 345 | 26 | LA IPP | 283
10229 | NORTON | NEW MEXICO | 345 | 10 | PNM: EHV and Gen | 100
26116 | INTERMTY | LADWP | 345 | 26 | LA IPP | 283
26114 | INTERMTX | LADWP | 345 | 26 | LA IPP | 283
50303 | BR1 3T1 | B.C.HYDRO | 345 | 50 | BC HYDRO | 500
12082 | TAOS | NEW MEXICO | 345 | 10 | TSGT: North NM | 121
50193 | BRT 345 | B.C.HYDRO | 345 | 50 | BC HYDRO | 500
50192 | WAH 345 | B.C.HYDRO | 345 | 50 | BC HYDRO | 500
50191 | ROS 345 | B.C.HYDRO | 345 | 50 | BC HYDRO | 500
26043 | INTERMT | LADWP | 345 | 26 | LA IPP | 283
18002 | HA PS | NEVADA | 345 | 18 | ZoneN2 | 182
18001 | H ALLEN | NEVADA | 345 | 18 | ZoneN2 | 182
10420 | FC_SOLAR | NEW MEXICO | 345 | 10 | PNM: EHV and Gen | 100
17010 | GREEN-AE | AEPCO | 345 | 17 | AEPCO: Graham/Duncan | 174
999995 | FOURIO11 | NEW MEXICO | 345 | 10 | PNM: EHV and Gen | 100
999986 | BORPOP11 | PACE | 345 | 65 | ID NPC | 652
999985 | BORPOP21 | PACE | 345 | 65 | ID NPC | 652
999980 | KINPOP11 | PACE | 345 | 65 | ID NPC | 652
999943 | SANMCK11 | TEP | 345 | 16 | TEP | 160
999942 | SANMCK21 | TEP | 345 | 16 | TEP | 160
999939 | CABRIO11 | NEW MEXICO | 345 | 10 | PNM: EHV and Gen | 100
999938 | PAJWSP12 | NEW MEXICO | 345 | 10 | PNM: EHV and Gen | 100
999937 | PAJWSP11 | NEW MEXICO | 345 | 10 | PNM: EHV and Gen | 100
999936 | PINRIO11 | NEW MEXICO | 345 | 10 | PNM: EHV and Gen | 100
999929 | 3MIBRI11 | PACE | 345 | 65 | WY CENTRAL | 651
999928 | BRIPOP11 | PACE | 345 | 65 | ID NPC | 652
999927 | BRIPOP21 | PACE | 345 | 65 | ID NPC | 652
11380 | ESCONDIDO | EL PASO | 345 | 11 | EPE - Native Load | 110
17005 | BICKNELL | AEPCO | 345 | 17 | AEPCO: Trico | 171
999875 | FLAGLE11 | WAPA L.C. | 345 | 19 | WAPA-DSW | 191
999873 | FLAPIN11 | WAPA L.C. | 345 | 19 | WAPA-DSW | 191
999872 | FLAPIN21 | WAPA L.C. | 345 | 19 | WAPA-DSW | 191
999867 | LIBPEA11 | WAPA L.C. | 345 | 19 | WAPA-DSW | 191
999863 | GREVAI11 | TEP | 345 | 16 | TEP | 160
999861 | SPRGRE12 | TEP | 345 | 16 | TEP | 160
999860 | SPRGRE11 | TEP | 345 | 16 | TEP | 160
999859 | SPRVAI11 | TEP | 345 | 16 | TEP | 160
999857 | SPRVAI13 | TEP | 345 | 16 | TEP | 160
999856 | SPRVAI14 | TEP | 345 | 16 | TEP | 160
999855 | WINVAI12 | TEP | 345 | 16 | TEP | 160
999854 | WINVAI11 | TEP | 345 | 16 | TEP | 160
999853 | WINVAIA2 | TEP | 345 | 16 | TEP | 160
999852 | WINVAIA1 | TEP | 345 | 16 | TEP | 160
999851 | CW_GRE12 | TEP | 345 | 16 | TEP | 160
999849 | CW_GREA2 | TEP | 345 | 16 | TEP | 160
999848 | CW_GREA1 | TEP | 345 | 16 | TEP | 160
999847 | CW_GRE22 | TEP | 345 | 16 | TEP | 160
999846 | CW_GRE21 | TEP | 345 | 16 | TEP | 160
641121 | DGEFLT MPT1 | SIERRA | 345 | 64 | SPP-TM Load | 646
641120 | DODGEFLAT | SIERRA | 345 | 64 | SPP-TM Load | 646
640917 | FSHSP-TER1 | SIERRA | 345 | 64 | SPP-TM Load | 646
640916 | FISHSPRNG | SIERRA | 345 | 64 | SPP-TM Load | 646
623444 | NEXT_SC | MONTANA | 345 | 62 | COLSTRIP_MT | 628
623435 | NEXT_345 | MONTANA | 345 | 62 | COLSTRIP_MT | 628
623434 | NEXT_345_34 | MONTANA | 345 | 62 | COLSTRIP_MT | 628
623431 | NEXT_COL1 | MONTANA | 345 | 62 | COLSTRIP_MT | 628
623400 | NEXT_POI | MONTANA | 345 | 62 | COLSTRIP_MT | 628
10403 | CABEZON | NEW MEXICO | 345 | 10 | PNM: EHV and Gen | 100
10393 | LEF | NEW MEXICO | 345 | 10 | PNM: EHV and Gen | 100
11338 | BV_STA | EL PASO | 345 | 11 | EPE - Native Load | 110
11322 | BATTERY_E | EL PASO | 345 | 11 | EPE - Native Load | 110
11317 | EMPIRE | EL PASO | 345 | 11 | EPE - Native Load | 110
11315 | OTERO | EL PASO | 345 | 11 | EPE - Native Load | 110
10390 | RIOPUERC | NEW MEXICO | 345 | 10 | PNM: EHV and Gen | 100
11286 | MACHOSPRNGHV | EL PASO | 345 | 11 | EPE - Native Load | 110
164300 | COPPER_VERDE | TEP | 345 | 16 | FMI(TEP) | 164
160316 | OSO_HV1 | TEP | 345 | 16 | OSO Grande | 169
160315 | CW_POI | TEP | 345 | 16 | TEP | 160
160314 | CW | TEP | 345 | 16 | TEP | 160
160312 | WINCHESTER | TEP | 345 | 16 | TEP | 160
160310 | WESTWING | TEP | 345 | 16 | TEP | 160
160308 | VAIL | TEP | 345 | 16 | TEP | 160
160306 | SPRINGRVILLE | TEP | 345 | 16 | TEP | 160
160305 | SOUTH | TEP | 345 | 16 | TEP | 160
160304 | PINAL_WEST | TEP | 345 | 16 | TEP | 160
160302 | MCKINLEY | TEP | 345 | 16 | TEP | 160
160301 | GREENLEE | TEP | 345 | 16 | TEP | 160
160300 | CORONADO | TEP | 345 | 16 | TEP | 160
160266 | OSO.3WP2 | TEP | 345 | 16 | OSO Grande | 169
160265 | OSO.3WP1 | TEP | 345 | 16 | OSO Grande | 169
11266 | PICANTE | EL PASO | 345 | 11 | EPE - Native Load | 110
99899 | mid_99899 | NEW MEXICO | 345 | 10 | PNM: EHV and Gen | 100
99898 | mid_99898 | NEW MEXICO | 345 | 10 | PNM: EHV and Gen | 100
99897 | mid_99897 | NEW MEXICO | 345 | 10 | PNM: EHV and Gen | 100
99896 | mid_99896 | NEW MEXICO | 345 | 10 | PNM: EHV and Gen | 100
99895 | mid_99895 | NEW MEXICO | 345 | 10 | PNM: EHV and Gen | 100
99894 | mid_99894 | NEW MEXICO | 345 | 10 | PNM: EHV and Gen | 100
99893 | mid_99893 | NEW MEXICO | 345 | 10 | PNM: EHV and Gen | 100
99561 | mid_99561 | PSCOLORADO | 345 | 70 | ZoneRS | 704
99560 | mid_99560 | PSCOLORADO | 345 | 70 | ZoneRD | 700
99526 | mid_99526 | PSCOLORADO | 345 | 70 | ZoneRN | 706
99525 | mid_99525 | PSCOLORADO | 345 | 70 | ZoneRN | 706
99524 | mid_99524 | PSCOLORADO | 345 | 70 | ZoneRD | 700
98281 | mid_98281 | PACE | 345 | 65 | ID NPC | 652
98280 | mid_98280 | PACE | 345 | 65 | ID NPC | 652
98277 | mid_98277 | PACE | 345 | 65 | UT MOAB PINT | 676
98276 | mid_98276 | PACE | 345 | 65 | UT MOAB PINT | 676
96234 | MID_96234 | WAPA R.M. | 345 | 73 | WAPA-RMRAZ | 792
96233 | MID_96233 | WAPA R.M. | 345 | 73 | WAPA-RMRAZ | 792
96232 | MID_96232 | WAPA R.M. | 345 | 73 | WAPA-RMRAZ | 792
96190 | MID_96190 | WAPA R.M. | 345 | 73 | WAPA-RMRAZ | 792
96189 | MID_96189 | WAPA R.M. | 345 | 73 | WAPA-RMRAZ | 792
96188 | MID_96188 | WAPA R.M. | 345 | 73 | WAPA-RMRAZ | 792
96173 | mid_96173 | WAPA R.M. | 345 | 73 | ZoneEW | 753
96164 | mid_96164 | WAPA R.M. | 345 | 73 | ZoneEC | 752
96163 | mid_96163 | WAPA R.M. | 345 | 73 | ZoneEC | 752
96146 | mid_96146 | WAPA R.M. | 345 | 73 | ZoneR4 | 790
96144 | mid_96144 | WAPA R.M. | 345 | 73 | WAPA-RMRAZ | 792
96143 | mid_96143 | WAPA R.M. | 345 | 73 | ZoneR4 | 790
96142 | mid_96142 | WAPA R.M. | 345 | 73 | ZoneR4 | 790
81980 | mid_81980 | B.C.HYDRO | 345 | 50 | BC HYDRO | 500
81979 | mid_81979 | B.C.HYDRO | 345 | 50 | BC HYDRO | 500
81976 | mid_81976 | B.C.HYDRO | 345 | 50 | BC HYDRO | 500
999850 | CW_GRE11 | TEP | 345 | 16 | TEP | 160
10369 | WESTMESA | NEW MEXICO | 345 | 10 | PNM: EHV and Gen | 100
999858 | SPRVAI12 | TEP | 345 | 16 | TEP | 160
11242 | AFTON_N | EL PASO | 345 | 11 | EPE - Native Load | 110
11237 | AMRAD_B | EL PASO | 345 | 11 | EPE - Native Load | 110
81860 | mid_81860 | B.C.HYDRO | 345 | 50 | BC HYDRO | 500
81859 | mid_81859 | B.C.HYDRO | 345 | 50 | BC HYDRO | 500
999874 | FLAGLE21 | WAPA L.C. | 345 | 19 | WAPA-DSW | 191
81805 | mid_81805 | B.C.HYDRO | 345 | 50 | BC HYDRO | 500
999862 | GREVAI12 | TEP | 345 | 16 | TEP | 160
11217 | AFTON | EL PASO | 345 | 11 | EPE - Native Load | 110
81736 | mid_81736 | B.C.HYDRO | 345 | 50 | BC HYDRO | 500
11204 | NEWMAN_B | EL PASO | 345 | 11 | EPE - Native Load | 110
11202 | DIABLO_B | EL PASO | 345 | 11 | EPE - Native Load | 110
79990 | WATRFLW | WAPA R.M. | 345 | 73 | ZoneR4 | 790
79356 | MCBRYDE | WAPA R.M. | 345 | 73 | Zone69 | 791
79266 | MEEKER | WAPA R.M. | 345 | 73 | Zone69 | 791
79072 | HESPERUS | WAPA R.M. | 345 | 73 | ZoneR4 | 790
79064 | SHIPROCK | WAPA R.M. | 345 | 73 | WAPA-RMRAZ | 792
79060 | SANJN PS | WAPA R.M. | 345 | 73 | ZoneR4 | 790
79058 | RIFLE_CU | PSCOLORADO | 345 | 70 | ZoneRW | 708
79049 | MONTROSE | WAPA R.M. | 345 | 73 | ZoneR4 | 790
79036 | GRANDJCT | WAPA R.M. | 345 | 73 | ZoneR4 | 790
79014 | CRAIG | WAPA R.M. | 345 | 73 | Zone69 | 791
73193 | STORY | WAPA R.M. | 345 | 73 | ZoneEC | 752
73108 | LAR.RIVR | WAPA R.M. | 345 | 73 | ZoneEW | 753
14425 | Q273 | APS | 345 | 14 | APS | 141
73012 | AULT | WAPA R.M. | 345 | 73 | ZoneFH | 754
72811 | WL_CHILD | WAPA R.M. | 345 | 73 | ZoneEW | 753
72721 | AXIAL_HV2 | WAPA R.M. | 345 | 73 | Zone69 | 791
72720 | AXIAL_HV1 | WAPA R.M. | 345 | 73 | Zone69 | 791
72140 | KEOTA | WAPA R.M. | 345 | 73 | ZoneEC | 752
70778 | CHEYRGW_CTRL | PSCOLORADO | 345 | 70 | ZoneRD | 700
70764 | RUSHCK1_W1W2 | PSCOLORADO | 345 | 70 | ZoneRD | 700
70754 | NEPTUNE | PSCOLORADO | 345 | 70 | ZoneRS | 704
11111 | NEWMAN | EL PASO | 345 | 11 | EPE - Native Load | 110
70750 | BRONCOPLNS | PSCOLORADO | 345 | 70 | ZoneRD | 700
70730 | CHEYRDG_EST | PSCOLORADO | 345 | 70 | ZoneRD | 700
70654 | COMANCHE | PSCOLORADO | 345 | 70 | ZoneRS | 704
70653 | TUNDRA | PSCOLORADO | 345 | 70 | ZoneRS | 704
70632 | CHEYRDGE_W | PSCOLORADO | 345 | 70 | ZoneRD | 700
70630 | SHORTGRASS | PSCOLORADO | 345 | 70 | ZoneRD | 700
70628 | PRONGHORN | PSCOLORADO | 345 | 70 | ZoneRD | 700
70627 | LIMON3 | PSCOLORADO | 345 | 70 | ZoneRD | 700
70626 | LIMON2 | PSCOLORADO | 345 | 70 | ZoneRD | 700
70625 | LIMON1 | PSCOLORADO | 345 | 70 | ZoneRD | 700
70624 | MIS_SITE | PSCOLORADO | 345 | 70 | ZoneRD | 700
70601 | DANIELPK | PSCOLORADO | 345 | 70 | ZoneRS | 704
70599 | SMOKYHIL | PSCOLORADO | 345 | 70 | ZoneRD | 700
70598 | PAWNEE | PSCOLORADO | 345 | 70 | ZoneRN | 706
70597 | HARVEST_MI | PSCOLORADO | 345 | 70 | ZoneRD | 700
70466 | WATERTON | PSCOLORADO | 345 | 70 | ZoneRD | 700
70465 | MIDWAYPS | PSCOLORADO | 345 | 70 | ZoneRD | 700
11093 | LUNA | EL PASO | 345 | 11 | EPE - Native Load | 110
69998 | SIGURD&2 | PACE | 345 | 65 | UT RED PAC | 687
69783 | PEARSON | PACE | 345 | 65 | UT SIGURD | 657
69736 | ESCAL_MTR 3 | PACE | 345 | 65 | UT SIGURD | 657
69735 | ESCAL_MTR12 | PACE | 345 | 65 | UT SIGURD | 657
69731 | ESCALANT SOL | PACE | 345 | 65 | UT SIGURD | 657
69730 | HICKORY | PACE | 345 | 65 | UT SIGURD | 657
69600 | MONHUN_SR | PACE | 345 | 65 | UT CARB PRIC | 656
11080 | HIDALGO | EL PASO | 345 | 11 | EPE - Native Load | 110
67827 | ANTICLIN | PACE | 345 | 65 | WY CENTRAL | 651
67808 | LIMBER | PACE | 345 | 65 | UT SALT LAKE | 655
67790 | POPULUS | PACE | 345 | 65 | ID NPC | 652
67657 | UTAH-NEV | PACE | 345 | 65 | UT RED PAC | 687
67582 | PINTO &1 | PACE | 345 | 65 | UT MOAB PINT | 676
11061 | DIABLO | EL PASO | 345 | 11 | EPE - Native Load | 110
66510 | TERMINAL | PACE | 345 | 65 | UT SALT LAKE | 655
64895 | ROBINSON | SIERRA | 500 | 64 | SPP-East Tie | 642
41744 | GND_COULE_24 | NORTHWEST | 500 | 40 | Central Washington | 403
41743 | GND_COULE_23 | NORTHWEST | 500 | 40 | Central Washington | 403
41742 | GND_COULE_22 | NORTHWEST | 500 | 40 | Central Washington | 403
41741 | GND_COULE_21 | NORTHWEST | 500 | 40 | Central Washington | 403
41740 | GND_COULE_20 | NORTHWEST | 500 | 40 | Central Washington | 403
41739 | GND_COULE_19 | NORTHWEST | 500 | 40 | Central Washington | 403
41450 | KNIGHT | NORTHWEST | 500 | 40 | Central Washington | 403
41401 | ROCK CK | NORTHWEST | 500 | 40 | Lower Columbia Basin | 404
41312 | CELILO2 | NORTHWEST | 500 | 40 | Lower Columbia Basin | 404
41311 | CELILO1 | NORTHWEST | 500 | 40 | Lower Columbia Basin | 404
60242 | MIDHEM12 | IDAHO | 500 | 60 | ZoneIP Southern | 613
60241 | MIDHEM11 | IDAHO | 500 | 60 | ZoneIP Southern | 613
60240 | MIDPOINT | IDAHO | 500 | 60 | ZoneIP Southern | 613
14079 | MOEN-ELD SC3 | APS | 500 | 14 | APS | 141
60155 | HEMINWAY | IDAHO | 500 | 60 | ZoneIP Central | 612
14078 | MOEN-ELD SC2 | APS | 500 | 14 | APS | 141
41138 | WAUTOMA | NORTHWEST | 500 | 40 | Central Washington | 403
14077 | MOEN-ELD SC1 | APS | 500 | 14 | APS | 141
14073 | FC-MOEN SC1 | APS | 500 | 14 | APS | 141
41113 | VANTAGE | NORTHWEST | 500 | 40 | Central Washington | 403
14072 | NAV-MOEN SC1 | APS | 500 | 14 | APS | 141
41095 | TROUTDAL | NORTHWEST | 500 | 40 | Portland Area | 401
14071 | NAV-DUG SC2 | APS | 500 | 14 | APS | 141
14070 | NAV-DUG SC1 | APS | 500 | 14 | APS | 141
56510 | KEEPHIL3 | ALBERTA | 500 | 54 | AIES-Lake Wabamun Generation | 560
41057 | TAFT | NORTHWEST | 500 | 40 | Western Montana | 486
14069 | MOEN-CM SC1 | APS | 500 | 14 | APS | 141
41051 | TACOMA | NORTHWEST | 500 | 40 | Seattle Area, Olympic Peninsula | 400
41043 | SUMMER L | NORTHWEST | 500 | 40 | Southern Oregon | 405
14068 | YAV-WW SC1 | APS | 500 | 14 | APS | 141
14067 | CH-SAG SC1 | APS | 500 | 14 | APS | 141
41007 | SNOKING | NORTHWEST | 500 | 40 | Seattle Area, Olympic Peninsula | 400
55615 | HTHFIELD2 | ALBERTA | 500 | 54 | AIES-Fort Saskatchewan 2000 | 553
55614 | HTHFIELD1 | ALBERTA | 500 | 54 | AIES-Fort Saskatchewan 2000 | 553
41001 | SNOKING# | NORTHWEST | 500 | 40 | Seattle Area, Olympic Peninsula | 400
55601 | THICKWD1 | ALBERTA | 500 | 54 | AIES-Fort McMurray | 545
40989 | SLATT | NORTHWEST | 500 | 40 | Lower Columbia Basin | 404
40973 | SICKLER | NORTHWEST | 500 | 40 | Central Washington | 403
14018 | DUGAS | APS | 500 | 14 | APS | 141
14016 | PNPKAPS | APS | 500 | 14 | APS | 141
40957 | SCHULTZ | NORTHWEST | 500 | 40 | Central Washington | 403
40949 | SATSOP | NORTHWEST | 500 | 40 | Seattle Area, Olympic Peninsula | 400
14014 | CEDARMT | APS | 500 | 14 | APS | 141
40941 | SANTIAM | NORTHWEST | 500 | 40 | Western Oregon | 402
14012 | DELANEY | APS | 500 | 14 | APS | 141
40917 | SACJWA# | NORTHWEST | 500 | 40 | Lower Columbia Basin | 404
14011 | MORGAN | APS | 500 | 14 | APS | 141
40913 | SACJAWEA | NORTHWEST | 500 | 40 | Lower Columbia Basin | 404
14010 | SNVLY | APS | 500 | 14 | APS | 141
14009 | REDHAWK | APS | 500 | 14 | APS | 141
14006 | YAVAPAI | APS | 500 | 14 | APS | 141
40869 | RAVER | NORTHWEST | 500 | 40 | Seattle Area, Olympic Peninsula | 400
14005 | WESTWING | APS | 500 | 14 | APS | 141
14004 | SAGUARO | APS | 500 | 14 | APS | 141
40837 | PONDROSA | NORTHWEST | 500 | 40 | Southern Oregon | 405
40834 | PONDROSB | NORTHWEST | 500 | 40 | Southern Oregon | 405
14003 | NAVAJO | APS | 500 | 14 | APS | 141
40827 | PEARL | NORTHWEST | 500 | 40 | Portland Area | 401
40821 | PAUL | NORTHWEST | 500 | 40 | Seattle Area, Olympic Peninsula | 400
14002 | MOENKOPI | APS | 500 | 14 | APS | 141
40809 | OSTRNDER | NORTHWEST | 500 | 40 | Portland Area | 401
19038 | MEAD | WAPA L.C. | 500 | 19 | WAPA-DSW | 191
14001 | FOURCORN | APS | 500 | 14 | APS | 141
40797 | OLYMPIA | NORTHWEST | 500 | 40 | Seattle Area, Olympic Peninsula | 400
14000 | CHOLLA | APS | 500 | 14 | APS | 141
40774 | NAPAVINE | NORTHWEST | 500 | 40 | Seattle Area, Olympic Peninsula | 400
40749 | MONROE | NORTHWEST | 500 | 40 | Seattle Area, Olympic Peninsula | 400
18897 | RSHASC2 | NEVADA | 500 | 18 | ZoneN4 | 184
40723 | MCNARY | NORTHWEST | 500 | 40 | Lower Columbia Basin | 404
18896 | RSHASC1 | NEVADA | 500 | 18 | ZoneN4 | 184
40699 | MARION | NORTHWEST | 500 | 40 | Western Oregon | 402
40693 | MAPLEVLY_VL | NORTHWEST | 500 | 40 | Seattle Area, Olympic Peninsula | 400
40688 | MALIN R3 | NORTHWEST | 500 | 40 | Southern Oregon | 405
40687 | MALIN | NORTHWEST | 500 | 40 | Southern Oregon | 405
40684 | MALIN R1 | NORTHWEST | 500 | 40 | Southern Oregon | 405
40683 | LOW MON | NORTHWEST | 500 | 40 | Southeast Washington | 407
40679 | LOW GRAN | NORTHWEST | 500 | 40 | Southeast Washington | 407
40666 | CEN FERY | NORTHWEST | 500 | 40 | Southeast Washington | 407
40665 | LIT GOOS | NORTHWEST | 500 | 40 | Southeast Washington | 407
54630 | SUNNYB1 | ALBERTA | 500 | 54 | AIES-Lake Wabamun Generation | 560
54623 | SUNNYB2 | ALBERTA | 500 | 54 | AIES-Lake Wabamun Generation | 560
54610 | KEEPHIL2 | ALBERTA | 500 | 54 | AIES-Lake Wabamun Generation | 560
54609 | LIVOC500 | ALBERTA | 500 | 54 | AIES-Fort McMurray | 545
40629 | LANE | NORTHWEST | 500 | 40 | Western Oregon | 402
40601 | KEELER | NORTHWEST | 500 | 40 | Portland Area | 401
54525 | GENESEE4 | ALBERTA | 500 | 54 | AIES-Lake Wabamun Generation | 560
40585 | JOHN DAY | NORTHWEST | 500 | 40 | Lower Columbia Basin | 404
54456 | BENNETTP | ALBERTA | 500 | 54 | AIES-Calgary | 586
40553 | HOT SPR | NORTHWEST | 500 | 40 | Western Montana | 486
40521 | HATWAI | NORTHWEST | 500 | 40 | AVA: Lewiston/Clarkston | 444
30069 | L.BANS M | PG AND E | 500 | 30 | Intertie | 300
30066 | TABLE MTN5M | PG AND E | 500 | 30 | Intertie | 300
30065 | RD MT 1M | PG AND E | 500 | 30 | Intertie | 300
30060 | MIDWAY | PG AND E | 500 | 30 | Intertie | 300
30057 | DIABLOCNYNSS | PG AND E | 500 | 30 | Intertie | 300
40499 | HANFORD | NORTHWEST | 500 | 40 | Lower Columbia Basin | 404
30055 | GATES | PG AND E | 500 | 30 | Intertie | 300
30050 | LOSBANOS | PG AND E | 500 | 30 | Intertie | 300
30045 | MOSSLAND | PG AND E | 500 | 30 | Intertie | 300
30042 | METCALF | PG AND E | 500 | 30 | Intertie | 300
40489 | GRIZZLY | NORTHWEST | 500 | 40 | Southern Oregon | 405
40488 | GRIZZ R3 | NORTHWEST | 500 | 40 | Southern Oregon | 405
30040 | TESLA | PG AND E | 500 | 30 | Intertie | 300
30035 | TRACY | PG AND E | 500 | 30 | Intertie | 300
30030 | VACA-DIX | PG AND E | 500 | 30 | Intertie | 300
30025 | MAXWELL | PG AND E | 500 | 30 | Intertie | 300
40474 | SYCAN_12 | NORTHWEST | 500 | 40 | Southern Oregon | 405
30020 | OLINDA | PG AND E | 500 | 30 | Intertie | 300
40473 | SYCAN_11 | NORTHWEST | 500 | 40 | Southern Oregon | 405
40472 | FORT_RK_32 | NORTHWEST | 500 | 40 | Southern Oregon | 405
30015 | TABLE MTN | PG AND E | 500 | 30 | Intertie | 300
40470 | FORT_RK_12 | NORTHWEST | 500 | 40 | Southern Oregon | 405
30005 | ROUND MT | PG AND E | 500 | 30 | Intertie | 300
54273 | HRTLAND | ALBERTA | 500 | 54 | AIES-Fort Saskatchewan 2000 | 553
40468 | FORT_RK_31 | NORTHWEST | 500 | 40 | Southern Oregon | 405
40466 | FORT_RK_11 | NORTHWEST | 500 | 40 | Southern Oregon | 405
40464 | SAND_SP_32 | NORTHWEST | 500 | 40 | Southern Oregon | 405
40462 | SAND_SP_12 | NORTHWEST | 500 | 40 | Southern Oregon | 405
54258 | ELLERSLI1 | ALBERTA | 500 | 54 | AIES-Edmonton | 580
40461 | SAND_SP_31 | NORTHWEST | 500 | 40 | Southern Oregon | 405
40460 | SAND_SP_11 | NORTHWEST | 500 | 40 | Southern Oregon | 405
40459 | GARRISON | NORTHWEST | 500 | 40 | Western Montana | 486
40453 | GAR2EAST | NORTHWEST | 500 | 40 | Western Montana | 486
40452 | GAR2WEST | NORTHWEST | 500 | 40 | Western Montana | 486
40451 | GAR1EAST | NORTHWEST | 500 | 40 | Western Montana | 486
40450 | GAR1WEST | NORTHWEST | 500 | 40 | Western Montana | 486
40381 | ECHOLAKE | NORTHWEST | 500 | 40 | Seattle Area, Olympic Peninsula | 400
40369 | DWORSHAK | NORTHWEST | 500 | 40 | Southeast Washington | 407
40323 | CUSTER | NORTHWEST | 500 | 40 | Seattle Area, Olympic Peninsula | 400
18462 | LAUGHLIN2 | NEVADA | 500 | 18 | ZoneN7 | 187
40306 | COVINGT5 | NORTHWEST | 500 | 40 | Seattle Area, Olympic Peninsula | 400
18461 | LAUGHLIN1 | NEVADA | 500 | 18 | ZoneN7 | 187
40302 | COVINGT4 | NORTHWEST | 500 | 40 | Seattle Area, Olympic Peninsula | 400
40288 | G_COULEE_ R1 | NORTHWEST | 500 | 40 | Central Washington | 403
40287 | GRAND_COULEE | NORTHWEST | 500 | 40 | Central Washington | 403
29402 | WIRLWIND | SOCALIF | 500 | 24 | SCE NORTHERN 500kV | 250
18452 | CRSTL N | NEVADA | 500 | 18 | ZoneN4 | 184
29401 | WINDHUB | SOCALIF | 500 | 24 | SCE NORTHERN 500kV | 250
29400 | ANTELOPE | SOCALIF | 500 | 24 | SCE NORTHERN 500kV | 250
18451 | NWEST | NEVADA | 500 | 18 | ZoneN4 | 184
18450 | H ALLEN | NEVADA | 500 | 18 | ZoneN4 | 184
18438 | LENZ CB2 | NEVADA | 500 | 18 | ZoneN1 | 181
18437 | LENZ CB1 | NEVADA | 500 | 18 | ZoneN1 | 181
53985 | mid_99780 | B.C.HYDRO | 500 | 50 | BC HYDRO | 500
53984 | mid_99779 | B.C.HYDRO | 500 | 50 | BC HYDRO | 500
29255 | DVRS_RB_22 | SOCALIF | 500 | 24 | SCE EASTERN 500/230kV | 940
29254 | DVRS_RB_21 | SOCALIF | 500 | 24 | SCE EASTERN 500/230kV | 940
18430 | LENZIE | NEVADA | 500 | 18 | ZoneN4 | 184
29253 | DVRS_RB_12 | SOCALIF | 500 | 24 | SCE EASTERN 500/230kV | 940
29252 | DVRS_RB_11 | SOCALIF | 500 | 24 | SCE EASTERN 500/230kV | 940
18425 | HA CC | NEVADA | 500 | 18 | ZoneN2 | 182
40233 | CHIEF_JO | NORTHWEST | 500 | 40 | Central Washington | 403
29251 | PV_CLRVR_12 | SOCALIF | 500 | 24 | SCE EASTERN 500/230kV | 940
29250 | PV_CLRVR_11 | SOCALIF | 500 | 24 | SCE EASTERN 500/230kV | 940
29249 | DEL_CLRVR_12 | SOCALIF | 500 | 24 | SCE EASTERN 500/230kV | 940
29248 | DEL_CLRVR_11 | SOCALIF | 500 | 24 | SCE EASTERN 500/230kV | 940
18400 | SLHWK | NEVADA | 500 | 18 | ZoneN2 | 182
29247 | LGO_MOHVE_14 | SOCALIF | 500 | 24 | SCE EAST OF LUGO 500/230kV | 955
29246 | LGO_MOHVE_13 | SOCALIF | 500 | 24 | SCE EAST OF LUGO 500/230kV | 955
29245 | LGO_MOHVE_12 | SOCALIF | 500 | 24 | SCE EAST OF LUGO 500/230kV | 955
29244 | LGO_MOHVE_11 | SOCALIF | 500 | 24 | SCE EAST OF LUGO 500/230kV | 955
29243 | ELD_LUGO_14 | SOCALIF | 500 | 24 | SCE EAST OF LUGO 500/230kV | 955
51793 | NCT 31H | B.C.HYDRO | 500 | 50 | BC HYDRO | 500
51792 | TXW 29H | B.C.HYDRO | 500 | 50 | BC HYDRO | 500
29242 | ELD_LUGO_13 | SOCALIF | 500 | 24 | SCE EAST OF LUGO 500/230kV | 955
51791 | TXE 29H | B.C.HYDRO | 500 | 50 | BC HYDRO | 500
51790 | CCB 29H | B.C.HYDRO | 500 | 50 | BC HYDRO | 500
51789 | TXW 31H | B.C.HYDRO | 500 | 50 | BC HYDRO | 500
29241 | ELD_LUGO_12 | SOCALIF | 500 | 24 | SCE EAST OF LUGO 500/230kV | 955
29240 | ELD_LUGO_11 | SOCALIF | 500 | 24 | SCE EAST OF LUGO 500/230kV | 955
51708 | TXE 31H | B.C.HYDRO | 500 | 50 | BC HYDRO | 500
51704 | CCB 31H | B.C.HYDRO | 500 | 50 | BC HYDRO | 500
40155 | BUCKLEY | NORTHWEST | 500 | 40 | Lower Columbia Basin | 404
51677 | GUI 5C1N | B.C.HYDRO | 500 | 50 | BC HYDRO | 500
51676 | RYC 5C3N | B.C.HYDRO | 500 | 50 | BC HYDRO | 500
51675 | AMC 5C2N | B.C.HYDRO | 500 | 50 | BC HYDRO | 500
51674 | AMC 5C1N | B.C.HYDRO | 500 | 50 | BC HYDRO | 500
51672 | MLS 5C3K | B.C.HYDRO | 500 | 50 | BC HYDRO | 500
51671 | MLS 5C2K | B.C.HYDRO | 500 | 50 | BC HYDRO | 500
51670 | MLS 5C1K | B.C.HYDRO | 500 | 50 | BC HYDRO | 500
51668 | GUI 5C1K | B.C.HYDRO | 500 | 50 | BC HYDRO | 500
51667 | MLS 5C2W | B.C.HYDRO | 500 | 50 | BC HYDRO | 500
51666 | KDY 5C2W | B.C.HYDRO | 500 | 50 | BC HYDRO | 500
51665 | KDY 5C1W | B.C.HYDRO | 500 | 50 | BC HYDRO | 500
51663 | KDY 5C2G | B.C.HYDRO | 500 | 50 | BC HYDRO | 500
51662 | KDY 5C1G | B.C.HYDRO | 500 | 50 | BC HYDRO | 500
51655 | RYC 5C3M | B.C.HYDRO | 500 | 50 | BC HYDRO | 500
51654 | AMC 5C2M | B.C.HYDRO | 500 | 50 | BC HYDRO | 500
51653 | AMC 5C1I | B.C.HYDRO | 500 | 50 | BC HYDRO | 500
51652 | CHP 5C1C | B.C.HYDRO | 500 | 50 | BC HYDRO | 500
51650 | CRK 5C1C | B.C.HYDRO | 500 | 50 | BC HYDRO | 500
29040 | IEEC | SOCALIF | 500 | 24 | SCE EASTERN 500/230kV | 940
40111 | BIG EDDY | NORTHWEST | 500 | 40 | Lower Columbia Basin | 404
26970 | MOAPA | LADWP | 500 | 26 | LA EASTERN-AC | 286
40096 | BELL SC | NORTHWEST | 500 | 40 | Spokane Area, N Idaho, W Montana | 406
51470 | NCT 29H | B.C.HYDRO | 500 | 50 | BC HYDRO | 500
40091 | BELL BPA | NORTHWEST | 500 | 40 | Spokane Area, N Idaho, W Montana | 406
51298 | SBK 500 | B.C.HYDRO | 500 | 50 | BC HYDRO | 500
40062 | ASHE R1 | NORTHWEST | 500 | 40 | Lower Columbia Basin | 404
40061 | ASHE | NORTHWEST | 500 | 40 | Lower Columbia Basin | 404
51134 | VAS 500 | B.C.HYDRO | 500 | 50 | BC HYDRO | 500
40052 | ALVEY_CAP | NORTHWEST | 500 | 40 | Western Oregon | 402
40051 | ALVEY | NORTHWEST | 500 | 40 | Western Oregon | 402
51101 | KDY 5C3W | B.C.HYDRO | 500 | 50 | BC HYDRO | 500
40045 | ALLSTON | NORTHWEST | 500 | 40 | Portland Area | 401
50987 | MLS 5C1W | B.C.HYDRO | 500 | 50 | BC HYDRO | 500
26277 | ADL PF BUS 4 | LADWP | 500 | 26 | LA IPP | 283
26276 | ADL PF BUS 3 | LADWP | 500 | 26 | LA IPP | 283
26275 | ADL PF BUS 2 | LADWP | 500 | 26 | LA IPP | 283
26274 | ADL PF BUS 1 | LADWP | 500 | 26 | LA IPP | 283
50880 | SYA 5C2M | B.C.HYDRO | 500 | 50 | BC HYDRO | 500
50879 | SYA 5C1M | B.C.HYDRO | 500 | 50 | BC HYDRO | 500
50878 | SYA 5C2N | B.C.HYDRO | 500 | 50 | BC HYDRO | 500
50877 | SYA 5C1N | B.C.HYDRO | 500 | 50 | BC HYDRO | 500
50860 | CBN 500 | B.C.HYDRO | 500 | 50 | BC HYDRO | 500
50792 | SEL 500 | B.C.HYDRO | 500 | 50 | BC HYDRO | 500
50791 | CBK 500 | B.C.HYDRO | 500 | 50 | BC HYDRO | 500
26264 | VIC KDUM | LADWP | 500 | 26 | LA EASTERN-AC | 286
50704 | KLY 500 | B.C.HYDRO | 500 | 50 | BC HYDRO | 500
50703 | NIC 500 | B.C.HYDRO | 500 | 50 | BC HYDRO | 500
50702 | ACK 500 | B.C.HYDRO | 500 | 50 | BC HYDRO | 500
50701 | REV 500 | B.C.HYDRO | 500 | 50 | BC HYDRO | 500
26263 | RING2DUM | LADWP | 500 | 26 | LA EASTERN-AC | 286
50700 | MCA 500 | B.C.HYDRO | 500 | 50 | BC HYDRO | 500
26231 | APEX | LADWP | 500 | 26 | LA EASTERN-AC | 286
26200 | COPPMTN3 | LADWP | 500 | 26 | LA EASTERN-AC | 286
50649 | CRK 5C1K | B.C.HYDRO | 500 | 50 | BC HYDRO | 500
50648 | CHP 5C1K | B.C.HYDRO | 500 | 50 | BC HYDRO | 500
50596 | MLS 5C3W | B.C.HYDRO | 500 | 50 | BC HYDRO | 500
50562 | GLN 500 | B.C.HYDRO | 500 | 50 | BC HYDRO | 500
50561 | WSN 500 | B.C.HYDRO | 500 | 50 | BC HYDRO | 500
50560 | KDS 500 | B.C.HYDRO | 500 | 50 | BC HYDRO | 500
50559 | PCN 500 | B.C.HYDRO | 500 | 50 | BC HYDRO | 500
50558 | GMS 500 | B.C.HYDRO | 500 | 50 | BC HYDRO | 500
50464 | TKW 500 | B.C.HYDRO | 500 | 50 | BC HYDRO | 500
50463 | SKA 500 | B.C.HYDRO | 500 | 50 | BC HYDRO | 500
26123 | CRYSTAL | LADWP | 500 | 26 | LA EASTERN-AC | 286
26120 | MKTPSVC | LADWP | 500 | 26 | LA EASTERN-AC | 286
26119 | ADELSVC | LADWP | 500 | 26 | LA EASTERN-AC | 286
26115 | RINALDI2 | LADWP | 500 | 26 | LA EASTERN-AC | 286
26105 | VICTORVL | LADWP | 500 | 26 | LA EASTERN-AC | 286
50370 | DMR 500 | B.C.HYDRO | 500 | 50 | BC HYDRO | 500
50194 | ING 500 | B.C.HYDRO | 500 | 50 | BC HYDRO | 500
50116 | TIR 29R | B.C.HYDRO | 500 | 50 | BC HYDRO | 500
50048 | TIR 31R | B.C.HYDRO | 500 | 50 | BC HYDRO | 500
50047 | MDN 500 | B.C.HYDRO | 500 | 50 | BC HYDRO | 500
50046 | MSA 500 | B.C.HYDRO | 500 | 50 | BC HYDRO | 500
50045 | CKY 500 | B.C.HYDRO | 500 | 50 | BC HYDRO | 500
26079 | TOLUCA | LADWP | 500 | 26 | LA EASTERN-AC | 286
37510 | TCY MP2 | PG AND E | 500 | 30 | Conf Load (Western) | 325
37508 | TCY MP1 | PG AND E | 500 | 30 | Conf Load (Western) | 325
26062 | RINALDI | LADWP | 500 | 26 | LA EASTERN-AC | 286
26048 | MCCULLGH | LADWP | 500 | 26 | LA EASTERN-AC | 286
26044 | MARKETPL | LADWP | 500 | 26 | LA EASTERN-AC | 286
26012 | ADELANTY | LADWP | 500 | 26 | LA IPP | 283
26011 | ADELANTX | LADWP | 500 | 26 | LA IPP | 283
26003 | ADELANTO | LADWP | 500 | 26 | LA EASTERN-AC | 286
25660 | MIRA81X2 | SOCALIF | 500 | 24 | SCE MAIN SYSTEM | 240
47745 | CENTRLIA_P2 | NORTHWEST | 500 | 40 | Seattle Area, Olympic Peninsula | 400
47741 | BIG_HAN_STA# | NORTHWEST | 500 | 40 | Seattle Area, Olympic Peninsula | 400
47638 | HERMCALP | NORTHWEST | 500 | 40 | Lower Columbia Basin | 404
24900 | COLRIVER | SOCALIF | 500 | 24 | SCE EASTERN 500/230kV | 940
24801 | DEVERS | SOCALIF | 500 | 24 | SCE EASTERN 500/230kV | 940
999997 | NAVCRY11 | LADWP | 500 | 26 | LA EASTERN-AC | 286
999996 | NAVCRY12 | LADWP | 500 | 26 | LA EASTERN-AC | 286
999968 | MARADE11 | LADWP | 500 | 26 | LA EASTERN-AC | 286
999967 | MCCVIC11 | LADWP | 500 | 26 | LA EASTERN-AC | 286
999966 | MCCVIC21 | LADWP | 500 | 26 | LA EASTERN-AC | 286
999947 | CRYMCC11 | LADWP | 500 | 26 | LA EASTERN-AC | 286
999888 | HDWN.G11 | SANDIEGO | 500 | 22 | SDG&E Bulk Power | 227
999887 | N.GIMP11 | SANDIEGO | 500 | 22 | SDG&E Bulk Power | 227
999885 | ECOMIG11 | SANDIEGO | 500 | 22 | SDG&E Bulk Power | 227
999884 | OCOSUN11 | SANDIEGO | 500 | 22 | SDG&E Bulk Power | 227
999879 | VINMES11 | SOCALIF | 500 | 24 | SCE MAIN SYSTEM | 240
999878 | EASMIR11 | SOCALIF | 500 | 24 | SCE MAIN SYSTEM | 240
999869 | MEAPER12 | WAPA L.C. | 500 | 19 | WAPA-DSW | 191
999868 | MEAPER11 | WAPA L.C. | 500 | 19 | WAPA-DSW | 191
999866 | CORSIL11 | SRP | 500 | 15 | SRP EHV 500 KV | 1500
999865 | CORSIL12 | SRP | 500 | 15 | SRP EHV 500 KV | 1500
999864 | HASN.G11 | SANDIEGO | 500 | 22 | SDG&E Bulk Power | 227
627202 | TOWNSEND 2 | MONTANA | 500 | 62 | HELENA_MT | 627
627201 | TOWNSEND 1 | MONTANA | 500 | 62 | HELENA_MT | 627
623512 | BROADVIEW | MONTANA | 500 | 62 | BILLINGS_MT | 623
623310 | BROADVIEW B | MONTANA | 500 | 62 | BILLINGS_MT | 623
623309 | BROADVIEW A | MONTANA | 500 | 62 | BILLINGS_MT | 623
623272 | BDVWSOLR 2 | MONTANA | 500 | 62 | BILLINGS_MT | 623
623207 | COLSTRIP 500 | MONTANA | 500 | 62 | COLSTRIP_MT | 628
623206 | NEXTERA 500 | MONTANA | 500 | 62 | COLSTRIP_MT | 628
623126 | COLSTRIPGSU4 | MONTANA | 500 | 62 | COLSTRIP_MT | 628
623125 | COLSTRIPGSU3 | MONTANA | 500 | 62 | COLSTRIP_MT | 628
450352 | CJ_OL_12 | NORTHWEST | 500 | 40 | Southern Oregon | 405
450351 | CJ_OL_11 | NORTHWEST | 500 | 40 | Southern Oregon | 405
411380 | WAUTOMA_CAP | NORTHWEST | 500 | 40 | Central Washington | 403
409890 | SLATT_SC1 | NORTHWEST | 500 | 40 | Lower Columbia Basin | 404
409571 | SCHULTZ_CAP2 | NORTHWEST | 500 | 40 | Central Washington | 403
409570 | SCHULTZ_CAP1 | NORTHWEST | 500 | 40 | Central Washington | 403
407230 | MCN_CAL_CIO | NORTHWEST | 500 | 40 | Lower Columbia Basin | 404
406874 | MALIN R4 | NORTHWEST | 500 | 40 | Southern Oregon | 405
404893 | BAKEOVEN_21 | NORTHWEST | 500 | 40 | Lower Columbia Basin | 404
24595 | MW_WRLWND_31 | SOCALIF | 500 | 24 | SCE MAIN SYSTEM | 240
404892 | BAKEOVEN_22 | NORTHWEST | 500 | 40 | Lower Columbia Basin | 404
404891 | BAKEOVEN_11 | NORTHWEST | 500 | 40 | Lower Columbia Basin | 404
404890 | BAKEOVEN_12 | NORTHWEST | 500 | 40 | Lower Columbia Basin | 404
403691 | DWORSHAK_PH | NORTHWEST | 500 | 40 | Southeast Washington | 407
403690 | DWORSHAK_CAP | NORTHWEST | 500 | 40 | Western Montana | 486
24594 | MW_WRLWND_32 | SOCALIF | 500 | 24 | SCE MAIN SYSTEM | 240
403231 | CUS_ING_CIO2 | NORTHWEST | 500 | 40 | Seattle Area, Olympic Peninsula | 400
403230 | CUS_ING_CIO1 | NORTHWEST | 500 | 40 | Seattle Area, Olympic Peninsula | 400
402873 | COLUMBIA_C22 | NORTHWEST | 500 | 40 | Central Washington | 403
402872 | COLUMBIA_C21 | NORTHWEST | 500 | 40 | Central Washington | 403
402871 | COLUMBIA_C12 | NORTHWEST | 500 | 40 | Central Washington | 403
402870 | COLUMBIA_C11 | NORTHWEST | 500 | 40 | Central Washington | 403
24593 | MW_VINCNT_21 | SOCALIF | 500 | 24 | SCE MAIN SYSTEM | 240
24592 | MW_VINCNT_22 | SOCALIF | 500 | 24 | SCE MAIN SYSTEM | 240
400510 | ALVEY_TIE | NORTHWEST | 500 | 40 | Western Oregon | 402
366700 | DALLASES | PG AND E | 500 | 30 | Conf Load (Central Coast) | 319
24591 | MW_VINCNT_11 | SOCALIF | 500 | 24 | SCE MAIN SYSTEM | 240
24590 | MW_VINCNT_12 | SOCALIF | 500 | 24 | SCE MAIN SYSTEM | 240
300551 | GT_MW_11 | PG AND E | 500 | 30 | Intertie | 300
300504 | LB_MW_13 | PG AND E | 500 | 30 | Intertie | 300
300503 | LB_MW_12 | PG AND E | 500 | 30 | Intertie | 300
300502 | LB_MW_11 | PG AND E | 500 | 30 | Intertie | 300
300501 | LB_GT_11 | PG AND E | 500 | 30 | Intertie | 300
300301 | VD_TS_11 | PG AND E | 500 | 30 | Intertie | 300
24573 | HAE SVCL | SOCALIF | 500 | 24 | SCE EAST OF LUGO 500/230kV | 955
300251 | MX_TR_11 | PG AND E | 500 | 30 | Intertie | 300
300202 | OL_MX_12 | PG AND E | 500 | 30 | Intertie | 300
300201 | OL_MX_11 | PG AND E | 500 | 30 | Intertie | 300
300154 | TM_TS_12 | PG AND E | 500 | 30 | Intertie | 300
300153 | TM_TS_11 | PG AND E | 500 | 30 | Intertie | 300
300152 | TM_VD_12 | PG AND E | 500 | 30 | Intertie | 300
300151 | TM_VD_11 | PG AND E | 500 | 30 | Intertie | 300
24572 | HAE SVC | SOCALIF | 500 | 24 | SCE EAST OF LUGO 500/230kV | 955
300054 | RM_TM_22 | PG AND E | 500 | 30 | Intertie | 300
300053 | RM_TM_21 | PG AND E | 500 | 30 | Intertie | 300
300052 | RM_TM_12 | PG AND E | 500 | 30 | Intertie | 300
300051 | RM_TM_11 | PG AND E | 500 | 30 | Intertie | 300
300006 | MN_RM_23 | PG AND E | 500 | 30 | Intertie | 300
300005 | MN_RM_22 | PG AND E | 500 | 30 | Intertie | 300
300004 | MN_RM_21 | PG AND E | 500 | 30 | Intertie | 300
300003 | MN_RM_12 | PG AND E | 500 | 30 | Intertie | 300
300002 | MN_RM_11 | PG AND E | 500 | 30 | Intertie | 300
300001 | CJ_OL_13 | PG AND E | 500 | 30 | Intertie | 300
24386 | MESA CAL | SOCALIF | 500 | 24 | SCE MAIN SYSTEM | 240
24385 | WEST TS | SOCALIF | 500 | 24 | SCE MAIN SYSTEM | 240
24384 | EAST TS | SOCALIF | 500 | 24 | SCE MAIN SYSTEM | 240
160500 | TORTOLITA | TEP | 500 | 16 | TEP | 160
24374 | REDBLUFF | SOCALIF | 500 | 24 | SCE EASTERN 500/230kV | 940
159999 | PL-RCTR3 | SRP | 500 | 15 | SRP EHV 500 KV | 1500
159998 | PL-RCTR2 | SRP | 500 | 15 | SRP EHV 500 KV | 1500
159997 | PL-RCTR1 | SRP | 500 | 15 | SRP EHV 500 KV | 1500
159970 | GILARIVR | SRP | 500 | 15 | SRP EHV 500 KV | 1500
155013 | ANPP_Q09_M | SRP | 500 | 15 | SRP EHV 500 KV | 1500
155011 | ANPP_Q09 | SRP | 500 | 15 | SRP EHV 500 KV | 1500
99982 | mid_99982 | ALBERTA | 500 | 54 | AIES-Calgary | 586
15180 | AVSOLAR | SRP | 500 | 15 | SRP OTHER SUB 69kV | 1508
24236 | RANCHVST | SOCALIF | 500 | 24 | SCE MAIN SYSTEM | 240
97941 | mid_97941 | MONTANA | 500 | 62 | BILLINGS_MT | 623
97940 | mid_97940 | MONTANA | 500 | 62 | BILLINGS_MT | 623
24156 | VINCENT | SOCALIF | 500 | 24 | SCE MAIN SYSTEM | 240
24151 | VALLEYSC | SOCALIF | 500 | 24 | SCE EASTERN 500/230kV | 940
81999 | mid_81999 | B.C.HYDRO | 500 | 50 | BC HYDRO | 500
81998 | mid_81998 | B.C.HYDRO | 500 | 50 | BC HYDRO | 500
24138 | SERRANO | SOCALIF | 500 | 24 | SCE MAIN SYSTEM | 240
81974 | mid_81974 | B.C.HYDRO | 500 | 50 | BC HYDRO | 500
81973 | mid_81973 | B.C.HYDRO | 500 | 50 | BC HYDRO | 500
81970 | mid_81970 | B.C.HYDRO | 500 | 50 | BC HYDRO | 500
81969 | mid_81969 | B.C.HYDRO | 500 | 50 | BC HYDRO | 500
81944 | mid_81944 | B.C.HYDRO | 500 | 50 | BC HYDRO | 500
81943 | mid_81943 | B.C.HYDRO | 500 | 50 | BC HYDRO | 500
81923 | mid_81923 | B.C.HYDRO | 500 | 50 | BC HYDRO | 500
81922 | mid_81922 | B.C.HYDRO | 500 | 50 | BC HYDRO | 500
81914 | mid_81914 | B.C.HYDRO | 500 | 50 | BC HYDRO | 500
81913 | mid_81913 | B.C.HYDRO | 500 | 50 | BC HYDRO | 500
81896 | mid_81896 | B.C.HYDRO | 500 | 50 | BC HYDRO | 500
81895 | mid_81895 | B.C.HYDRO | 500 | 50 | BC HYDRO | 500
81894 | mid_81894 | B.C.HYDRO | 500 | 50 | BC HYDRO | 500
81879 | mid_81879 | B.C.HYDRO | 500 | 50 | BC HYDRO | 500
81863 | mid_81863 | B.C.HYDRO | 500 | 50 | BC HYDRO | 500
81862 | mid_81862 | B.C.HYDRO | 500 | 50 | BC HYDRO | 500
81855 | mid_81855 | B.C.HYDRO | 500 | 50 | BC HYDRO | 500
81854 | mid_81854 | B.C.HYDRO | 500 | 50 | BC HYDRO | 500
81853 | mid_81853 | B.C.HYDRO | 500 | 50 | BC HYDRO | 500
24097 | MOHAVE | SOCALIF | 500 | 24 | SCE EAST OF LUGO 500/230kV | 955
81839 | mid_81839 | B.C.HYDRO | 500 | 50 | BC HYDRO | 500
81838 | mid_81838 | B.C.HYDRO | 500 | 50 | BC HYDRO | 500
81832 | mid_81832 | B.C.HYDRO | 500 | 50 | BC HYDRO | 500
81831 | mid_81831 | B.C.HYDRO | 500 | 50 | BC HYDRO | 500
24092 | MIRALOMA | SOCALIF | 500 | 24 | SCE MAIN SYSTEM | 240
81818 | mid_81818 | B.C.HYDRO | 500 | 50 | BC HYDRO | 500
81817 | mid_81817 | B.C.HYDRO | 500 | 50 | BC HYDRO | 500
81807 | mid_81807 | B.C.HYDRO | 500 | 50 | BC HYDRO | 500
81806 | mid_81806 | B.C.HYDRO | 500 | 50 | BC HYDRO | 500
81795 | mid_81795 | B.C.HYDRO | 500 | 50 | BC HYDRO | 500
81794 | mid_81794 | B.C.HYDRO | 500 | 50 | BC HYDRO | 500
24086 | LUGO | SOCALIF | 500 | 24 | SCE MAIN SYSTEM | 240
81793 | mid_81793 | B.C.HYDRO | 500 | 50 | BC HYDRO | 500
81792 | mid_81792 | B.C.HYDRO | 500 | 50 | BC HYDRO | 500
81791 | mid_81791 | B.C.HYDRO | 500 | 50 | BC HYDRO | 500
81790 | mid_81790 | B.C.HYDRO | 500 | 50 | BC HYDRO | 500
81772 | mid_81772 | B.C.HYDRO | 500 | 50 | BC HYDRO | 500
81771 | mid_81771 | B.C.HYDRO | 500 | 50 | BC HYDRO | 500
81753 | mid_81753 | B.C.HYDRO | 500 | 50 | BC HYDRO | 500
81752 | mid_81752 | B.C.HYDRO | 500 | 50 | BC HYDRO | 500
81722 | mid_81722 | B.C.HYDRO | 500 | 50 | BC HYDRO | 500
81721 | mid_81721 | B.C.HYDRO | 500 | 50 | BC HYDRO | 500
81720 | mid_81720 | B.C.HYDRO | 500 | 50 | BC HYDRO | 500
81719 | mid_81719 | B.C.HYDRO | 500 | 50 | BC HYDRO | 500
81718 | mid_81718 | B.C.HYDRO | 500 | 50 | BC HYDRO | 500
24042 | ELDORDO | SOCALIF | 500 | 24 | SCE EAST OF LUGO 500/230kV | 955
80746 | STC 5T3 | B.C.HYDRO | 500 | 50 | BC HYDRO | 500
80745 | STC 5T2 | B.C.HYDRO | 500 | 50 | BC HYDRO | 500
80744 | STC 5T1 | B.C.HYDRO | 500 | 50 | BC HYDRO | 500
45262 | KFALLS | NORTHWEST | 500 | 40 | PAC:KFAL | 484
15096 | CHUKAR | SRP | 500 | 15 | SRP OTHER SUB 69kV | 1508
45197 | MERIDINP | NORTHWEST | 500 | 40 | PAC:MDFD | 470
15095 | MESQUIT2 | SRP | 500 | 15 | SRP EHV 500 KV | 1500
15094 | MESQUIT1 | SRP | 500 | 15 | SRP EHV 500 KV | 1500
23311 | OCOTILLO 1 | SANDIEGO | 500 | 22 | SDG&E Bulk Power | 227
23310 | OCOTILLO | SANDIEGO | 500 | 22 | SDG&E Bulk Power | 227
15093 | HARQUAHA | SRP | 500 | 15 | SRP EHV 500 KV | 1500
15092 | ARLINTON | SRP | 500 | 15 | SRP OTHER SUB 69kV | 1508
15090 | HASSYAMP | SRP | 500 | 15 | SRP EHV 500 KV | 1500
15089 | JOJOBA | SRP | 500 | 15 | SRP EHV 500 KV | 1500
45095 | DIXONVLE | NORTHWEST | 500 | 40 | PAC:ROSE | 471
15088 | PINAL_W | SRP | 500 | 15 | SRP EHV 500 KV | 1500
15087 | DUKE | SRP | 500 | 15 | SRP EHV 500 KV | 1500
15080 | PINAL_C | SRP | 500 | 15 | SRP EHV 500 KV | 1500
45035 | CAPTJACK | NORTHWEST | 500 | 40 | Southern Oregon | 405
15061 | RUDD | SRP | 500 | 15 | SRP EHV 500 KV | 1500
45029 | BURNS | NORTHWEST | 500 | 40 | Southern Oregon | 405
22972 | AGUACAL1 | SANDIEGO | 500 | 22 | SDG&E Bulk Power | 227
15051 | BROWNING | SRP | 500 | 15 | SRP EHV 500 KV | 1500
22933 | ECO MP | SANDIEGO | 500 | 22 | SDG&E Bulk Power | 227
15041 | SILVERKG | SRP | 500 | 15 | SRP EHV 500 KV | 1500
15034 | PERKINS | SRP | 500 | 15 | SRP EHV 500 KV | 1500
22930 | ECO | SANDIEGO | 500 | 22 | SDG&E Bulk Power | 227
22911 | IV BK81 MP | SANDIEGO | 500 | 22 | SDG&E Bulk Power | 227
15032 | PERK PS2 | SRP | 500 | 15 | SRP EHV 500 KV | 1500
22889 | SNCRSMP2 | SANDIEGO | 500 | 22 | SDG&E Bulk Power | 227
15031 | PERK PS1 | SRP | 500 | 15 | SRP EHV 500 KV | 1500
22888 | SNCRSMP1 | SANDIEGO | 500 | 22 | SDG&E Bulk Power | 227
15021 | PALOVRDE | SRP | 500 | 15 | SRP EHV 500 KV | 1500
44617 | BURNS_CAP2 | NORTHWEST | 500 | 40 | Western Oregon | 402
22885 | SUNCREST | SANDIEGO | 500 | 22 | SDG&E Bulk Power | 227
15011 | KYRENE | SRP | 500 | 15 | SRP EHV 500 KV | 1500
15010 | SGRLF | SRP | 500 | 15 | SRP EHV 500 KV | 1500
44540 | MERIDINP_CAP | NORTHWEST | 500 | 40 | Western Oregon | 402
44539 | DIXNVILE_CAP | NORTHWEST | 500 | 40 | Western Oregon | 402
44537 | BURNS_CAP | NORTHWEST | 500 | 40 | Western Oregon | 402
44536 | SYCAN_32 | NORTHWEST | 500 | 40 | Southern Oregon | 405
44535 | SYCAN_31 | NORTHWEST | 500 | 40 | Southern Oregon | 405
15001 | CORONADO | SRP | 500 | 15 | SRP EHV 500 KV | 1500
44516 | SNOGOOSE | NORTHWEST | 500 | 40 | PAC:KFAL | 484
44257 | LOW_MON_PH1 | NORTHWEST | 500 | 40 | Southeast Washington | 407
44237 | LOW_GRN_PH1 | NORTHWEST | 500 | 40 | Southeast Washington | 407
44217 | LIT_GOS_PH1 | NORTHWEST | 500 | 40 | Southeast Washington | 407
44167 | CHEF_JO_PH6 | NORTHWEST | 500 | 40 | Central Washington | 403
44166 | CHEF_JO_PH5 | NORTHWEST | 500 | 40 | Central Washington | 403
44089 | JOHNDAY_PH4 | NORTHWEST | 500 | 40 | Lower Columbia Basin | 404
44088 | JOHNDAY_PH3 | NORTHWEST | 500 | 40 | Lower Columbia Basin | 404
44087 | JOHNDAY_PH2 | NORTHWEST | 500 | 40 | Lower Columbia Basin | 404
44086 | JOHNDAY_PH1 | NORTHWEST | 500 | 40 | Lower Columbia Basin | 404
43995 | SYCAN_22 | NORTHWEST | 500 | 40 | Southern Oregon | 405
43994 | SYCAN_21 | NORTHWEST | 500 | 40 | Southern Oregon | 405
43993 | FORT_RK_22 | NORTHWEST | 500 | 40 | Southern Oregon | 405
43992 | FORT_RK_21 | NORTHWEST | 500 | 40 | Southern Oregon | 405
43991 | SAND_SP_22 | NORTHWEST | 500 | 40 | Southern Oregon | 405
43990 | SAND_SP_21 | NORTHWEST | 500 | 40 | Southern Oregon | 405
43960 | MALIN R2 | NORTHWEST | 500 | 40 | Portland General - BES S/S | 451
14427 | Q227 | APS | 500 | 14 | APS | 141
22536 | N.GILA | SANDIEGO | 500 | 22 | SDG&E Bulk Power | 227
22472 | MIGUELMP | SANDIEGO | 500 | 22 | SDG&E Bulk Power | 227
22468 | MIGUEL | SANDIEGO | 500 | 22 | SDG&E Bulk Power | 227
22362 | IV BK82 MP | SANDIEGO | 500 | 22 | SDG&E Bulk Power | 227
22361 | IV BK80 MP | SANDIEGO | 500 | 22 | SDG&E Bulk Power | 227
22360 | IMPRLVLY | SANDIEGO | 500 | 22 | SDG&E Bulk Power | 227
22342 | HDWSH | SANDIEGO | 500 | 22 | SDG&E Bulk Power | 227
43487 | ROUNDB_STR | NORTHWEST | 500 | 40 | Portland General - BES S/S | 451
43485 | ROUND BU | NORTHWEST | 500 | 40 | Portland General - BES S/S | 451
43123 | COYOTE | NORTHWEST | 500 | 40 | Portland General - BES S/S | 451
43115 | COYO M1 | NORTHWEST | 500 | 40 | Portland General - BES S/S | 451
43050 | CARTYM1 | NORTHWEST | 500 | 40 | Portland General - BES S/S | 451
43048 | GRASSLND | NORTHWEST | 500 | 40 | Portland General - BES S/S | 451
43046 | CARTY | NORTHWEST | 500 | 40 | Portland General - BES S/S | 451
67826 | ANTICLIN | PACE | 500 | 65 | WY CENTRAL | 651
67795 | AEOLUS | PACE | 500 | 65 | WY EAST | 679