## Branch
From Number | From Name | To Number | To Name | From Nom kV | To Nom kV | From Area Name | To Area Name | Circuit | Status | Branch Device Type | Xfrmr | R | X | B | Lim MVA A | Lim MVA B | Lim MVA C
42405 | HYAK | 42340 | TWINFALL | 115 | 115 | KITTITAS | N.KING | 1 | Open | Line | NO | 0.00523 | 0.06074 | 0.01829 | 50.8 | 50.8 | 76.1
72107 | SLATERTS | 73049 | DELCAMIN | 115 | 115 | ZoneFH | ZoneFH | 1 | Closed | Line | NO | 0.0056 | 0.0215 | 0.0026 | 172 | 172 | 172
31960 | MOBILCHE | 31970 | WOODLD | 115 | 115 | Conf Load (Sacramento) | Conf Load (Sacramento) | 1 | Closed | Line | NO | 0.0005 | 0.0075 | 0 | 151.2 | 175.5 | 193.6
42442 | RATTLE S | 42340 | TWINFALL | 115 | 115 | N.KING | N.KING | 1 | Closed | Line | NO | 0.00276 | 0.01467 | 0.00382 | 45 | 45 | 72.7
38426 | PINEER | 38420 | TUOLUMN | 115 | 115 | Conf Load (TID) | Conf Load (TID) | 1 | Closed | Line | NO | 0.015 | 0.098 | 0.015 | 176 | 198 | 210
42720 | FREDRICK | 42777 | SPANAWAY | 115 | 115 | PIERCE | PIERCE | 1 | Closed | Line | NO | 0 | 0.0003 | 0 | 100 | 100 | 100
73455 | BLKFORTP | 73460 | BLK SQMV | 115 | 115 | ZoneCS | ZoneCS | 1 | Closed | Line | NO | 0.0029 | 0.0111 | 0.00148 | 144 | 144 | 144
74220 | SWEETGRASS | 74221 | BISON | 115 | 115 | ZoneEW | ZoneEW | 2 | Closed | Line | NO | 0.00099 | 0.00933 | 0.00136 | 285 | 285 | 285
42384 | BRIDLE | 42432 | NORTHRUP | 115 | 115 | N.KING | N.KING | 1 | Closed | Line | NO | 0.00243 | 0.01255 | 0.00204 | 211.1 | 211.1 | 249
72101 | PANDA_T | 72102 | SCHRAMM | 115 | 115 | ZoneEC | ZoneEC | 1 | Closed | Line | NO | 0.0008 | 0.0019 | 0.0002 | 68 | 68 | 68
31981 | HOWARDJCT1 | 31994 | GRAND IS | 115 | 115 | Conf Load (Sacramento) | Conf Load (Sacramento) | 1 | Closed | Line | NO | 0.05903 | 0.12869 | 0.01438 | 64.7 | 75.1 | 96
32970 | CLAYTN | 32973 | LAKEWD-C | 115 | 115 | Conf Load (Diablo) | Conf Load (Diablo) | 2 | Closed | Line | NO | 0.00879 | 0.0296 | 0.00451 | 239 | 239 | 239
31978 | DPWT_TP2 | 31984 | BRIGHTN | 115 | 115 | Conf Load (Sacramento) | Conf Load (Sacramento) | 1 | Closed | Line | NO | 0.00383 | 0.06819 | 0.01038 | 224 | 224 | 245
43645 | WILLBRDG | 43646 | WLBRTP2 | 115 | 115 | Portland General - BES NODE | Portland General - BES NODE | 1 | Open | Line | NO | 1e-05 | 5e-05 | 1e-05 | 198 | 198 | 266
31982 | HOWARDJCT2 | 31983 | HOWARDJCT3 | 115 | 115 | Conf Load (Sacramento) | Conf Load (Sacramento) | 1 | Open | Line | NO | 0 | 0.00031 | 0 | 64.7 | 75.1 | 96
74038 | WEST CHEY | 74056 | KINGRNCH | 115 | 115 | ZoneEW | ZoneEW | 1 | Closed | Line | NO | 0.00293 | 0.0144 | 0.00196 | 212 | 212 | 266
31984 | BRIGHTN | 31983 | HOWARDJCT3 | 115 | 115 | Conf Load (Sacramento) | Conf Load (Sacramento) | 1 | Closed | Line | NO | 0.00917 | 0.02485 | 0.00325 | 89.4 | 102 | 128.9
46717 | GIGHBR-2 | 46716 | GIGHBR# | 115 | 115 | Tacoma Power - General | Tacoma Power - Mutuals | 1 | Open | Line | NO | 0 | 0.0001 | 0 | 276.1 | 305.9 | 312.3
42602 | GLENCARN | 42636 | PANTHRLK | 115 | 115 | S.KING | S.KING | 1 | Closed | Line | NO | 0.00174 | 0.01285 | 0.00222 | 211.1 | 211.1 | 249
42385 | CENTER | 42426 | N BELVUE | 115 | 115 | N.KING | N.KING | 1 | Closed | Line | NO | 0.00078 | 0.00425 | 0.00068 | 211.1 | 211.1 | 249
40577 | IRBY | 48295 | ODESSA | 115 | 115 | AVA: Big Bend | AVA: Big Bend | 1 | Closed | Line | NO | 0.01111 | 0.04471 | 0.00612 | 122.7 | 122.7 | 180.9
40266 | CONDON+ | 40434 | FOSSIL | 115 | 115 | Lower Columbia Basin | Lower Columbia Basin | 1 | Closed | Line | NO | 0.05068 | 0.11135 | 0.01292 | 105.6 | 105.6 | 135.4
409211 | GRNDROND126# | 43223 | GRNDROND | 115 | 115 | Portland General - BES S/S | Portland General - BES S/S | 1 | Closed | Line | NO | 0 | 0.0003 | 0 | 137.4 | 137.4 | 167.3
42806 | TONO | 42887 | TONOBLUT | 115 | 115 | THURSTN | THURSTN | 1 | Closed | Line | NO | 0.00464 | 0.03698 | 0.00617 | 280.9 | 280.9 | 330.8
42803 | ST CLAIR | 42805 | ST CLR E | 115 | 115 | THURSTN | THURSTN | 1 | Closed | Line | NO | 0 | 0.0001 | 0 | 645 | 645 | 777
72107 | SLATERTS | 78107 | DEL CTAP | 115 | 115 | ZoneFH | PRPA | 1 | Closed | Line | NO | 0.0025 | 0.0095 | 0.0012 | 175 | 175 | 175
32250 | ELDORAD | 32481 | APLHTAP2 | 115 | 115 | Conf Load (Sierra) | Conf Load (Sierra) | 2 | Closed | Line | NO | 0.01671 | 0.03657 | 0.00434 | 64.7 | 75.1 | 96
79075 | EMPIRETS | 79180 | GRCUT TP | 115 | 115 | Zone69 | ZoneR4 | 1 | Closed | Line | NO | 0.00318 | 0.0091 | 0.00106 | 135 | 135 | 135
42787 | WOODLDSW | 42788 | WOODLNDP | 115 | 115 | PIERCE | PIERCE | 1 | Closed | Line | NO | 0.0005 | 0.00261 | 0.00042 | 211.1 | 211.1 | 249
42720 | FREDRICK | 42784 | TILCM TI | 115 | 115 | PIERCE | PIERCE | 1 | Closed | Line | NO | 0.01058 | 0.06236 | 0.01033 | 211.1 | 211.1 | 239
42930 | AGATE PA | 42964 | PT. MAD | 115 | 115 | KITSAP | KITSAP | 1 | Closed | Line | NO | 0.00339 | 0.01856 | 0.00297 | 211.1 | 211.1 | 249
42938 | E P ORCT | 42944 | FERNW TI | 115 | 115 | KITSAP | KITSAP | 1 | Open | Line | NO | 0.00168 | 0.0087 | 0.00141 | 110 | 110 | 180.3
79074 | E.CORTEZ | 79144 | LOSTCAN2 | 115 | 115 | ZoneR4 | ZoneR4 | 1 | Closed | Line | NO | 0.0125 | 0.0423 | 0.00592 | 119 | 119 | 119
32578 | SKGGS J2 | 32586 | HGHWY J2 | 115 | 115 | Conf Load (North Bay) | Conf Load (North Bay) | 1 | Closed | Line | NO | 0.0202 | 0.0437 | 0.0028 | 85.2 | 95.8 | 96
74060 | CPGSTN | 74080 | CAMPSTOOL | 115 | 115 | ZoneEW | ZoneEW | 2 | Closed | Line | NO | 0.00134 | 0.01321 | 0.00176 | 285 | 285 | 285
47417 | KAL IND | 47424 | NWDLND | 115 | 115 | Cowlitz County, WA | Cowlitz County, WA | 1 | Closed | Line | NO | 0.01042 | 0.03279 | 0.00158 | 118.3 | 158.8 | 187.6
31010 | LOW GAP1 | 31015 | BRDGVLLE | 115 | 115 | Conf Load (Humboldt) | Conf Load (Humboldt) | 1 | Closed | Line | NO | 0.03607 | 0.10379 | 0.01388 | 98.2 | 106 | 106
46924 | GIGHBR-1 | 46716 | GIGHBR# | 115 | 115 | Tacoma Power - General | Tacoma Power - Mutuals | 1 | Closed | Line | NO | 0 | 0.0001 | 0 | 276.1 | 305.9 | 312.3
42704 | ALDERTON | 42707 | ALDRTN W | 115 | 115 | PIERCE | PIERCE | 1 | Closed | Line | NO | 0 | 0.0001 | 0 | 645 | 645 | 777
42603 | GRADY | 42624 | METRORNE | 115 | 115 | S.KING | S.KINGI | 1 | Closed | Line | NO | 0.00155 | 0.00879 | 0.00148 | 208.9 | 208.9 | 246.4
31238 | MONROE1 | 31240 | SNTA RSA | 115 | 115 | Conf Load (N. Coast) | Conf Load (N. Coast) | 1 | Closed | Line | NO | 0.00442 | 0.01489 | 0.00227 | 224.3 | 224.3 | 239
44895 | WHTSTNE | 44894 | WHTSTNE | 115 | 230 | PAC:MDFD | PAC:MDFD | 1 | Closed | Transformer | YES | 0.00067 | 0.03139 | 0 | 250 | 280 | 300
71006 | RTLSNAKEB | 71017 | PEAKVIEWHI | 115 | 115 | ZoneWP | ZoneWP | 1 | Closed | Line | NO | 0.01475 | 0.05181 | 0.00662 | 60 | 159 | 159
45198 | GLIDE | 45091 | DIXONVLE | 115 | 115 | PAC:ROSE | PAC:ROSE | 1 | Closed | Line | NO | 0.01998 | 0.06347 | 0.00711 | 115 | 115 | 155
300110 | KERNRDGE_L18 | 300111 | KERNRDGE_L32 | 115 | 115 | Conf Load (Kern) | Conf Load (Kern) | 1 | Closed | Line | NO | 0.00456 | 0.01207 | 0.0017 | 98.2 | 112.1 | 141.8
40263 | COLV BPA | 48399 | SPIRIT | 115 | 115 | Spokane Area, N Idaho, W Montana | AVA: Big Bend | 1 | Closed | Line | NO | 0.00899 | 0.10294 | 0.01258 | 308.7 | 308.7 | 398.4
10930 | HLWR_1 | 10937 | HLWR_INT-BUS | 115 | 115 | PNM: EHV and Gen | PNM: EHV and Gen | 1 | Closed | TransformerWinding | YES | 0 | 0.0001 | 0 | 105 | 105 | 105
73139 | MYERS | 73140 | MYERS TP | 115 | 115 | ZoneEW | ZoneEW | 1 | Closed | Line | NO | 0.0016 | 0.0063 | 0.0008 | 14 | 14 | 14
43316 | MIDLGROV | 43822 | MIDGRV 2 | 115 | 115 | Portland General - BES NODE | Portland General - BES NODE | 1 | Open | Line | NO | 0.00329 | 0.01204 | 0.00193 | 174 | 174 | 226
74060 | CPGSTN | 74080 | CAMPSTOOL | 115 | 115 | ZoneEW | ZoneEW | 1 | Closed | Line | NO | 0.00134 | 0.01321 | 0.00176 | 285 | 285 | 285
42804 | ST CLR W | 42895 | HAWKS PR | 115 | 115 | THURSTN | THURSTN | 1 | Closed | Line | NO | 0.00186 | 0.01383 | 0.00268 | 143.8 | 143.8 | 236.6
42851 | MCAL.SPR | 42803 | ST CLAIR | 115 | 115 | THURSTN | THURSTN | 1 | Closed | Line | NO | 0.00066 | 0.00487 | 0.00096 | 280.9 | 280.9 | 330.8
32602 | NRTH TWR | 32620 | NTWRJCT2 | 115 | 115 | Conf Load (North Bay) | Conf Load (North Bay) | 1 | Closed | Line | NO | 0.0005 | 0.0005 | 0 | 73.5 | 75.1 | 98.2
43320 | MIDWAYTP1 | 43321 | MIDWAYPG | 115 | 115 | Portland General - BES NODE | Portland General - BES NODE | 1 | Closed | Line | NO | 0.0011 | 0.00568 | 0.00093 | 198 | 198 | 266
32974 | LAKEWD-M | 32976 | LK_REACT | 115 | 115 | Conf Load (Diablo) | Conf Load (Diablo) | 2 | Open | Line | NO | 0.0005 | 0.0151 | 0 | 159 | 159 | 159
11224 | DMD_HEAD | 11085 | LANE___# | 115 | 115 | EPE - Native Load | EPE - Native Load | 1 | Closed | Line | NO | 0.00233 | 0.01446 | 0.00233 | 185.4 | 247.4 | 185.4
79080 | CASCADEL | 79254 | COALBANK | 115 | 115 | Zone69 | ZoneR4 | 1 | Closed | Line | NO | 0.00734 | 0.02886 | 0.00356 | 79 | 79 | 79
10209 | MONTANOT | 10207 | MONTANO | 115 | 115 | PNM: Albuquerque | PNM: Albuquerque | 1 | Closed | Line | NO | 0.0014 | 0.0085 | 0.0013 | 156 | 156 | 196
70036 | ARAP_A | 70035 | ARAP_GEn | 115 | 115 | ZoneRD | ZoneRD | 1 | Closed | Line | NO | 0.0105 | 0.0113 | 0.058 | 1000 | 1000 | 1000
42800 | OLYMPA P | 42809 | OLY P N | 115 | 115 | THURSTN | THURSTN | 1 | Closed | Line | NO | 0 | 0.0001 | 0 | 303.6 | 303.6 | 353.8
43165 | EASTPORT | 43444 | RAMAPOTP1 | 115 | 115 | Portland General - BES NODE | Portland General - BES NODE | 1 | Closed | Line | NO | 0.00213 | 0.01179 | 0.00168 | 198 | 198 | 239
42741 | AIR PROD | 42755 | FAIRCHIL | 115 | 115 | PIERCEI | PIERCEI | 1 | Closed | Line | NO | 0.00042 | 0.00227 | 0.00034 | 110 | 110 | 180.3
32018 | GOLDHILL | 32275 | CPM TAP | 115 | 115 | Conf Load (Sierra) | Conf Load (Sierra) | 1 | Closed | Line | NO | 0.00457 | 0.02823 | 0.00336 | 302 | 302 | 330
15103 | BONNEYTP | 15138 | CRUSHER | 115 | 115 | SRP EMA 115kV | SRP EMA 115kV | 1 | Closed | Line | NO | 0.06163 | 0.1839 | 0.02372 | 135.1 | 143.8 | 135.1
32598 | NTWR ALT | 32608 | CRQNZTP2 | 115 | 115 | Conf Load (North Bay) | Conf Load (North Bay) | 1 | Closed | Line | NO | 0.0115 | 0.0212 | 0.0014 | 61.7 | 69.7 | 82.7
42934 | CHICO | 42977 | SILVRTAP | 115 | 115 | KITSAP | KITSAP | 1 | Closed | Line | NO | 0.0044 | 0.02273 | 0.00371 | 208.9 | 208.9 | 246.4
42910 | S.BREM E | 42972 | SHERIDNP | 115 | 115 | KITSAP | KITSAP | 1 | Closed | Line | NO | 0.00465 | 0.03364 | 0.0059 | 164.5 | 164.5 | 219.3
42894 | FR.GROVE | 42896 | PL.GLADE | 115 | 115 | THURSTN | THURSTN | 1 | Closed | Line | NO | 0.00128 | 0.00953 | 0.00183 | 280.9 | 280.9 | 330.8
11078 | HATCH | 11195 | LEASBURG | 115 | 115 | EPE - Native Load | EPE - Native Load | 1 | Open | Line | NO | 0.0539 | 0.1402 | 0.0165 | 86.4 | 115.7 | 86.4
40023 | AHSAHKA# | 40367 | DWORSHAK | 115 | 115 | Spokane Area Publics | Southeast Washington | 1 | Closed | Line | NO | 0.0008 | 0.00484 | 0.0006 | 213.1 | 213.1 | 274.9
31983 | HOWARDJCT3 | 31993 | BRKRJCT | 115 | 115 | Conf Load (Sacramento) | Conf Load (Sacramento) | 1 | Closed | Line | NO | 0.03211 | 0.08115 | 0.01047 | 89.4 | 102 | 128.9
48165 | IRVIN | 48299 | OPPORTUN | 115 | 115 | AVA: Spokane | AVA: Spokane | 1 | Closed | Line | NO | 0.00208 | 0.01105 | 0.00176 | 149.4 | 149.4 | 220.9
48047 | BRONX | 48293 | ODEN | 115 | 115 | AVA: Coeur D'Alene | AVA: Coeur D'Alene | 1 | Closed | Line | NO | 0.00637 | 0.03682 | 0.00526 | 204.6 | 204.6 | 239
47417 | KAL IND | 47431 | PORT KAL | 115 | 115 | Cowlitz County, WA | Cowlitz County, WA | 1 | Closed | Line | NO | 0.00196 | 0.00563 | 0.00905 | 118.3 | 158.8 | 187.6
47146 | CRANE_HEC | 47145 | LAWEN_HEC+ | 115 | 115 | Southern Oregon | Southern Oregon | 1 | Closed | Line | NO | 0.04295 | 0.07574 | 0.00622 | 35 | 35 | 35
34728 | LIVE OAK | 34752 | KERN PWR | 115 | 115 | Conf Load (Kern) | Conf Load (Kern) | 1 | Closed | Line | NO | 0.01745 | 0.06268 | 0.00803 | 82.9 | 96.4 | 124.1
34700 | SMYRNA | 34708 | MCKIBBEN | 115 | 115 | Conf Load (Kern) | Conf Load (Kern) | 1 | Closed | Line | NO | 0.00433 | 0.03178 | 0.0049 | 164.3 | 194.2 | 239
46717 | GIGHBR-2 | 46746 | LODHLM-2 | 115 | 115 | Tacoma Power - General | Tacoma Power - General | 1 | Closed | Line | NO | 0.0026 | 0.00861 | 0.00128 | 112.9 | 125.7 | 149.2
46651 | NORTHEAST_B | 46674 | ALEXANDR | 115 | 115 | Tacoma Power - General | Tacoma Power - General | 1 | Closed | Line | NO | 0.00094 | 0.0038 | 0.00206 | 154.6 | 179.7 | 292.4
31956 | CORDELLT | 31958 | CORDELIA | 115 | 115 | Conf Load (Sacramento) | Conf Load (Sacramento) | 1 | Open | Line | NO | 0.0029 | 0.0059 | 0.0007 | 71.5 | 80.9 | 96
31500 | BUTTE | 31501 | CHICOTP1 | 115 | 115 | Conf Load (N. Valley) | Conf Load (N. Valley) | 1 | Closed | Line | NO | 0.01633 | 0.0803 | 0.01262 | 125.7 | 147.8 | 193.6
631051 | HAVRE WAPA | 99056 | mid_99056 | 115 | 161 | NOGF_WAUW | NOGF_WAUW | 1 | Closed | TransformerWinding | YES | 0.01239 | -0.00945 | 0 | 75 | 93.8 | 93.8
42573 | ENUMCLAW | 42509 | KRAINCOR | 115 | 115 | S.KING | PIERCE | 1 | Closed | Line | NO | 0.00129 | 0.00932 | 0.00191 | 143.8 | 143.8 | 159.4
42413 | LAKEHILL | 42438 | PHANTOM | 115 | 115 | N.KING | N.KING | 1 | Closed | Line | NO | 0.00115 | 0.00964 | 0.00178 | 281 | 281 | 331
42396 | EVERGREN | 42409 | KENILWTH | 115 | 115 | N.KING | N.KING | 1 | Closed | Line | NO | 0.0017 | 0.00888 | 0.00142 | 211.1 | 211.1 | 249
31225 | HGHLNDJ1 | 31262 | CACHE J2 | 115 | 115 | Conf Load (N. Coast) | Conf Load (N. Coast) | 1 | Closed | Line | NO | 0.0102 | 0.0301 | 0.0039 | 87.6 | 102.4 | 119.5
43461 | RIVRGT A | 43463 | RIVRGT B | 115 | 115 | Portland General - BES S/S | Portland General - BES S/S | 1 | Open | Line | NO | 0 | 0.0003 | 0 | 398 | 398 | 552
73098 | KODAK | 73558 | WHITNEY | 115 | 115 | ZoneFH | ZoneFH | 2 | Closed | Line | NO | 0 | 0.0003 | 0 | 120 | 120 | 120
45206 | GRANT PP | 45232 | HILLVIEW | 115 | 115 | PAC:WLMT | PAC:WLMT | 1 | Closed | Line | NO | 0.0085 | 0.02341 | 0.00339 | 127 | 127 | 172
33036 | LINDETP1 | 32961 | CLMBATAP | 115 | 115 | Conf Load (Diablo) | Conf Load (Diablo) | 1 | Closed | Line | NO | 0.0005 | 0.0005 | 0 | 87.6 | 102.4 | 132.7
43347 | MURRAY H | 43808 | MURRAY#2 | 115 | 115 | Portland General - BES S/S | Portland General - BES NODE | 1 | Closed | Line | NO | 0 | 0.0003 | 0 | 219 | 219 | 285
40255 | COLBERT# | 40495 | HALFMOON+ | 115 | 115 | Spokane Area Publics | Spokane Area, N Idaho, W Montana | 1 | Closed | Line | NO | 2e-05 | 0.00019 | 3e-05 | 278.9 | 278.9 | 358.5
73041 | CARTERMT TAP | 73197 | THERMOPL | 115 | 115 | ZoneBH | ZoneBH | 1 | Closed | Line | NO | 0.0238 | 0.2404 | 0.0304 | 140 | 140 | 140
42047 | BAKERVUE | 42079 | PLYMOUTH | 115 | 115 | WHATCOM | WHATCOM | 1 | Closed | Line | NO | 0.00145 | 0.00753 | 0.00121 | 211.1 | 211.1 | 249
44544 | GROMORE | 45345 | WILEY | 115 | 115 | PAC:YKMA | PAC:YKMA | 1 | Closed | Line | NO | 0.01046 | 0.0202 | 0.0027 | 88 | 97 | 126
46150 | COUL2GPD | 40283 | GND_COULE_S1 | 115 | 115 | Grant County, WA | Central Washington | 1 | Closed | Line | NO | 0.00204 | 0.00861 | 0.0011 | 167.7 | 167.7 | 215.9
10082 | CORRALB | 10302 | SARA_CS | 115 | 115 | PNM: Sandoval | PNM: Sandoval | 1 | Closed | Line | NO | 0.00041 | 0.00157 | 0.0002 | 133 | 133 | 133
73140 | MYERS TP | 73154 | POLE CK | 115 | 115 | ZoneEW | ZoneEW | 1 | Closed | Line | NO | 0.0156 | 0.0647 | 0.0076 | 119 | 119 | 119
78119 | TERRY | 78121 | FORDHAM | 115 | 115 | PRPA | PRPA | 1 | Closed | Line | NO | 0.00112 | 0.00865 | 0.03346 | 165 | 165 | 165
43809 | OAKHILL1 | 43720 | OAKHILLS | 115 | 115 | Portland General - BES NODE | Portland General - BES NODE | 1 | Open | Line | NO | 0.00034 | 0.00177 | 0.00028 | 198 | 198 | 266
32559 | MTCLPHJ2 | 32560 | MNTCLOPH | 115 | 115 | Conf Load (North Bay) | Conf Load (North Bay) | 1 | Closed | Line | NO | 0.0022 | 0.0037 | 0.0004 | 59.2 | 68.7 | 88.2
32996 | SHELLJ1 | 32990 | MARTNZ D | 115 | 115 | Conf Load (Diablo) | Conf Load (Diablo) | 1 | Closed | Line | NO | 0.0005 | 0.0005 | 0 | 125.7 | 147.8 | 158.9
15114 | MIAMI | 15137 | MIAMI 3 | 115 | 115 | SRP EMA 115kV | SRP EMA 115kV | 1 | Closed | Line | NO | 0.0003 | 0.0006 | 0 | 203.2 | 203.2 | 203.2
43713 | MARKET | 43318 | MIDGRV # | 115 | 115 | Portland General - BES S/S | Portland General - BES NODE | 1 | Closed | Line | NO | 0.00188 | 0.01008 | 0.00154 | 198 | 198 | 266
42880 | PATTERSN | 42804 | ST CLR W | 115 | 115 | THURSTN | THURSTN | 1 | Closed | Line | NO | 0.00271 | 0.01468 | 0.00218 | 170.9 | 170.9 | 219.3
31980 | DPWTR_TP | 31990 | DAVIS | 115 | 115 | Conf Load (Sacramento) | Conf Load (Sacramento) | 1 | Closed | Line | NO | 0.01192 | 0.05688 | 0.00904 | 125.7 | 147.8 | 193.6
31220 | EGLE RCK | 31221 | GEYSR11 | 115 | 115 | Conf Load (N. Coast) | Conf Load (N. Coast) | 1 | Closed | Line | NO | 0.00065 | 0.00477 | 0.00074 | 164.3 | 194.2 | 239
32553 | MNTCLOJ2 | 32554 | MONTCLLO | 115 | 115 | Conf Load (North Bay) | Conf Load (North Bay) | 1 | Closed | Line | NO | 0.0005 | 0.0005 | 0.0001 | 59.2 | 68.7 | 88.2
40143 | BOUNDARY | 40732 | METALINE# | 115 | 115 | Spokane Area, N Idaho, W Montana | AVA: Pend Oreille PUD | 1 | Closed | Line | NO | 0.00876 | 0.04899 | 0.00682 | 170 | 174 | 226
43320 | MIDWAYTP1 | 43444 | RAMAPOTP1 | 115 | 115 | Portland General - BES NODE | Portland General - BES NODE | 1 | Closed | Line | NO | 0.00066 | 0.00367 | 0.00052 | 198 | 198 | 239
15112 | KEARNYTP | 15111 | KEARNY | 115 | 115 | SRP EMA 115kV | SRP EMA 115kV | 1 | Closed | Line | NO | 4e-05 | 0.00017 | 2e-05 | 19.9 | 19.9 | 19.9
15110 | GASCLEAN | 15133 | ELLISOTP | 115 | 115 | SRP EMA 115kV | SRP EMA 115kV | 1 | Closed | Line | NO | 0.0003 | 0.0013 | 0.0002 | 119.5 | 119.5 | 119.5
40389 | ELLISFRD# | 41151 | WHITESTN# | 115 | 115 | Central Washington | Central Washington | 1 | Closed | Line | NO | 0.01064 | 0.01734 | 0.00027 | 60 | 60 | 60
43381 | ORENCO | 43481 | ROSEWAY | 115 | 115 | Portland General - BES S/S | Portland General - BES NODE | 1 | Closed | Line | NO | 0.00304 | 0.01567 | 0.00259 | 198 | 198 | 239
43237 | HARSNPGE | 43820 | MARQUAM | 115 | 115 | Portland General - BES S/S | Portland General - BES S/S | 1 | Closed | Line | NO | 0.00058 | 0.00518 | 0.01272 | 198 | 198 | 266
15108 | HAYDENAZ | 15112 | KEARNYTP | 115 | 115 | SRP EMA 115kV | SRP EMA 115kV | 1 | Closed | Line | NO | 0.01648 | 0.0491 | 0.00632 | 99 | 111.2 | 99
11220 | PENDALE | 11085 | LANE___# | 115 | 115 | EPE - Native Load | EPE - Native Load | 1 | Closed | Line | NO | 0.00129 | 0.00804 | 0.00124 | 184.8 | 199.6 | 184.8
43157 | E SUBSTA | 43792 | WILBRDG# | 115 | 115 | Portland General - BES S/S | Portland General - BES NODE | 1 | Closed | Line | NO | 0.00349 | 0.01914 | 0.00281 | 198 | 198 | 266
10533 | MENDOZAT | 12089 | WINGATE | 115 | 115 | PNM: Other | TSGT: Western NM | 1 | Closed | Line | NO | 0.01514 | 0.03145 | 0.00396 | 114 | 114 | 114
40047 | ALVEY_N | 41013 | SPRINGFIELD | 115 | 115 | Western Oregon | Western Oregon | 1 | Closed | Line | NO | 0.00934 | 0.02505 | 0.00354 | 66 | 119 | 110
43211 | GRDNHOM2 | 43213 | GRDNHOME | 115 | 115 | Portland General - BES NODE | Portland General - BES NODE | 1 | Closed | Line | NO | 0.00019 | 0.00099 | 0.00016 | 198 | 198 | 266
42800 | OLYMPA P | 42810 | OLY P S | 115 | 115 | THURSTN | THURSTN | 1 | Closed | Line | NO | 0 | 0.0001 | 0 | 645 | 645 | 777
623155 | ARMELLSCREEK | 623156 | CASTLEROCK T | 115 | 115 | BILLINGS_MT | BILLINGS_MT | 1 | Closed | Line | NO | 0.0134 | 0.03223 | 0.00441 | 105.6 | 105.6 | 105.6
42410 | KENMORE | 42325 | MORLANDS | 115 | 115 | N.KING | N.KING | 1 | Closed | Line | NO | 0.00052 | 0.00408 | 0.00071 | 280.9 | 280.9 | 330.8
42851 | MCAL.SPR | 42768 | HOLDN TP | 115 | 115 | THURSTN | PIERCE | 1 | Closed | Line | NO | 0.00892 | 0.06155 | 0.01211 | 211.1 | 211.1 | 249
45497 | WINECTRY | 41291 | WINECTRY | 115 | 230 | PAC:YKMA | Lower Columbia Basin | 1 | Closed | Transformer | YES | 0.0006 | 0.03359 | 0 | 250 | 280 | 300
13301 | BUCKMAN | 13314 | WHITEROK | 115 | 115 | PNM: Santa Fe | Los Alamos County | 1 | Closed | Line | NO | 0.0153 | 0.0468 | 0.0055 | 116 | 116 | 116
35917 | PRNDL J2 | 35922 | MOSSLNSW | 115 | 115 | Conf Load (Central Coast) | Conf Load (Central Coast) | 1 | Closed | Line | NO | 0.01201 | 0.0364 | 0.00499 | 261.1 | 261.1 | 244.8
43054 | CORNEL | 43056 | CORNEL # | 115 | 115 | Portland General - BES NODE | Portland General - BES NODE | 1 | Closed | Line | NO | 0.00113 | 0.00596 | 0.00096 | 219 | 219 | 239
42972 | SHERIDNP | 42981 | TRACYTON | 115 | 115 | KITSAP | KITSAP | 1 | Closed | Line | NO | 0.00157 | 0.00874 | 0.00146 | 170.9 | 170.9 | 219.3
32593 | JCPMPJCT | 32604 | MREIS JC | 115 | 115 | Conf Load (North Bay) | Conf Load (North Bay) | 1 | Closed | Line | NO | 0.02 | 0.0576 | 0.0036 | 87.6 | 102 | 119.5
10172 | LEYENDKR | 10341 | TL-1 | 115 | 115 | PNM: Albuquerque | PNM: Albuquerque | 1 | Closed | Line | NO | 0.0019 | 0.0068 | 0.00092 | 156 | 156 | 196
10478 | RIOPUERC | 10470 | PRGRSS | 115 | 115 | PNM: Sandoval | PNM: Sandoval | 1 | Closed | Line | NO | 0.00812 | 0.04384 | 0.00797 | 200 | 200 | 269
42935 | CHRISCNR | 42965 | PTGAMBLE | 115 | 115 | KITSAP | KITSAP | 1 | Closed | Line | NO | 0.00496 | 0.02615 | 0.00409 | 108.8 | 108.8 | 178.1
13011 | RUIDOSO | 12138 | C_CANYON | 115 | 115 | PNM: Southeast | TSGT: Southern NM | 1 | Closed | Line | NO | 0.0056 | 0.0208 | 0.00256 | 64 | 64 | 64
32000 | VACAVLL1 | 32006 | VCVLLE1J | 115 | 115 | Conf Load (Sacramento) | Conf Load (Sacramento) | 1 | Closed | Line | NO | 0.00378 | 0.0183 | 0.00291 | 125.7 | 147.8 | 193.6
42933 | C KITSAP | 42907 | VALLYJCT | 115 | 115 | KITSAP | KITSAP | 1 | Closed | Line | NO | 0.00214 | 0.01087 | 0.00185 | 208.9 | 208.9 | 246.4
42894 | FR.GROVE | 42897 | PLUM | 115 | 115 | THURSTN | THURSTN | 1 | Closed | Line | NO | 0.00181 | 0.0135 | 0.0026 | 280.9 | 280.9 | 330.8
74038 | WEST CHEY | 74040 | SWANRNCH | 115 | 115 | ZoneEW | ZoneEW | 1 | Closed | Line | NO | 0.00318 | 0.03784 | 0.00531 | 212 | 212 | 212
74038 | WEST CHEY | 74200 | CORWNDHI | 115 | 115 | ZoneEW | ZoneEW | 1 | Closed | Line | NO | 0.00056 | 0.0032 | 0.00076 | 217 | 217 | 217
36253 | FTHILTP2 | 36250 | FOOTHILL | 115 | 115 | Conf Load (Los Padres) | Conf Load (Los Padres) | 1 | Closed | Line | NO | 0.0005 | 0.0005 | 0 | 140 | 159.7 | 193.6
35919 | SOLEDAD | 35931 | SLDAD 5M | 115 | 115 | Conf Load (Central Coast) | Conf Load (Central Coast) | 1 | Closed | Transformer | YES | 0.00185 | 0.06735 | 0 | 38 | 45 | 38
40442 | FRANKL W | 40915 | SACJWA# | 115 | 115 | Lower Columbia Basin | Lower Columbia Basin | 2 | Closed | Line | NO | 0.00405 | 0.04636 | 0.00711 | 288.8 | 288.8 | 412.3
48394 | S_OTHELLOTAP | 48307 | OTHELLO | 115 | 115 | AVA: Big Bend | AVA: Big Bend | 1 | Closed | Line | NO | 0.00382 | 0.02206 | 0.00315 | 314.3 | 314.3 | 345.8
35627 | BARTRC_J | 35628 | BARTRC | 115 | 115 | Conf Load (San Jose) | Non-conf Load (San Jose) | 1 | Closed | Line | NO | 0.00022 | 0.00064 | 9e-05 | 96.5 | 109.6 | 131.8
48165 | IRVIN | 48405 | SPKINDPK | 115 | 115 | AVA: Spokane | AVA: Spokane | 1 | Closed | Line | NO | 0.00259 | 0.01128 | 0.0017 | 119.7 | 119.7 | 176.5
48111 | DOWERRDT | 48329 | POST FLS | 115 | 115 | AVA: Coeur D'Alene | AVA: Coeur D'Alene | 1 | Closed | Line | NO | 0.00304 | 0.01125 | 0.00178 | 119.7 | 119.7 | 176.5
48047 | BRONX | 48377 | SANDPT A | 115 | 115 | AVA: Coeur D'Alene | AVA: Coeur D'Alene | 1 | Closed | Line | NO | 0.00469 | 0.02706 | 0.00387 | 204.6 | 204.6 | 239
35127 | WESTRN_D | 35112 | NUMMI | 115 | 115 | Conf Load (Mission) | Conf Load (Mission) | 1 | Closed | Line | NO | 0.0016 | 0.00446 | 5e-05 | 97.2 | 110.3 | 132.7
47418 | LEWISRVR | 47424 | NWDLND | 115 | 115 | Cowlitz County, WA | Cowlitz County, WA | 1 | Closed | Line | NO | 0.00266 | 0.01443 | 0.00383 | 171.1 | 200.2 | 239
47317 | 119TH ST | 47241 | SW51 | 115 | 115 | Clark County, WA | Clark County, WA | 1 | Closed | Line | NO | 0.00195 | 0.01044 | 0.00174 | 155 | 175.5 | 229.3
47165 | HANLY R1 | 47145 | LAWEN_HEC+ | 115 | 115 | Southern Oregon | Southern Oregon | 1 | Closed | Line | NO | 0.04796 | 0.08457 | 0.00694 | 35 | 35 | 35
47293 | DISCOVERY# | 47072 | PT_MILL_2# | 115 | 115 | Seattle Area, Olympic Peninsula | Seattle Area, Olympic Peninsula | 1 | Closed | Line | NO | 0.00352 | 0.01961 | 0.0066 | 110 | 110 | 176
47032 | PT_TWN_1# | 47034 | PT_TWN_2# | 115 | 115 | Seattle Area, Olympic Peninsula | Seattle Area, Olympic Peninsula | 1 | Closed | Line | NO | 0.00525 | 0.02502 | 0.00432 | 102 | 102 | 133.1
46898 | ANDYORKW | 46880 | SUNNYSLP | 115 | 115 | Central Washington | Central Washington | 1 | Closed | Line | NO | 0.00313 | 0.01913 | 0.00314 | 182.3 | 182.3 | 239
46811 | N WENATC | 46880 | SUNNYSLP | 115 | 115 | Central Washington | Central Washington | 1 | Closed | Line | NO | 0.00193 | 0.01177 | 0.00194 | 182.3 | 182.3 | 239
46768 | RSVLTTP | 46785 | WAPATOTP | 115 | 115 | Tacoma Power - General | Tacoma Power - General | 1 | Closed | Line | NO | 0.00097 | 0.00749 | 0.00134 | 219.3 | 252.6 | 292
46922 | ARTNDL-2 | 46717 | GIGHBR-2 | 115 | 115 | Tacoma Power - General | Tacoma Power - General | 1 | Closed | Line | NO | 0.00073 | 0.00606 | 0.00111 | 278.5 | 318.3 | 334.8
46690 | CRANDLTP | 46764 | PORTLND | 115 | 115 | Tacoma Power - General | Tacoma Power - General | 1 | Closed | Line | NO | 0.0007 | 0.00542 | 0.00097 | 219.3 | 252.6 | 292
46651 | NORTHEAST_B | 46743 | LINDETP | 115 | 115 | Tacoma Power - General | Tacoma Power - General | 1 | Closed | Line | NO | 0.00116 | 0.00896 | 0.0016 | 276.1 | 305.9 | 312.3
46613 | CUSHMN1 | 46614 | N_FORK-1 | 115 | 115 | Tacoma Power - General | Tacoma Power - General | 1 | Closed | Line | NO | 0.00664 | 0.01362 | 0.00168 | 47 | 53.4 | 84.3
42940 | FERNWD T | 42944 | FERNW TI | 115 | 115 | KITSAP | KITSAP | 1 | Closed | Line | NO | 0.00117 | 0.00615 | 0.00098 | 110 | 110 | 180.3
42642 | ROBINSN | 42645 | S.DMOINE | 115 | 115 | S.KING | S.KING | 1 | Closed | Line | NO | 0.00388 | 0.00283 | 0.08048 | 101 | 101 | 101
42620 | MARINVUE | 42660 | WEYHRSRT | 115 | 115 | S.KING | S.KING | 1 | Closed | Line | NO | 0.00243 | 0.01563 | 0.00261 | 110 | 110 | 180.3
42613 | LEAHILL | 42647 | SEQUOIA | 115 | 115 | S.KING | S.KING | 1 | Closed | Line | NO | 0.0023 | 0.01196 | 0.00195 | 211.1 | 211.1 | 249
31497 | NDAME J | 31498 | SYCAMORE | 115 | 115 | Conf Load (N. Valley) | Conf Load (N. Valley) | 1 | Closed | Line | NO | 0.00528 | 0.01921 | 0.00284 | 88 | 102 | 193
31478 | TBLM JCT | 31494 | BIGBENTP | 115 | 115 | Conf Load (N. Valley) | Conf Load (N. Valley) | 1 | Closed | Line | NO | 0.01478 | 0.05389 | 0.00643 | 79.7 | 79.7 | 79.7
42509 | KRAINCOR | 42577 | OSCEOLA | 115 | 115 | PIERCE | S.KING | 1 | Closed | Line | NO | 0.00332 | 0.01729 | 0.00276 | 110 | 110 | 159.4
11340 | CE2TAP | 11054 | CROMO | 115 | 115 | EPE - Native Load | EPE - Native Load | 1 | Closed | Line | NO | 0.00283 | 0.01264 | 0.00165 | 135.4 | 179.5 | 135.4
44896 | CANYVLLE | 44879 | RIDDLE | 115 | 115 | PAC:ROSE | PAC:ROSE | 1 | Closed | Line | NO | 0.01342 | 0.02565 | 0.00355 | 89 | 109 | 127
31230 | HOMEPROC | 31232 | HOMEGRND | 115 | 115 | Conf Load (N. Coast) | Conf Load (N. Coast) | 1 | Closed | Line | NO | 0.0167 | 0.0254 | 0.0036 | 59 | 68.5 | 88.2
31228 | HOMSTKTP | 31230 | HOMEPROC | 115 | 115 | Conf Load (N. Coast) | Conf Load (N. Coast) | 1 | Closed | Line | NO | 0.0433 | 0.0658 | 0.0093 | 59.2 | 68.7 | 88.2
42390 | CRESTWD | 42430 | NORKIRK | 115 | 115 | N.KING | N.KING | 1 | Closed | Line | NO | 0.00111 | 0.00582 | 0.00093 | 110 | 110 | 180.3
31998 | VACA-DIX | 32004 | VCVLLE2J | 115 | 115 | Conf Load (Sacramento) | Conf Load (Sacramento) | 1 | Closed | Line | NO | 0.00204 | 0.00991 | 0.00159 | 125.7 | 147.8 | 193.6
40569 | ICE_HARBOR_3 | 40647 | LEVEY+ | 115 | 115 | Lower Columbia Basin | Lower Columbia Basin | 3 | Closed | Line | NO | 0.0004 | 0.00489 | 0.00067 | 288.8 | 288.8 | 398.4
10060 | CENTRALP | 10521 | SNOW_VISTA | 115 | 115 | PNM: Albuquerque | PNM: Albuquerque | 1 | Closed | Line | NO | 0.0022 | 0.0097 | 0.0012 | 156 | 156 | 196
45505 | TOKETEE | 45506 | TOKETESS | 115 | 115 | PAC:ROSE | PAC:ROSE | 1 | Closed | Line | NO | 6e-05 | 0.00032 | 5e-05 | 104 | 128 | 139
37961 | BSNS P1 | 37919 | EAST RDG | 115 | 115 | Conf Load (Redding) | Conf Load (Redding) | 1 | Closed | Line | NO | 0.00597 | 0.01892 | 0.00275 | 189 | 209 | 169
73256 | LYMANTP | 73568 | WHTROCK | 115 | 115 | ZoneEW | ZoneEW | 1 | Closed | Line | NO | 0.05447 | 0.18187 | 0.02302 | 109 | 109 | 109
11143 | SCOTSDAL | 11167 | VISTA__# | 115 | 115 | EPE - Native Load | EPE - Native Load | 1 | Closed | Line | NO | 0.00782 | 0.0276 | 0.00416 | 135.4 | 179.5 | 135.4
73076 | GUERNTAP | 73359 | LIMESTON | 115 | 115 | ZoneEW | ZoneEW | 1 | Closed | Line | NO | 0.0075 | 0.025 | 0.0032 | 40 | 40 | 40
11379 | NBLISS | 11126 | NEW_SHEARMAN | 115 | 115 | EPE - Native Load | EPE - Native Load | 1 | Closed | Line | NO | 0.01347 | 0.05058 | 0.00658 | 135.4 | 179.5 | 135.4
45085 | DELNORTE | 45392 | GASQUET | 115 | 115 | PAC:CRES | PAC:CRES | 1 | Closed | Line | NO | 0.01902 | 0.05701 | 0.00695 | 112 | 123 | 161
73412 | MIDWAYBR | 73416 | RANCHO | 115 | 115 | ZoneCS | ZoneCS | 1 | Closed | Line | NO | 0.0032 | 0.0127 | 0.00152 | 119 | 119 | 119
73414 | FOXRUN | 78664 | FLYHORSE N | 115 | 115 | ZoneCS | CSU | 1 | Closed | Line | NO | 0.00465 | 0.018 | 0.00231 | 142 | 157 | 142
42070 | LKLOUISE | 42071 | LKLOUIST | 115 | 115 | WHATCOM | WHATCOM | 1 | Closed | Line | NO | 0.0092 | 0.0259 | 0.00365 | 71.7 | 71.7 | 116.7
300103 | KERNRDGE_S17 | 300120 | KERNRDGE_L06 | 115 | 115 | Conf Load (Kern) | Conf Load (Kern) | 1 | Closed | Line | NO | 0.00663 | 0.01756 | 0.00247 | 98.2 | 112.1 | 141.8
32994 | BOLLMAN | 33040 | BOLLMAN1 | 115 | 115 | Conf Load (Diablo) | Conf Load (Diablo) | 1 | Closed | Line | NO | 0.0077 | 0.0122 | 0.0016 | 59.2 | 68.7 | 88.2
40259 | COLUMBIA | 47071 | PALISADS | 115 | 115 | Central Washington | Central Washington | 1 | Closed | Line | NO | 0.00071 | 0.00413 | 0.00058 | 179.3 | 179.3 | 179.3
40263 | COLV BPA | 40607 | KETTLE# | 115 | 115 | Spokane Area, N Idaho, W Montana | Spokane Area, N Idaho, W Montana | 1 | Closed | Line | NO | 0.01807 | 0.0769 | 0.00975 | 165.3 | 165.6 | 211.1
40269 | CONNEL# | 40517 | HATTON# | 115 | 115 | Lower Columbia Basin | Lower Columbia Basin | 1 | Closed | Line | NO | 0.01331 | 0.02808 | 0.00329 | 105.6 | 105.6 | 137.4
44545 | PUNKIN TAP | 44615 | PUNKIN TP1 | 115 | 115 | PAC:YKMA | PAC:YKMA | 1 | Closed | Line | NO | 7e-05 | 0.00021 | 3e-05 | 100 | 125 | 153
79173 | COLBRAN | 79175 | MOLINA-U | 115 | 115 | ZoneRW | ZoneR4 | 1 | Closed | Line | NO | 0.0067 | 0.014 | 0.00266 | 85 | 85 | 85
45061 | COPCO | 45223 | HART SS | 115 | 115 | PAC:YRKA | PAC:YRKA | 1 | Closed | Line | NO | 0.03552 | 0.11096 | 0.01294 | 112 | 112 | 151
66185 | PALISADES | 66473 | PAL_CAT_CIO | 115 | 115 | ID BPA | ID BPA | 1 | Closed | Line | NO | 0 | 0.00029 | 0 | 114.7 | 114.7 | 177.3
73028 | BOYSEN | 73045 | COPPERMT | 115 | 115 | ZoneBH | ZoneBH | 1 | Closed | Line | NO | 0.0058 | 0.0169 | 0.0022 | 98 | 108 | 98
73218 | WINDSOR | 73433 | WINDSORT | 115 | 115 | ZoneFH | ZoneFH | 1 | Closed | Line | NO | 0.0028 | 0.01 | 0.0022 | 166 | 166 | 166
73029 | BRIDGEPT | 73236 | GREENWOD | 115 | 115 | ZoneWN | ZoneWN | 1 | Closed | Line | NO | 0.0179 | 0.0582 | 0.0074 | 116 | 116 | 116
32804 | VLYVWTP2 | 32766 | EL CRRTO | 115 | 115 | Conf Load (East Bay) | Conf Load (East Bay) | 2 | Closed | Line | NO | 0.00842 | 0.02134 | 0.00279 | 97.6 | 109 | 119.5
43770 | MULTNMA# | 43790 | URBAN # | 115 | 115 | Portland General - BES NODE | Portland General - BES NODE | 1 | Closed | Line | NO | 0.00266 | 0.01424 | 0.00223 | 198 | 198 | 239
43739 | SUNSETPG | 43745 | HORIZN3 | 115 | 115 | Portland General - BES S/S | Portland General - BES S/S | 1 | Closed | Line | NO | 4e-05 | 0.00042 | 8e-05 | 398 | 398 | 609
43755 | CEDARHL# | 43737 | STMARYSC | 115 | 115 | Portland General - BES NODE | Portland General - BES S/S | 1 | Closed | Line | NO | 0.00124 | 0.01117 | 0.00236 | 239 | 239 | 344
43693 | DURHAM | 43694 | DURHAM 1 | 115 | 115 | Portland General - BES NODE | Portland General - BES NODE | 1 | Open | Line | NO | 0.00193 | 0.01016 | 0.00161 | 198 | 198 | 239
73468 | WELL TP | 73469 | WAVER PV | 115 | 115 | ZoneFH | ZoneFH | 1 | Closed | Line | NO | 0.0043 | 0.0161 | 0.0022 | 119 | 119 | 119
40311 | CRESTN | 40384 | EGYPT# | 115 | 115 | Spokane Area, N Idaho, W Montana | Spokane Area, N Idaho, W Montana | 1 | Closed | Line | NO | 0.01421 | 0.08359 | 0.01098 | 203.2 | 203.2 | 263
44583 | STRNSBT | 45247 | PONDROSA | 115 | 115 | PAC:C.OR | PAC:C.OR | 1 | Closed | Line | NO | 0.00461 | 0.02376 | 0.00391 | 173 | 215 | 252
32604 | MREIS JC | 32618 | NTWRJCT1 | 115 | 115 | Conf Load (North Bay) | Conf Load (North Bay) | 1 | Open | Line | NO | 0.0062 | 0.0103 | 0.0012 | 61.7 | 69.7 | 82.7
43704 | HILLCRST | 43795 | OXFRD PG | 115 | 115 | Portland General - BES S/S | Portland General - BES S/S | 1 | Closed | Line | NO | 0.00262 | 0.01384 | 0.00218 | 198 | 198 | 266
43471 | RIVRVW 1 | 43519 | SELLWOOD | 115 | 115 | Portland General - BES NODE | Portland General - BES S/S | 1 | Closed | Line | NO | 0.00159 | 0.00865 | 0.00131 | 219 | 219 | 285
43769 | MULTNM2# | 43471 | RIVRVW 1 | 115 | 115 | Portland General - BES NODE | Portland General - BES NODE | 1 | Closed | Line | NO | 0.00134 | 0.00703 | 0.00111 | 198 | 198 | 266
40359 | DUCKBUSH | 47040 | QUILCENE+ | 115 | 115 | Seattle Area, Olympic Peninsula | Seattle Area, Olympic Peninsula | 1 | Closed | Line | NO | 0.03656 | 0.0774 | 0.00902 | 51.8 | 51.8 | 95.6
43381 | ORENCO | 43555 | STMARYSB | 115 | 115 | Portland General - BES S/S | Portland General - BES S/S | 1 | Closed | Line | NO | 0.00327 | 0.01796 | 0.0026 | 198 | 198 | 266
37947 | SULP CRK | 37951 | TEXASSPR | 115 | 115 | Conf Load (Redding) | Conf Load (Redding) | 1 | Closed | Line | NO | 0.01409 | 0.04725 | 0.00708 | 189 | 209 | 169
43381 | ORENCO | 43737 | STMARYSC | 115 | 115 | Portland General - BES S/S | Portland General - BES S/S | 2 | Closed | Line | NO | 0.00323 | 0.01775 | 0.00256 | 198 | 198 | 266
32555 | MNTCLOJ1 | 32561 | MTCLPHJ1 | 115 | 115 | Conf Load (North Bay) | Conf Load (North Bay) | 1 | Closed | Line | NO | 0.0137 | 0.0365 | 0.0043 | 74.7 | 86.8 | 111.5
42330 | SNOQ SW | 42465 | WEY SNOQ | 115 | 115 | N.KING | N.KINGI | 1 | Closed | Line | NO | 0.00314 | 0.00956 | 0.0014 | 71.7 | 71.7 | 116.7
45037 | CAVE JCT | 45419 | SELMA | 115 | 115 | PAC:GRPS | PAC:GRPS | 1 | Closed | Line | NO | 0.01713 | 0.04748 | 0.00679 | 114 | 125 | 163
43347 | MURRAY H | 43349 | SCHOLFRY | 115 | 115 | Portland General - BES S/S | Portland General - BES S/S | 1 | Closed | Line | NO | 0.0023 | 0.01171 | 0.00163 | 150 | 150 | 201
43207 | GLNDOVER | 45269 | RUSSELLV | 115 | 115 | Portland General - BES S/S | PAC:PTLD | 1 | Closed | Line | NO | 0.0022 | 0.01162 | 0.00187 | 198 | 198 | 266
40149 | BRINKENS | 48341 | POTLAT A | 115 | 115 | AVA: Palouse | AVA: Palouse | 1 | Closed | Line | NO | 0.00194 | 0.00755 | 0.00108 | 119.7 | 119.7 | 176.5
43335 | MT PLSN2 | 43337 | MT PLSNT | 115 | 115 | Portland General - BES NODE | Portland General - BES NODE | 1 | Open | Line | NO | 0 | 0.0003 | 0 | 198 | 198 | 266
32412 | ATLANTIC | 32408 | PLSNT GR | 115 | 115 | Conf Load (Sierra) | Conf Load (Sierra) | 1 | Closed | Line | NO | 0.00831 | 0.02967 | 0.00406 | 194.2 | 219.3 | 244.8
79080 | CASCADEL | 79088 | TAMARRON | 115 | 115 | Zone69 | Zone69 | 1 | Closed | Line | NO | 0.0144 | 0.0577 | 0.00834 | 79 | 79 | 79
43309 | MCLGHLNA | 43449 | REDLAND1 | 115 | 115 | Portland General - BES S/S | Portland General - BES NODE | 1 | Closed | Line | NO | 0.00399 | 0.02274 | 0.00313 | 208 | 208 | 285
43277 | KELYBUTE | 43581 | TABOR | 115 | 115 | Portland General - BES NODE | Portland General - BES S/S | 1 | Closed | Line | NO | 0.00282 | 0.01484 | 0.00235 | 198 | 198 | 266
19044 | COOLIDGE | 19058 | VALLEYFARMS | 115 | 115 | WAPA-DSW | WAPA-DSW | 1 | Closed | Line | NO | 0.00508 | 0.03332 | 0.00478 | 198 | 218 | 198
43259 | HUBER | 43706 | HUBER 1 | 115 | 115 | Portland General - BES NODE | Portland General - BES NODE | 1 | Closed | Line | NO | 0.0001 | 0.00052 | 8e-05 | 108 | 108 | 145
15109 | HORSMESA | 15117 | MRMNFLAT | 115 | 115 | SRP EMA 115kV | SRP EMA 115kV | 1 | Closed | Line | NO | 0.01083 | 0.05997 | 0.00856 | 132.5 | 150.8 | 132.5
43254 | HOGAN #1 | 43252 | HOGAN N | 115 | 115 | Portland General - BES NODE | Portland General - BES NODE | 1 | Closed | Line | NO | 0.00018 | 0.00092 | 0.00015 | 198 | 198 | 239
43252 | HOGAN N | 43255 | HOGAN #2 | 115 | 115 | Portland General - BES NODE | Portland General - BES NODE | 1 | Open | Line | NO | 0.00019 | 0.00098 | 0.00016 | 219 | 219 | 239
42397 | FACTORIA | 42303 | LAKESIDE | 115 | 115 | N.KING | N.KING | 1 | Closed | Line | NO | 0.00063 | 0.00326 | 0.00053 | 211.1 | 211.1 | 249
43237 | HARSNPGE | 44530 | HARUSN E | 115 | 115 | Portland General - BES S/S | PAC:PTLD | 1 | Closed | Line | NO | 8e-05 | 0.00042 | 7e-05 | 198 | 198 | 266
43227 | HARBORTN | 43505 | SCAPPOSE | 115 | 115 | Portland General - BES S/S | Portland General - SUBT NODE | 1 | Closed | Line | NO | 0.01291 | 0.07307 | 0.01009 | 198 | 198 | 266
32256 | PLCRVLB3 | 32255 | PLCRVLT1 | 115 | 115 | Conf Load (Sierra) | Conf Load (Sierra) | 1 | Open | Line | NO | 0.0005 | 0.0005 | 0 | 105.2 | 121.5 | 132.7
32254 | PLCRVLB2 | 32256 | PLCRVLB3 | 115 | 115 | Conf Load (Sierra) | Conf Load (Sierra) | 1 | Closed | Line | NO | 0.0005 | 0.0005 | 0 | 87.6 | 102.4 | 132.7
43217 | GRESHAMA | 43778 | RAMAPO # | 115 | 115 | Portland General - BES S/S | Portland General - BES NODE | 1 | Closed | Line | NO | 0.00354 | 0.01858 | 0.00303 | 219 | 219 | 285
40087 | BELL BPA | 40730 | MEAD# | 115 | 115 | Spokane Area, N Idaho, W Montana | Spokane Area Publics | 1 | Closed | Line | NO | 0.00193 | 0.01707 | 0.0023 | 278.9 | 278.9 | 358.5
32250 | ELDORAD | 32482 | APLHTAP1 | 115 | 115 | Conf Load (Sierra) | Conf Load (Sierra) | 1 | Closed | Line | NO | 0.01168 | 0.02556 | 0.00306 | 77.5 | 89 | 96
33315 | RVNSWD E | 33321 | RVNSWD D | 115 | 115 | Conf Load (Peninsula) | Conf Load (Peninsula) | 2 | Closed | Line | NO | 0.0001 | 0.0003 | 0 | 597.5 | 597.5 | 597.5
40075 | BANDON | 41269 | TWO_MILE+ | 115 | 115 | Western Oregon | Western Oregon | 1 | Closed | Line | NO | 0.0024 | 0.01893 | 0.0026 | 249 | 249 | 308.7
31200 | MENDOCNO | 31260 | MNDCNO M | 115 | 115 | Conf Load (N. Coast) | Conf Load (N. Coast) | 1 | Closed | TransformerWinding | YES | 0.0014 | -0.00576 | 0 | 0 | 0 | 0
42307 | LKTRAD | 42451 | SNOQDIST | 115 | 115 | N.KING | N.KING | 1 | Closed | Line | NO | 0.00845 | 0.04467 | 0.00696 | 110 | 110 | 180.3
32239 | FLINT2 | 32237 | FLINT | 115 | 115 | Conf Load (Sierra) | Conf Load (Sierra) | 1 | Closed | Line | NO | 0.0005 | 0.005 | 0 | 59.2 | 68.7 | 88.2
43211 | GRDNHOM2 | 43439 | RALGHHIL | 115 | 115 | Portland General - BES NODE | Portland General - BES NODE | 1 | Open | Line | NO | 0.00148 | 0.00736 | 0.00134 | 219 | 219 | 285
43205 | GLENCULN | 43209 | GRDNHOM1 | 115 | 115 | Portland General - BES NODE | Portland General - BES NODE | 1 | Closed | Line | NO | 0.00224 | 0.01178 | 0.00186 | 198 | 198 | 266
43157 | E SUBSTA | 43793 | SULZER # | 115 | 115 | Portland General - BES S/S | Portland General - BES NODE | 1 | Closed | Line | NO | 0.00011 | 0.00057 | 9e-05 | 198 | 198 | 266
40047 | ALVEY_N | 40759 | MT_VERNON# | 115 | 115 | Western Oregon | Western Oregon | 2 | Closed | Line | NO | 0.00241 | 0.01006 | 0.0013 | 169.3 | 169.3 | 209.1
42382 | AVONDAL | 42310 | COTAGEBR | 115 | 115 | N.KING | N.KING | 1 | Closed | Line | NO | 0.00187 | 0.00975 | 0.00155 | 125.3 | 125.3 | 189.4
10532 | BRITTON_PNM | 12005 | ALGODONE | 115 | 115 | PNM: Sandoval | PNM: Sandoval | 1 | Closed | Line | NO | 0.0769 | 0.2301 | 0.0288 | 120 | 120 | 120
623113 | NICHOLS PUMP | 623213 | NICHOLS MYE | 115 | 115 | COLSTRIP_MT | COLSTRIP_MT | 1 | Closed | Line | NO | 0.00167 | 0.00416 | 0.00053 | 105.6 | 105.6 | 105.6
70025 | ALMSA_TM | 70937 | BLANCAPEAK | 115 | 115 | ZoneSL | ZoneSL | 1 | Closed | Line | NO | 0.01873 | 0.07399 | 0.00952 | 162 | 178 | 162
11066 | SPARKS | 11082 | HORIZON | 115 | 115 | EPE - Native Load | EPE - Native Load | 1 | Closed | Line | NO | 0.00321 | 0.02 | 0.00317 | 184.8 | 239 | 184.8
32412 | ATLANTIC | 30335 | ATLANTC | 115 | 230 | Conf Load (Sierra) | Conf Load (Sierra) | 3 | Closed | Transformer | YES | 0.00031 | 0.02227 | 0 | 420 | 462 | 420
43684 | BLUELAKE | 43185 | FAIRVW P | 115 | 115 | Portland General - BES S/S | Portland General - BES S/S | 1 | Closed | Line | NO | 0.00279 | 0.01563 | 0.00224 | 219 | 219 | 285
40013 | ACTON | 40187 | CASCD LK+ | 115 | 115 | Portland Area | Portland Area | 1 | Closed | Line | NO | 0.00752 | 0.03293 | 0.00403 | 165.3 | 165.3 | 201.2
37931 | OASIS RD | 37907 | BELTLINE | 115 | 115 | Conf Load (Redding) | Conf Load (Redding) | 1 | Closed | Line | NO | 0.00471 | 0.01696 | 0.00262 | 189 | 209 | 169
33518 | VIERRA | 33522 | CROSRDJT | 115 | 115 | Conf Load (Stockton) | Conf Load (Stockton) | 1 | Closed | Line | NO | 0.0005 | 0.0037 | 0.006 | 224.3 | 224.3 | 244.8
79628 | GLADE | 79663 | ARCHERY TAP | 115 | 115 | FEUS | FEUS | 1 | Closed | Line | NO | 0.01649 | 0.06514 | 0.00404 | 99 | 103 | 125
32221 | DTCH FL2 | 32222 | DTCH FL2 TP | 115 | 115 | Conf Load (Sierra) | Conf Load (Sierra) | 2 | Closed | Line | NO | 0.00084 | 0.00249 | 0.00032 | 87.6 | 102.4 | 132.7
43054 | CORNEL | 43092 | CORN TP2 | 115 | 115 | Portland General - BES NODE | Portland General - BES NODE | 1 | Open | Line | NO | 5e-05 | 0.0003 | 4e-05 | 219 | 219 | 285
43007 | ALDERCRT | 43761 | GLENCOE# | 115 | 115 | Portland General - BES S/S | Portland General - BES NODE | 1 | Closed | Line | NO | 0.00126 | 0.00626 | 0.00099 | 174 | 174 | 226
42976 | SILVERDL | 42977 | SILVRTAP | 115 | 115 | KITSAP | KITSAP | 1 | Closed | Line | NO | 0.00121 | 0.006 | 0.00107 | 208.9 | 208.9 | 246.4
42953 | MCWILLY | 42979 | SKEYPORT | 115 | 115 | KITSAP | KITSAP | 1 | Closed | Line | NO | 0.0057 | 0.03022 | 0.00468 | 211.1 | 211.1 | 249
42865 | DECATUR | 42815 | WEST OLY | 115 | 115 | THURSTN | THURSTN | 1 | Closed | Line | NO | 0.00096 | 0.00643 | 0.00113 | 143.8 | 143.8 | 236.6
70224 | HOGBACK | 70400 | SODALAKE | 115 | 115 | ZoneRD | ZoneRD | 1 | Closed | Line | NO | 0.00783 | 0.03282 | 0.00373 | 158 | 159 | 158
32259 | DIMOND_2 | 32260 | MIZOU_T2 | 115 | 115 | Conf Load (Sierra) | Conf Load (Sierra) | 2 | Closed | Line | NO | 0.00196 | 0.00991 | 0.0014 | 151.2 | 175.5 | 193.6
37056 | STA. E | 37059 | STA. B | 115 | 115 | Conf Load (SMUD) | Conf Load (SMUD) | 2 | Closed | Line | NO | 0.00132 | 0.0017 | 0.07752 | 78.9 | 90.8 | 78.9
37056 | STA. E | 37058 | STA. G | 115 | 115 | Conf Load (SMUD) | Conf Load (SMUD) | 2 | Closed | Line | NO | 0.00352 | 0.00207 | 0.0757 | 55.6 | 63.7 | 55.6
43410 | PEN PARK | 43411 | PEN TP1 | 115 | 115 | Portland General - BES NODE | Portland General - BES NODE | 1 | Closed | Line | NO | 0.00901 | 0.01374 | 0.00176 | 83 | 83 | 108
42936 | COMMAND | 42942 | FRAGARIA | 115 | 115 | KITSAP | KITSAP | 1 | Closed | Line | NO | 0.00114 | 0.00604 | 0.00094 | 102.2 | 102.2 | 166.9
31489 | GRIZZLYT4-2 | 31491 | GPH-BC | 115 | 115 | Conf Load (N. Valley) | Conf Load (N. Valley) | 1 | Open | Line | NO | 7e-05 | 0.0001 | 1e-05 | 60.4 | 67.7 | 86
70330 | PORTLAND | 70390 | SKALA | 115 | 115 | ZoneWP | ZoneWP | 1 | Closed | Line | NO | 0.00862 | 0.02474 | 0.00304 | 110 | 110 | 110
37649 | LLNLAB | 37898 | LLNLU450 | 115 | 115 | Conf Load (Western) | Conf Load (Western) | 1 | Closed | Line | NO | 0.00222 | 0.00722 | 0.00065 | 110 | 135 | 146
32116 | UCDAVSJ1 | 32001 | UCD_TP2 | 115 | 115 | Conf Load (Sacramento) | Conf Load (Sacramento) | 1 | Closed | Line | NO | 0.00152 | 0.00727 | 0.00116 | 87.6 | 102.4 | 132.7
10382 | YAHTAHEY | 10072 | WNDWROCK | 115 | 115 | PNM: Northwestern | PNM: Other | 1 | Closed | Line | NO | 0.0511 | 0.1232 | 0.0139 | 93 | 93 | 112
42961 | POULSBO | 42907 | VALLYJCT | 115 | 115 | KITSAP | KITSAP | 1 | Closed | Line | NO | 0.00696 | 0.0362 | 0.00583 | 211.1 | 211.1 | 249
42902 | BREMERTN | 42953 | MCWILLY | 115 | 115 | KITSAP | KITSAP | 1 | Closed | Line | NO | 0.00418 | 0.02177 | 0.0035 | 211.1 | 211.1 | 249
42898 | THRSTN P | 42897 | PLUM | 115 | 115 | THURSTN | THURSTN | 1 | Closed | Line | NO | 0.00033 | 0.00253 | 0.00045 | 143.8 | 143.8 | 236.6
72783 | CORTZPIP | 79110 | MAIN CO | 115 | 115 | Zone69 | Zone69 | 1 | Closed | Line | NO | 0.0016 | 0.0156 | 0.0022 | 119 | 119 | 119
42871 | LACEY | 42885 | TANGLEWD | 115 | 115 | THURSTN | THURSTN | 1 | Closed | Line | NO | 0.00148 | 0.00915 | 0.00158 | 170.9 | 170.9 | 219.3
42870 | JOHNS HL | 42873 | HOFFMAN | 115 | 115 | THURSTN | S.KING | 1 | Closed | Line | NO | 0.00027 | 0.00138 | 0.00022 | 170.9 | 170.9 | 219.3
74041 | EB PARK | 74060 | CPGSTN | 115 | 115 | ZoneEW | ZoneEW | 1 | Closed | Line | NO | 0.00255 | 0.01517 | 0.00207 | 217 | 217 | 273
36256 | MESA_PGE | 36268 | DIVVIDE | 115 | 115 | Conf Load (Los Padres) | Conf Load (Los Padres) | 2 | Closed | Line | NO | 0.01603 | 0.07819 | 0.01203 | 140 | 159.7 | 193.6
10472 | PACHMANN | 10440 | ENCHNTED | 115 | 115 | PNM: Sandoval | PNM: Sandoval | 1 | Closed | Line | NO | 0.00216 | 0.00907 | 0.00127 | 240 | 240 | 240
35936 | SRGNT JT | 35937 | HLST_TP | 115 | 115 | Conf Load (Central Coast) | Conf Load (Central Coast) | 1 | Open | Line | NO | 0.0456 | 0.091 | 0.0094 | 77.5 | 89 | 96
45224 | HAYDEN T | 45281 | STJOHNSS | 115 | 115 | PAC:PTLD | PAC:PTLD | 1 | Closed | Line | NO | 0.00109 | 0.01167 | 0.00168 | 256 | 282 | 370
35910 | CRZY_HRS | 35915 | PRNDL J1 | 115 | 115 | Conf Load (Central Coast) | Conf Load (Central Coast) | 1 | Closed | Line | NO | 0.00726 | 0.02201 | 0.00301 | 228 | 228 | 245
46715 | FTLEWCTL | 46749 | MADIGAN | 115 | 115 | Tacoma Power - General | Tacoma Power - General | 1 | Closed | Line | NO | 0.00068 | 0.00371 | 0.00054 | 164.9 | 185.4 | 218.9
48381 | SEVENTAP | 48447 | WAIKIKI | 115 | 115 | AVA: Spokane | AVA: Spokane | 1 | Open | Line | NO | 0 | 0.00029 | 0 | 119.5 | 119.5 | 182.7
48308 | LEE&REYN | 48455 | WARDEN A | 115 | 115 | AVA: Big Bend | AVA: Big Bend | 1 | Closed | Line | NO | 0.0119 | 0.06874 | 0.00983 | 239 | 239 | 239
48245 | MOSCITYT | 48413 | SPULLMAN | 115 | 115 | AVA: Palouse | AVA: Palouse | 1 | Closed | Line | NO | 0.0135 | 0.05204 | 0.0076 | 119.7 | 119.7 | 176.5
24805 | DEVERS | 25639 | SEAWIND | 115 | 115 | SCE Devers 115kV | SCE Devers 115kV | eq | Closed | Line | NO | 0.01762 | 0.05276 | 0 | 9999 | 9999 | 9999
35622 | SWIFT | 35643 | MTCALF E | 115 | 115 | Conf Load (San Jose) | Conf Load (San Jose) | 1 | Closed | Line | NO | 0.01405 | 0.05012 | 0.00687 | 211.9 | 239 | 239
48522 | BOULDERE | 48165 | IRVIN | 115 | 115 | AVA: Spokane | AVA: Spokane | 1 | Closed | Line | NO | 0.00662 | 0.03863 | 0.00543 | 119.7 | 119.7 | 176.5
48139 | GLENTAP | 48395 | SOUTHEAS | 115 | 115 | AVA: Spokane | AVA: Spokane | 1 | Closed | Line | NO | 0.00221 | 0.01197 | 0.00189 | 149.4 | 149.4 | 220.9
48113 | DRYGULCH | 48253 | N LEWIST | 115 | 115 | AVA: Lewiston/Clarkston | AVA: Lewiston/Clarkston | 1 | Closed | Line | NO | 0.00692 | 0.02926 | 0.00361 | 119.7 | 119.7 | 176.5
48081 | COLLWALN | 48339 | POSTSTRT | 115 | 115 | AVA: Spokane | AVA: Spokane | 1 | Closed | Line | NO | 0.00017 | 0.00142 | 0.00612 | 189.2 | 189.2 | 189.2
48049 | BUNKRHIL | 48315 | PINE CRK | 115 | 115 | AVA: Coeur D'Alene | AVA: Coeur D'Alene | 1 | Closed | Line | NO | 0.00664 | 0.0274 | 0.00357 | 92.4 | 92.4 | 135
35122 | NEWARK F | 35360 | LCKHD J2 | 115 | 115 | Conf Load (Mission) | Conf Load (De Anza) | 1 | Closed | Line | NO | 0.01098 | 0.0392 | 0.00537 | 227.9 | 227.9 | 239
40056 | ANGUS_S# | 40393 | ELY+ | 115 | 115 | Lower Columbia Basin | Lower Columbia Basin | 2 | Open | Line | NO | 0.00145 | 0.00439 | 0.00055 | 137.4 | 137.4 | 175.3
47509 | MICA | 48367 | ROCKFORD | 115 | 115 | AVA: Spokane | AVA: Palouse | 1 | Closed | Line | NO | 0.02704 | 0.04665 | 0.0051 | 62.1 | 62.1 | 90.4
47419 | FIBRE Y | 47445 | FIBRE89-146 | 115 | 115 | Cowlitz County, WA | Cowlitz County, WA | 1 | Closed | Line | NO | 0.00028 | 0.00159 | 0.00024 | 180.7 | 205.4 | 225.1
300111 | KERNRDGE_L32 | 34792 | KERNRDGE | 115 | 115 | Conf Load (Kern) | Conf Load (Kern) | 1 | Closed | Line | NO | 0.00228 | 0.00604 | 0.00085 | 98.2 | 112.1 | 141.8
471850 | LOUP_LOUP+ | 47251 | TWISP | 115 | 115 | Central Washington | Central Washington | 1 | Closed | Line | NO | 0.07902 | 0.07693 | 0.00678 | 45 | 45 | 60
47171 | HZLDL CC | 47233 | SW1 | 115 | 115 | Clark County, WA | Clark County, WA | 1 | Closed | Line | NO | 0.00037 | 0.00197 | 0.00016 | 155 | 175.7 | 229.3
47149 | ELMG TI | 47150 | ELMGRN | 115 | 115 | Clark County, WA | Clark County, WA | 1 | Closed | Line | NO | 0.00122 | 0.00647 | 0.001 | 155 | 175.7 | 229.3
47116 | ARCHERCC | 47242 | SW52 | 115 | 115 | Clark County, WA | Clark County, WA | 1 | Closed | Line | NO | 0.00025 | 0.00134 | 0.00018 | 119.5 | 119.5 | 119.5
48187 | LIND | 47073 | RALSTONB | 115 | 115 | AVA: Big Bend | AVA: Big Bend | 1 | Closed | Line | NO | 0.06536 | 0.09702 | 0.01079 | 57 | 57 | 82.7
47046 | GATEWAYS | 47372 | OLYMPC S | 115 | 115 | Western Oregon | Western Oregon | 1 | Closed | Line | NO | 0.00397 | 0.02014 | 0.00328 | 95 | 177 | 164
47033 | DOWER RD | 48111 | DOWERRDT | 115 | 115 | AVA: Coeur D'Alene | AVA: Coeur D'Alene | 1 | Closed | Line | NO | 0.01703 | 0.04003 | 0.00497 | 39.8 | 39.8 | 39.8
47556 | BLYN+ | 47004 | DISCOV_BAY+ | 115 | 115 | Seattle Area, Olympic Peninsula | Seattle Area, Olympic Peninsula | 1 | Open | Line | NO | 0.00638 | 0.03843 | 0.07654 | 108.4 | 108.4 | 175.1
46881 | SSHORE | 46882 | SSHORETP | 115 | 115 | Central Washington | Central Washington | 1 | Closed | Line | NO | 0.00326 | 0.02025 | 0.00324 | 231.7 | 231.7 | 239
34705 | WSCOPRSN | 34710 | CHARKA | 115 | 115 | Conf Load (Kern) | Conf Load (Kern) | 1 | Closed | Line | NO | 0.00917 | 0.02704 | 0.00343 | 87.6 | 102.4 | 132.7
46811 | N WENATC | 46886 | WESTERN | 115 | 115 | Central Washington | Central Washington | 1 | Closed | Line | NO | 0.00152 | 0.00645 | 0.00101 | 142.4 | 142.4 | 212.5
46801 | ANDRS CN | 46888 | WINTON | 115 | 115 | Central Washington | Central Washington | 1 | Closed | Line | NO | 0.03214 | 0.08778 | 0.00962 | 63.9 | 63.9 | 119.1
46768 | RSVLTTP | 46968 | RSVLT | 115 | 115 | Tacoma Power - General | Tacoma Power - General | 1 | Closed | Line | NO | 0.00019 | 0.00044 | 6e-05 | 57 | 65.1 | 105
46747 | LYNCH-1 | 46951 | LYNCH-T | 115 | 115 | Tacoma Power - General | Tacoma Power - General | 1 | Open | Line | NO | 0 | 0.0001 | 0 | 276.1 | 305.9 | 312.3
46718 | GOVE | 46758 | OLDTWN | 115 | 115 | Tacoma Power - General | Tacoma Power - General | 1 | Closed | Line | NO | 0.00149 | 0.01152 | 0.00206 | 119.3 | 144 | 233.6
46703 | ELBE-1 | 46734 | LAGRND | 115 | 115 | Tacoma Power - General | Tacoma Power - General | 1 | Closed | Line | NO | 0 | 0.00018 | 0 | 57 | 65.1 | 105
46690 | CRANDLTP | 46964 | CRANDALL | 115 | 115 | Tacoma Power - General | Tacoma Power - General | 1 | Closed | Line | NO | 0.00023 | 0.00055 | 8e-05 | 57 | 65.1 | 105
46923 | ARTNDL-T | 46676 | ARTNDL | 115 | 115 | Tacoma Power - General | Tacoma Power - Mutuals | 1 | Closed | Line | NO | 0.0044 | 0.01639 | 0.00232 | 57 | 57 | 104.8
46657 | TIFLTSTP | 46658 | TIDEFLTS | 115 | 115 | Tacoma Power - General | Tacoma Power - General | 1 | Closed | Line | NO | 0.00011 | 0.00084 | 0.00015 | 276.1 | 305.9 | 312.3
46632 | CANYONTA | 46721 | HAKNSN-2 | 115 | 115 | Tacoma Power - General | Tacoma Power - General | 1 | Closed | Line | NO | 0.0023 | 0.00971 | 0.00133 | 171.3 | 190.6 | 205.8
46613 | CUSHMN1 | 46615 | N_FORK-2 | 115 | 115 | Tacoma Power - General | Tacoma Power - General | 1 | Closed | Line | NO | 0.00664 | 0.01362 | 0.00168 | 47 | 53.4 | 84.3
46003 | ANCIENTL | 46071 | QUIN CH | 115 | 115 | Grant County, WA | Grant County, WA | 1 | Closed | Line | NO | 8e-05 | 0.00043 | 6e-05 | 150.8 | 150.8 | 197.4
42705 | ELECTHTS | 42710 | ELECTRON | 115 | 115 | PIERCE | PIERCE | 1 | Closed | Line | NO | 0.00066 | 0.00201 | 0.00029 | 60 | 60 | 60
31953 | AMEGTAP | 31954 | AMERIGAS | 115 | 115 | Conf Load (Sacramento) | Conf Load (Sacramento) | 1 | Closed | Line | NO | 0.00088 | 0.00441 | 0.00063 | 119.5 | 119.5 | 119.5
10371 | WESTMS_2 | 10284 | S.JOSEPH | 115 | 115 | PNM: Albuquerque | PNM: Albuquerque | 1 | Closed | Line | NO | 0.0006 | 0.007 | 0.0012 | 322 | 322 | 409
42636 | PANTHRLK | 42643 | ROLLHLS | 115 | 115 | S.KING | S.KING | 1 | Closed | Line | NO | 0.00176 | 0.00914 | 0.00147 | 211.1 | 211.1 | 249
31503 | CHICOTP2 | 31500 | BUTTE | 115 | 115 | Conf Load (N. Valley) | Conf Load (N. Valley) | 1 | Closed | Line | NO | 0.00313 | 0.01171 | 0.00292 | 125.7 | 147.8 | 193.6
42615 | LKMCDO T | 42616 | LKMCDON | 115 | 115 | S.KING | S.KING | 1 | Closed | Line | NO | 0.00362 | 0.01023 | 0.00146 | 71.7 | 71.7 | 116.7
46077 | ROUND LK | 46078 | ROUNDLKT | 115 | 115 | Grant County, WA | Grant County, WA | 1 | Closed | Line | NO | 0.0001 | 0.0003 | 0 | 70.9 | 70.9 | 88.4
78660 | DRAKE E | 78662 | DRAKE S | 115 | 115 | CSU | CSU | 1 | Closed | Line | NO | 0 | 0.00029 | 0 | 239 | 239 | 239
42608 | HOBART | 42618 | LKWILDR | 115 | 115 | S.KING | S.KING | 1 | Closed | Line | NO | 0.00316 | 0.02482 | 0.00426 | 280.9 | 280.9 | 330.8
42591 | E.VALLEY | 42614 | LIQ. AIR | 115 | 115 | S.KING | S.KINGI | 1 | Closed | Line | NO | 0.00122 | 0.00645 | 0.00101 | 211.1 | 211.1 | 249
45011 | ASTOR TP | 45013 | ASTORIA | 115 | 115 | PAC:CLTP | PAC:CLTP | 1 | Closed | Line | NO | 0.00535 | 0.01575 | 0.002 | 116 | 124 | 124
42520 | MIDWAYP | 42652 | SWEPTWNG | 115 | 115 | S.KING | S.KING | 1 | Closed | Line | NO | 0.00304 | 0.00927 | 0.00139 | 135.4 | 135.4 | 159.9
31461 | JESSTAP | 31464 | COTWDPGE | 115 | 115 | Conf Load (N. Valley) | Conf Load (N. Valley) | 1 | Closed | Line | NO | 0.00983 | 0.0283 | 0.00378 | 79.7 | 79.7 | 79.7
42583 | BOE AUB1 | 42506 | CHRISTOP | 115 | 115 | S.KINGI | S.KING | 1 | Closed | Line | NO | 0.00374 | 0.02 | 0.00313 | 211.1 | 211.1 | 239
19065 | ED-2 | 19066 | SIGNAL | 115 | 115 | WAPA-DSW | WAPA-DSW | 1 | Closed | Line | NO | 0.01047 | 0.02264 | 0.00341 | 109 | 120 | 109
65425 | DAVEJOHN | 73070 | DAVEJTPN | 115 | 115 | WY EAST | ZoneEW | 1 | Closed | Line | NO | 0.0011 | 0.0078 | 0.0012 | 163 | 206 | 163
42415 | ARDMORE | 42423 | MIDLAKES | 115 | 115 | N.KING | N.KING | 1 | Closed | Line | NO | 0.00189 | 0.00987 | 0.0016 | 211.1 | 211.1 | 249
31236 | FULTON | 31238 | MONROE1 | 115 | 115 | Conf Load (N. Coast) | Conf Load (N. Coast) | 1 | Closed | Line | NO | 0.00984 | 0.03314 | 0.00505 | 224.3 | 224.3 | 239
33040 | BOLLMAN1 | 32993 | W.P.BART | 115 | 115 | Conf Load (Diablo) | Conf Load (Diablo) | 1 | Closed | Line | NO | 0.0075 | 0.0269 | 0.0037 | 224.3 | 224.3 | 239
42399 | GLDBRTIE | 42449 | SKYKOMSH | 115 | 115 | N.KING | N.KING | 1 | Closed | Line | NO | 0.07125 | 0.12992 | 0.0147 | 68.1 | 68.1 | 87.4
31263 | LWRLAKEJ | 31228 | HOMSTKTP | 115 | 115 | Conf Load (N. Coast) | Conf Load (N. Coast) | 1 | Closed | Line | NO | 0.00081 | 0.00123 | 0.00017 | 59.2 | 68.7 | 88.2
45659 | GLENWD | 45865 | HARDESON | 115 | 115 | Snohomish PUD | Snohomish PUD | 1 | Closed | Line | NO | 0.00056 | 0.00448 | 0.00074 | 202.6 | 208 | 239
42394 | EASTGATE | 42400 | GOODESCN | 115 | 115 | N.KING | N.KING | 1 | Closed | Line | NO | 0.00593 | 0.0306 | 0.005 | 208.9 | 208.9 | 246.4
45663 | GOLD BAR | 45869 | WALLACE R | 115 | 115 | Snohomish PUD | Snohomish PUD | 1 | Closed | Line | NO | 0.0089 | 0.0213 | 0.003 | 117.5 | 128.1 | 148.2
31227 | HGHLNDJ2 | 31226 | HGHLAND | 115 | 115 | Conf Load (N. Coast) | Conf Load (N. Coast) | 1 | Closed | Line | NO | 4e-05 | 0.00011 | 1e-05 | 59.2 | 68.7 | 88.2
42381 | AMESLKTP | 42446 | SAHALEE | 115 | 115 | N.KING | N.KING | 1 | Closed | Line | NO | 0.00424 | 0.02185 | 0.00359 | 211.1 | 211.1 | 249
31229 | REDBUDJ2 | 31222 | REDBUD | 115 | 115 | Conf Load (N. Coast) | Conf Load (N. Coast) | 1 | Closed | Line | NO | 0.0005 | 0.0008 | 0.0001 | 87.6 | 102.4 | 119.5
45902 | CLEARVIEW | 45624 | CLEARVIEW T2 | 115 | 115 | Snohomish PUD | Snohomish PUD | 1 | Closed | Line | NO | 0.0001 | 0.0004 | 6e-05 | 202.6 | 220.8 | 239
45625 | CLEARVIEW T1 | 45626 | YORK | 115 | 115 | Snohomish PUD | Snohomish PUD | 1 | Closed | Line | NO | 0.00089 | 0.00712 | 0.00118 | 202.6 | 220.8 | 257.8
45608 | BEVERLY | 45753 | PINEHURST | 115 | 115 | Snohomish PUD | Snohomish PUD | 1 | Closed | Line | NO | 0.00044 | 0.00234 | 0.00035 | 202.6 | 220.8 | 257.8
45601 | ALDERWOOD | 45604 | CEDAR VALLEY | 115 | 115 | Snohomish PUD | Snohomish PUD | 1 | Closed | Line | NO | 0.00094 | 0.00535 | 0.00072 | 202.6 | 220.8 | 257.8
11259 | RIPLEY | 11160 | THORN | 115 | 115 | EPE - Native Load | EPE - Native Load | 1 | Closed | Line | NO | 0.00223 | 0.00991 | 0.00152 | 135.4 | 179.5 | 135.4
45315 | UNIONGAP | 45424 | VOELKER | 115 | 115 | PAC:YKMA | PAC:YKMA | 1 | Closed | Line | NO | 0.00102 | 0.00799 | 0.00141 | 232 | 289 | 338
40189 | DRISCOLL | 40191 | CATHLAMET+ | 115 | 115 | Portland Area | Portland Area | 1 | Closed | Line | NO | 0.01735 | 0.04072 | 0.00434 | 79.7 | 79.7 | 105.6
42106 | MARCHPTN | 42230 | PORTER | 115 | 115 | SKAGIT | ISLANDI | 1 | Closed | Line | NO | 0.01908 | 0.10137 | 0.01622 | 211.1 | 211.1 | 239
10315 | SIGNET_T | 10316 | SIGNETIC | 115 | 115 | PNM: Albuquerque | PNM: Albuquerque | 1 | Closed | Line | NO | 0.009 | 0.0034 | 0.00046 | 155 | 155 | 167
45211 | NACHES | 45293 | TIETON | 115 | 115 | PAC:YKMA | PAC:YKMA | 1 | Open | Line | NO | 0.01202 | 0.02429 | 0.00295 | 88 | 97 | 126
33317 | CLY LND | 33316 | CLY LND2 | 115 | 115 | Conf Load (Peninsula) | Conf Load (Peninsula) | 1 | Closed | Line | NO | 0.0005 | 0.0005 | 0 | 140 | 160 | 194
40217 | CHENOWTH | 402170 | RVR_TRAIL | 115 | 115 | Lower Columbia Basin | Lower Columbia Basin | 2 | Closed | Line | NO | 6e-05 | 0.00032 | 0.00311 | 180 | 180 | 180
43386 | OSTLTP1 | 43824 | RVGTSOTAP | 115 | 115 | Portland General - BES S/S | Portland General - BES S/S | 1 | Closed | Line | NO | 0.00104 | 0.0055 | 0.00086 | 198 | 198 | 239
45499 | SUTHRLIN | 45091 | DIXONVLE | 115 | 115 | PAC:ROSE | PAC:ROSE | 1 | Closed | Line | NO | 0.07854 | 0.12806 | 0.01374 | 60 | 65 | 85
40245 | CLAYTON | 48213 | LOON LK | 115 | 115 | Spokane Area, N Idaho, W Montana | AVA: Spokane | 1 | Closed | Line | NO | 0.00324 | 0.03719 | 0.00451 | 308.7 | 308.7 | 380.4
40247 | COLMBIA_FALS | 41039 | STILLWATER+ | 115 | 115 | Western Montana | Western Montana | 1 | Closed | Line | NO | 0.07801 | 0.16505 | 0.0192 | 79.7 | 79.7 | 121.5
44545 | PUNKIN TAP | 45261 | PUNKIN C | 115 | 115 | PAC:YKMA | PAC:YKMA | 1 | Open | Line | NO | 6e-05 | 0.00031 | 5e-05 | 188 | 252 | 259
73412 | MIDWAYBR | 78676 | RD_NIXON | 115 | 115 | ZoneCS | CSU | 1 | Closed | Line | NO | 0.00605 | 0.03114 | 0.00415 | 195 | 195 | 195
38440 | WEC115 | 38411 | WASHINGTON | 115 | 115 | Conf Load (TID) | Conf Load (TID) | 1 | Closed | Line | NO | 0.0004 | 0.0025 | 0.004 | 176 | 187 | 210
43347 | MURRAY H | 43807 | MURRAY#1 | 115 | 115 | Portland General - BES S/S | Portland General - BES NODE | 1 | Closed | Line | NO | 4e-05 | 0.0003 | 5e-05 | 198 | 198 | 266
73305 | EFMORGTP | 73379 | FMWEST | 115 | 115 | ZoneEC | ZoneEC | 1 | Closed | Line | NO | 0.0025 | 0.0098 | 0.0012 | 121 | 133 | 121
42071 | LKLOUIST | 42089 | WOBURN | 115 | 115 | WHATCOM | WHATCOM | 1 | Closed | Line | NO | 0.00021 | 0.00168 | 0.00029 | 255.8 | 255.8 | 298.8
73445 | GRESHAM | 73455 | BLKFORTP | 115 | 115 | ZoneCS | ZoneCS | 1 | Closed | Line | NO | 0.0085 | 0.0324 | 0.00415 | 173 | 173 | 173
40259 | COLUMBIA | 41105 | VALHALLA | 115 | 115 | Central Washington | Central Washington | 1 | Closed | Line | NO | 0.00507 | 0.02913 | 0.00402 | 213.1 | 213.1 | 274.9
73041 | CARTERMT TAP | 73534 | MEETSETP | 115 | 115 | ZoneBH | ZoneBH | 1 | Closed | Line | NO | 0.0117 | 0.04608 | 0.00079 | 120 | 120 | 120
79179 | GRT CUT | 79180 | GRCUT TP | 115 | 115 | ZoneR4 | ZoneR4 | 1 | Closed | Line | NO | 0.0035 | 0.0091 | 0.0058 | 68.5 | 68.5 | 68.5
42054 | LAUREL P | 42063 | ENTRPRIS | 115 | 115 | WHATCOM | WHATCOM | 1 | Closed | Line | NO | 0.00591 | 0.04651 | 0.00794 | 226.1 | 226.1 | 290
73433 | WINDSORT | 73558 | WHITNEY | 115 | 115 | ZoneFH | ZoneFH | 1 | Closed | Line | NO | 0.00225 | 0.01555 | 0.0023 | 133 | 133 | 133
79182 | DOUGHSPN | 79183 | STRNELSN | 115 | 115 | Zone69 | Zone69 | 1 | Closed | Line | NO | 0.0195 | 0.0776 | 0.00956 | 129 | 129 | 129
38224 | CLAUS | 38230 | STANDFRD | 115 | 115 | Conf Load (MID) | Conf Load (MID) | 1 | Closed | Line | NO | 0.00749 | 0.0432 | 0.00808 | 162.5 | 199.2 | 199.2
38240 | HERSHEY | 38241 | CONAGRA | 115 | 115 | Conf Load (MID) | Conf Load (MID) | 1 | Closed | Line | NO | 0.00024 | 0.00132 | 0.00027 | 159.3 | 196 | 159.3
73030 | BRIGHTNW | 73503 | ERIE SW | 115 | 115 | ZoneFH | ZoneFH | 1 | Closed | Line | NO | 0.00278 | 0.0272 | 0.00364 | 190 | 190 | 190
45071 | CROWFOOT | 45169 | LEBANONP | 115 | 115 | PAC:WLMT | PAC:WLMT | 1 | Closed | Line | NO | 0.00459 | 0.01728 | 0.00261 | 143 | 157 | 172
625221 | SHELBY 2 WAP | 97922 | mid_97922 | 115 | 115 | NOGF_MT | NOGF_MT | 1 | Closed | TransformerWinding | YES | 0.00055 | 0.0821 | 0 | 100 | 125 | 100
44544 | GROMORE | 45293 | TIETON | 115 | 115 | PAC:YKMA | PAC:YKMA | 1 | Closed | Line | NO | 0.0243 | 0.04688 | 0.00626 | 88 | 97 | 126
79173 | COLBRAN | 79174 | MOLINA-L | 115 | 115 | ZoneRW | ZoneR4 | 1 | Closed | Line | NO | 0.0067 | 0.014 | 0.00266 | 85 | 85 | 85
42053 | BLAINTAP | 42051 | SEMIAHMO | 115 | 115 | WHATCOM | WHATCOM | 1 | Closed | Line | NO | 0.00045 | 0.00355 | 0.00062 | 280.9 | 280.9 | 330.8
73043 | CHEYENNE | 73077 | HAPPYJCK | 115 | 115 | ZoneEW | ZoneEW | 1 | Closed | Line | NO | 0.0063 | 0.0284 | 0.0038 | 215 | 215 | 215
72750 | GRANDVW | 79023 | DURANGO | 115 | 115 | Zone69 | ZoneR4 | 1 | Closed | Line | NO | 0.0058 | 0.03328 | 0.00459 | 238 | 238 | 238
38238 | HUNTWSTP | 38240 | HERSHEY | 115 | 115 | Conf Load (MID) | Conf Load (MID) | 1 | Closed | Line | NO | 0.00096 | 0.00526 | 0.0011 | 59.7 | 59.7 | 59.7
40407 | FAIRVIEW | 45067 | COQUILLE | 115 | 115 | Western Oregon | PAC:CBAY | 1 | Closed | Line | NO | 0.00591 | 0.03271 | 0.00464 | 150 | 174 | 174
10201 | MEJIA_T | 10482 | MGLLUJAN | 115 | 115 | PNM: Santa Fe | PNM: Santa Fe | 1 | Closed | Line | NO | 0.00059 | 0.00402 | 0.00059 | 184 | 184 | 184
43263 | HYDN ISL | 45224 | HAYDEN T | 115 | 115 | Portland General - BES NODE | PAC:PTLD | 1 | Open | Line | NO | 0.00121 | 0.00691 | 0.00092 | 198 | 198 | 239
78071 | LAPORTE | 73298 | BELLVUTP | 115 | 115 | PRPA | ZoneFH | 1 | Closed | Line | NO | 0.00268 | 0.0057 | 0.0066 | 21 | 21 | 21
45061 | COPCO | 45063 | COPCO | 115 | 230 | PAC:YRKA | PAC:KFAL | 2 | Closed | Transformer | YES | 0.00037 | 0.0304 | 0 | 250 | 280 | 300
42806 | TONO | 42984 | SKOOKUM1 | 115 | 115 | THURSTN | THURSTN | 1 | Closed | Line | NO | 0.01022 | 0.07968 | 0.01384 | 281 | 281 | 331
43769 | MULTNM2# | 43777 | RALGHHL# | 115 | 115 | Portland General - BES NODE | Portland General - BES NODE | 1 | Closed | Line | NO | 0.00335 | 0.01708 | 0.00295 | 219 | 219 | 285
11108 | MOONGATE | 11218 | JORNADA | 115 | 115 | EPE - Native Load | EPE - Native Load | 1 | Closed | Line | NO | 0.00743 | 0.04774 | 0.00743 | 184.8 | 246.6 | 184.8
15181 | AVSOLAR | 15182 | AVSOLAR2 | 115 | 115 | SRP OTHER SUB 69kV | SRP OTHER SUB 69kV | 1 | Closed | Line | NO | 0.00222 | 0.01744 | 0.00294 | 238.5 | 238.5 | 238.5
32814 | EDESJCT1 | 32810 | EDES | 115 | 115 | Conf Load (East Bay) | Conf Load (East Bay) | 1 | Open | Line | NO | 0.0005 | 0.0016 | 0.0003 | 140 | 159.7 | 193.6
43752 | BEAVTN # | 43741 | TEK 1 | 115 | 115 | Portland General - BES NODE | Portland General - BES NODE | 1 | Closed | Line | NO | 0.00052 | 0.00271 | 0.00043 | 198 | 198 | 266
43743 | HORIZN1 | 43740 | HORIZN | 115 | 230 | Portland General - BES S/S | Portland General - BES S/S | 1 | Closed | Transformer | YES | 0.00043 | 0.026 | 0 | 398 | 398 | 468
43739 | SUNSETPG | 43743 | HORIZN1 | 115 | 115 | Portland General - BES S/S | Portland General - BES S/S | 1 | Closed | Line | NO | 4e-05 | 0.00042 | 8e-05 | 398 | 398 | 609
43809 | OAKHILL1 | 43737 | STMARYSC | 115 | 115 | Portland General - BES NODE | Portland General - BES S/S | 1 | Closed | Line | NO | 0.00131 | 0.01156 | 0.00156 | 198 | 198 | 266
79117 | Y.JACK 2 | 79118 | Y.JACK W | 115 | 115 | Zone69 | Zone69 | 1 | Closed | Line | NO | 0.007 | 0.047 | 0.0062 | 119 | 119 | 119
32786 | OAK C115 | 32904 | OAKLAND23ES | 115 | 115 | Conf Load (East Bay) | Conf Load (East Bay) | 1 | Closed | Line | NO | 0.00021 | 0.00106 | 0.00015 | 140 | 160 | 194
43652 | COFF TAP | 43653 | COFF CR | 115 | 115 | Portland General - BES NODE | Portland General - BES NODE | 1 | Closed | Line | NO | 0.00066 | 0.00352 | 0.00055 | 198 | 198 | 239
43643 | WLBRSHOOFLY | 43792 | WILBRDG# | 115 | 115 | Portland General - BES NODE | Portland General - BES NODE | 1 | Closed | Line | NO | 0.00039 | 0.00165 | 0.0002 | 150 | 150 | 201
42092 | OLD TOWN | 42002 | BELNGM E | 115 | 115 | WHATCOM | WHATCOM | 1 | Closed | Line | NO | 0.00146 | 0.00994 | 0.00164 | 110 | 110 | 180.3
43370 | OAKGROVE_W | 43451 | REDLAND2 | 115 | 115 | Portland General - BES S/S | Portland General - BES NODE | 1 | Closed | Line | NO | 0.04533 | 0.17006 | 0.0215 | 115 | 115 | 157
15129 | SUPERIOR | 15131 | TRASK | 115 | 115 | SRP EMA 115kV | SRP EMA 115kV | 1 | Closed | Line | NO | 0.00128 | 0.00696 | 0.00098 | 182.1 | 196.2 | 182.1
32229 | HORSHE1 | 32230 | HORSESHE | 115 | 115 | Conf Load (Sierra) | Conf Load (Sierra) | 1 | Closed | Line | NO | 0 | 4e-05 | 1e-05 | 235 | 239 | 239
73020 | BEAVERCK | 73031 | BRUSHTAP | 115 | 115 | ZoneEC | ZoneEC | 1 | Closed | Line | NO | 0.007 | 0.0269 | 0.0036 | 163 | 163 | 163
10266 | REEVES_2 | 10054 | MSSIONT | 115 | 115 | PNM: Albuquerque | PNM: Albuquerque | 1 | Closed | Line | NO | 0.0029 | 0.0122 | 0.0015 | 156 | 156 | 196
32802 | VLYVWTP1 | 32764 | VALLY VW | 115 | 115 | Conf Load (East Bay) | Conf Load (East Bay) | 1 | Closed | Line | NO | 0.0011 | 0.0052 | 0.0008 | 119.5 | 119.5 | 119.5
43719 | OAKHILL2 | 43553 | STMARYSA | 115 | 115 | Portland General - BES NODE | Portland General - BES S/S | 1 | Closed | Line | NO | 0.00183 | 0.00902 | 0.00143 | 337 | 337 | 375
32754 | OLEUM | 32778 | MRTNZJCT | 115 | 115 | Conf Load (East Bay) | Conf Load (East Bay) | 1 | Closed | Line | NO | 0.00718 | 0.01941 | 0.00237 | 71.5 | 80.9 | 96
32754 | OLEUM | 32802 | VLYVWTP1 | 115 | 115 | Conf Load (East Bay) | Conf Load (East Bay) | 1 | Closed | Line | NO | 0.0173 | 0.04592 | 0.00535 | 82.7 | 93.6 | 111.5
32770 | GRIZZLY2 | 32740 | HILLSIDE | 115 | 115 | Conf Load (East Bay) | Conf Load (East Bay) | 2 | Closed | Line | NO | 0.0005 | 0.0005 | 0 | 97.2 | 110.3 | 132.7
32616 | MEYERTP2 | 32606 | CARQUINZ | 115 | 115 | Conf Load (North Bay) | Conf Load (North Bay) | 1 | Closed | Line | NO | 0.0005 | 0.0005 | 0.0001 | 97.2 | 110.3 | 132.7
73015 | B.CK TRI | 73016 | B.CK TRI | 115 | 230 | ZoneEC | ZoneEC | 1 | Closed | Transformer | YES | 0.00088 | 0.05484 | 0 | 224 | 224 | 224
73017 | B.SANDY | 73318 | LIMON | 115 | 115 | ZoneEC | ZoneEC | 1 | Closed | Line | NO | 0.0066 | 0.0204 | 0.0028 | 129 | 129 | 129
40448 | CHCKN_CK+ | 40371 | E OMAK | 115 | 115 | Central Washington | Central Washington | 1 | Closed | Line | NO | 0.01544 | 0.14231 | 0.01817 | 85.6 | 85.6 | 111.5
32576 | SKGGS J1 | 32588 | HGHWY J1 | 115 | 115 | Conf Load (North Bay) | Conf Load (North Bay) | 1 | Closed | Line | NO | 0.0202 | 0.0437 | 0.0028 | 85.2 | 95.8 | 96
405470 | HORSE_HV_N# | 405474 | HORSE_HV_S# | 115 | 115 | Lower Columbia Basin | Lower Columbia Basin | 1 | Closed | Line | NO | 0.00052 | 0.00325 | 0.00052 | 169.3 | 195.2 | 243
79255 | MOLASTAP | 79256 | SILVERTN | 115 | 115 | ZoneR4 | ZoneR4 | 1 | Closed | Line | NO | 0.00608 | 0.02391 | 0.0031 | 143 | 143 | 143
43386 | OSTLTP1 | 43388 | OSTLTP2 | 115 | 115 | Portland General - BES S/S | Portland General - BES S/S | 1 | Open | Line | NO | 3e-05 | 0.00016 | 2e-05 | 198 | 198 | 239
43386 | OSTLTP1 | 43813 | POT ASH1 | 115 | 115 | Portland General - BES S/S | Portland General - BES NODE | 1 | Closed | Line | NO | 0.00033 | 0.00172 | 0.00027 | 198 | 198 | 239
43370 | OAKGROVE_W | 43371 | OAKGROVE | 115 | 115 | Portland General - BES S/S | Portland General - BES S/S | 1 | Closed | Line | NO | 0 | 0.0003 | 0 | 239 | 239 | 365
45037 | CAVE JCT | 45409 | OBRIEN P | 115 | 115 | PAC:GRPS | PAC:GRPS | 1 | Closed | Line | NO | 0.0105 | 0.02912 | 0.00416 | 112 | 123 | 161
15114 | MIAMI | 15121 | PINTOVLY | 115 | 115 | SRP EMA 115kV | SRP EMA 115kV | 1 | Closed | Line | NO | 0.01218 | 0.04139 | 0.00732 | 99 | 111.2 | 99
42744 | BOE_PUY | 42720 | FREDRICK | 115 | 115 | PIERCEI | PIERCE | 1 | Closed | Line | NO | 0.00052 | 0.00422 | 0.00072 | 280.9 | 280.9 | 330.8
32290 | OLIVH J1 | 32204 | OLIVHRST | 115 | 115 | Conf Load (Sierra) | Conf Load (Sierra) | 1 | Closed | Line | NO | 0.0005 | 0.00056 | 8e-05 | 87.6 | 102.4 | 132.7
32555 | MNTCLOJ1 | 32554 | MONTCLLO | 115 | 115 | Conf Load (North Bay) | Conf Load (North Bay) | 1 | Open | Line | NO | 0.0005 | 0.0005 | 0.0001 | 59.2 | 68.7 | 88.2
66470 | SWAN VLY | 66471 | PAL_SWA_CIO | 115 | 115 | ID BPA | ID BPA | 1 | Closed | Line | NO | 0.01206 | 0.07105 | 0.00928 | 143.4 | 143.4 | 201.2
12027 | DONA_ANA | 11088 | LAS_CRUC | 115 | 115 | TSGT: Southern NM | EPE - Native Load | 1 | Closed | Line | NO | 0.0031 | 0.0124 | 0.0017 | 153 | 153 | 153
40159 | BURBANK+ | 40158 | WORDEN# | 115 | 115 | Lower Columbia Basin | Lower Columbia Basin | 1 | Closed | Line | NO | 0.00771 | 0.04524 | 0.00598 | 203.2 | 203.2 | 262.9
45109 | FRY | 45207 | MURDERCK | 115 | 115 | PAC:WLMT | PAC:WLMT | 1 | Closed | Line | NO | 0.00769 | 0.04133 | 0.00624 | 153 | 191 | 238
405491 | PRIOR_4# | 408194 | PRIOR_4+ | 115 | 115 | Lower Columbia Basin | Lower Columbia Basin | 1 | Closed | Line | NO | 0.00012 | 0.00078 | 0.00012 | 99.6 | 113.5 | 143.4
73121 | N. CODY 115 | 96172 | mid_96172 | 115 | 115 | ZoneBH | ZoneBH | 1 | Closed | TransformerWinding | YES | 0.00114 | 0.02212 | 0 | 80 | 96 | 80
66540 | THERPACE | 67399 | KIRBY CK | 115 | 115 | WY NORTH | WY NORTH | 1 | Closed | Line | NO | 0.00396 | 0.02028 | 0.0034 | 85 | 85 | 85
43750 | ABRNTHY# | 43335 | MT PLSN2 | 115 | 115 | Portland General - BES NODE | Portland General - BES NODE | 1 | Closed | Line | NO | 0.00101 | 0.00504 | 0.00092 | 219 | 219 | 285
405479 | CARMA+ | 408195 | MA_COLLINS | 115 | 115 | Lower Columbia Basin | Lower Columbia Basin | 1 | Closed | Line | NO | 0.03501 | 0.04844 | 0.00542 | 57 | 57 | 57
43333 | MT PLSN1 | 43337 | MT PLSNT | 115 | 115 | Portland General - BES NODE | Portland General - BES NODE | 1 | Closed | Line | NO | 0.00028 | 0.00146 | 0.00023 | 198 | 198 | 266
45118 | CLRWATR2 | 45294 | LEMOLOTP | 115 | 115 | PAC:ROSE | PAC:ROSE | 1 | Closed | Line | NO | 0.00055 | 0.00163 | 0.0002 | 113 | 124 | 162
43694 | DURHAM 1 | 43315 | MERIDIAN | 115 | 115 | Portland General - BES NODE | Portland General - BES S/S | 1 | Closed | Line | NO | 0.00166 | 0.00875 | 0.00138 | 198 | 198 | 266
32356 | LINCLN | 32398 | RBROCKLINJCT | 115 | 115 | Conf Load (Sierra) | Conf Load (Sierra) | 1 | Closed | Line | NO | 0.00479 | 0.03396 | 0.00559 | 164 | 194 | 239
43309 | MCLGHLNA | 43650 | WILSNVIL | 115 | 115 | Portland General - BES S/S | Portland General - BES S/S | 1 | Closed | Line | NO | 0.00858 | 0.06907 | 0.00918 | 198 | 198 | 266
43279 | KINGCITY | 43589 | TIGARD 1 | 115 | 115 | Portland General - BES NODE | Portland General - BES NODE | 1 | Closed | Line | NO | 0.00274 | 0.01421 | 0.00231 | 198 | 198 | 266
43279 | KINGCITY | 43525 | SHERWD B | 115 | 115 | Portland General - BES NODE | Portland General - BES S/S | 1 | Closed | Line | NO | 0.00191 | 0.01494 | 0.00258 | 265 | 265 | 357
40113 | BIGELOW+ | 41089 | TRENTWOD | 115 | 115 | Spokane Area, N Idaho, W Montana | Spokane Area, N Idaho, W Montana | 2 | Closed | Line | NO | 0.00445 | 0.02548 | 0.00355 | 179.3 | 179.3 | 253
464014 | BOTHELL115_D | 464034 | BOTHELL230_4 | 115 | 230 | Seattle City Light | Seattle City Light | 4 | Closed | Transformer | YES | 0.00049 | 0.03269 | 0 | 308 | 359 | 308
32262 | SHPRING1 | 32264 | CLRKSVLT | 115 | 115 | Conf Load (Sierra) | Conf Load (Sierra) | 1 | Closed | Line | NO | 0.00642 | 0.03961 | 0.00472 | 239 | 239 | 239
40391 | ELMO+ | 40589 | KALISPEL | 115 | 115 | Western Montana | Western Montana | 1 | Closed | Line | NO | 0.03881 | 0.16522 | 0.02094 | 165.3 | 165.3 | 211.1
73146 | OASISTAP | 73716 | LARAMIE TAP | 115 | 115 | ZoneEW | ZoneEW | 1 | Closed | Line | NO | 0.017 | 0.07704 | 0.01015 | 119 | 119 | 119
40103 | BERRIAN# | 40819 | PLYMOUTH# | 115 | 115 | Lower Columbia Basin | Lower Columbia Basin | 1 | Closed | Line | NO | 0.00071 | 0.00703 | 0.00099 | 213.1 | 213.1 | 274.9
32258 | DMND SPR | 32267 | DIMOND_1 | 115 | 115 | Conf Load (Sierra) | Conf Load (Sierra) | 1 | Open | Line | NO | 0.0005 | 0.0005 | 0 | 125.7 | 147.8 | 193.6
45127 | HARRISON | 45173 | LINCOLN | 115 | 115 | PAC:PTLD | PAC:PTLD | 1 | Closed | Line | NO | 0.00197 | 0.01095 | 0.00154 | 153 | 191 | 238
42226 | MAXWELTN | 42210 | S WHIDBY | 115 | 115 | ISLAND | ISLAND | 1 | Closed | Line | NO | 0.00394 | 0.01213 | 0.00176 | 71.7 | 71.7 | 116.7
66816 | FREEDOM | 66821 | TINCUP# | 115 | 115 | ID BPA | ID BPA | 1 | Closed | Line | NO | 0.00249 | 0.01591 | 0.00244 | 160.4 | 199.5 | 208.9
43273 | JENGSLD2 | 43275 | JENGSLDG | 115 | 115 | Portland General - BES NODE | Portland General - BES NODE | 1 | Closed | Line | NO | 0 | 0.0003 | 0 | 187 | 187 | 251
45131 | HAZELWOD | 45225 | OREMET | 115 | 115 | PAC:WLMT | PAC:WLMT | 1 | Closed | Line | NO | 0.00183 | 0.01001 | 0.00145 | 153 | 191 | 238
40083 | BEAVER+ | 41073 | TILLAMOK | 115 | 115 | Portland Area | Portland Area | 1 | Closed | Line | NO | 0.0438 | 0.08825 | 0.01019 | 105.6 | 105.6 | 131.5
32257 | PLCRVLT2 | 32260 | MIZOU_T2 | 115 | 115 | Conf Load (Sierra) | Conf Load (Sierra) | 2 | Closed | Line | NO | 0.00196 | 0.00991 | 0.0014 | 125.7 | 147.8 | 193.6
42394 | EASTGATE | 42303 | LAKESIDE | 115 | 115 | N.KING | N.KING | 1 | Closed | Line | NO | 0.00183 | 0.00964 | 0.00152 | 211.1 | 211.1 | 249
43235 | HARMONY | 43766 | JENGSL # | 115 | 115 | Portland General - BES NODE | Portland General - BES NODE | 1 | Open | Line | NO | 0.00214 | 0.01125 | 0.00178 | 198 | 198 | 266
42388 | COLLEGEP | 42303 | LAKESIDE | 115 | 115 | N.KING | N.KING | 1 | Closed | Line | NO | 0.00072 | 0.00381 | 0.0006 | 211.1 | 211.1 | 249
159030 | SANDSTONE | 19044 | COOLIDGE | 115 | 115 | SRP EMA 115kV | WAPA-DSW | 1 | Closed | Line | NO | 0.00956 | 0.0343 | 0.00445 | 135 | 143.8 | 145.6
32267 | DIMOND_1 | 32262 | SHPRING1 | 115 | 115 | Conf Load (Sierra) | Conf Load (Sierra) | 1 | Closed | Line | NO | 0.00219 | 0.01079 | 0.00162 | 151.2 | 175.5 | 193.6
40395 | EUGENE | 46247 | RIVER RD | 115 | 115 | Western Oregon | Eugene, OR | 1 | Closed | Line | NO | 0.0016 | 0.0088 | 0.0013 | 170 | 170 | 216
43219 | GRESHAMB | 43419 | PLSNTVLY | 115 | 115 | Portland General - BES S/S | Portland General - BES NODE | 1 | Closed | Line | NO | 0.003 | 0.01577 | 0.00249 | 198 | 198 | 266
43219 | GRESHAMB | 43320 | MIDWAYTP1 | 115 | 115 | Portland General - BES S/S | Portland General - BES NODE | 1 | Closed | Line | NO | 0.00425 | 0.02329 | 0.00341 | 198 | 198 | 266
10079 | CORNEL_T | 10323 | SP-83 | 115 | 115 | PNM: Albuquerque | PNM: Albuquerque | 1 | Closed | Line | NO | 0.0024 | 0.0087 | 0.00116 | 154 | 154 | 169
73194 | SWOODROW | 73221 | WOODROW | 115 | 115 | ZoneEC | ZoneEC | 1 | Closed | Line | NO | 0.0167 | 0.0544 | 0.0068 | 109 | 109 | 109
40085 | BELFAIR+ | 40611 | KITSAPS | 115 | 115 | Seattle Area, Olympic Peninsula | Seattle Area, Olympic Peninsula | 2 | Closed | Line | NO | 0.00772 | 0.06492 | 0.00784 | 249 | 249 | 308.7
45147 | HOPLAND | 45315 | UNIONGAP | 115 | 115 | PAC:YKMA | PAC:YKMA | 1 | Closed | Line | NO | 0.01167 | 0.03682 | 0.00414 | 118 | 118 | 156
73189 | STEGALL | 73255 | LINGLETP | 115 | 115 | ZoneWN | ZoneEW | 1 | Closed | Line | NO | 0.06282 | 0.2099 | 0.02583 | 116 | 116 | 116
40079 | BAXTER+ | 40440 | FRANKL E | 115 | 115 | Lower Columbia Basin | Lower Columbia Basin | 1 | Closed | Line | NO | 0.01544 | 0.09058 | 0.01196 | 203.2 | 203.2 | 262.9
45143 | HLLYWOOD | 45167 | KNOTT | 115 | 115 | PAC:PTLD | PAC:PTLD | 1 | Closed | Line | NO | 0.00292 | 0.01545 | 0.0024 | 153 | 191 | 203
45391 | FERN HIL | 45163 | KNAPPA | 115 | 115 | PAC:CLTP | PAC:CLTP | 1 | Closed | Line | NO | 0.01276 | 0.03988 | 0.00467 | 109.6 | 109.6 | 145.4
40075 | BANDON | 40407 | FAIRVIEW | 115 | 115 | Western Oregon | Western Oregon | 2 | Closed | Line | NO | 0.01309 | 0.11394 | 0.01451 | 137.4 | 137.4 | 169.3
40074 | BALD_MTN# | 41184 | BALD MT | 115 | 115 | Portland Area | Portland Area | 1 | Closed | Line | NO | 0.00036 | 0.00238 | 0.00025 | 89.6 | 89.6 | 119.5
622142 | GLACIERSWYD2 | 625023 | SHELBY T GEC | 115 | 115 | NOGF_MT | NOGF_MT | 1 | Closed | Line | NO | 0.03316 | 0.08456 | 0.01028 | 80 | 80 | 80
40071 | BADGER | 41064 | LESLIE_RD | 115 | 115 | Lower Columbia Basin | Lower Columbia Basin | 1 | Closed | Line | NO | 0.00143 | 0.00418 | 0.00056 | 137.4 | 137.4 | 175.3
31202 | CALPELLA | 31204 | UKIAH | 115 | 115 | Conf Load (N. Coast) | Conf Load (N. Coast) | 1 | Closed | Line | NO | 0.0066 | 0.0315 | 0.005 | 125.7 | 147.8 | 193.6
10023 | AVILA_T | 10021 | AVILA | 115 | 115 | PNM: Sandoval | PNM: Sandoval | 1 | Closed | Line | NO | 0.001 | 0.0035 | 0.0005 | 133.5 | 133.5 | 133.5
42310 | COTAGEBR | 42403 | HOLLYWD | 115 | 115 | N.KING | N.KING | 1 | Closed | Line | NO | 0.00158 | 0.01241 | 0.00216 | 280.9 | 280.9 | 330.8
43211 | GRDNHOM2 | 43817 | WSTPRT 1 | 115 | 115 | Portland General - BES NODE | Portland General - BES NODE | 1 | Closed | Line | NO | 0.00249 | 0.0124 | 0.00225 | 219 | 219 | 285
32233 | NEWCSTL1 | 32236 | FLINT1 | 115 | 115 | Conf Load (Sierra) | Conf Load (Sierra) | 1 | Closed | Line | NO | 0.00533 | 0.01904 | 0.00261 | 224.3 | 224.3 | 244.8
43209 | GRDNHOM1 | 43816 | WSTPRT | 115 | 115 | Portland General - BES NODE | Portland General - BES S/S | 1 | Closed | Line | NO | 0.00192 | 0.01011 | 0.0016 | 198 | 198 | 266
43207 | GLNDOVER | 43763 | HEMLOCK# | 115 | 115 | Portland General - BES S/S | Portland General - BES NODE | 1 | Closed | Line | NO | 0.00161 | 0.00842 | 0.00138 | 219 | 219 | 285
43201 | GLENCOE | 43761 | GLENCOE# | 115 | 115 | Portland General - BES NODE | Portland General - BES NODE | 1 | Closed | Line | NO | 0 | 0.0003 | 0 | 85 | 85 | 113
32812 | EDESJCT2 | 35104 | GRANT | 115 | 115 | Conf Load (East Bay) | Conf Load (Mission) | 1 | Closed | Line | NO | 0.00354 | 0.01534 | 0.00777 | 276.7 | 319.4 | 387.2
33319 | SHREDJCT | 33321 | RVNSWD D | 115 | 115 | Conf Load (Peninsula) | Conf Load (Peninsula) | 2 | Closed | Line | NO | 0.0088 | 0.0367 | 0.0074 | 140 | 159.7 | 193.6
67932 | ELKHORN | 69108 | COMUMNTY | 115 | 115 | WY EAST | WY EAST | 1 | Closed | Line | NO | 0.00738 | 0.02351 | 0.00307 | 116 | 140 | 159
31219 | ERFT4_23CRJ | 31218 | ER_FTNJT | 115 | 115 | Conf Load (N. Coast) | Conf Load (N. Coast) | 1 | Closed | Line | NO | 0.00403 | 0.08546 | 0.02191 | 164.3 | 194.2 | 256.3
10245 | PERSON | 10155 | PROSPER | 115 | 115 | PNM: Albuquerque | PNM: Albuquerque | 1 | Closed | Line | NO | 0.00273 | 0.01088 | 0.00134 | 156 | 156 | 196
45182 | FISHCREK | 45487 | SLIDECRK | 115 | 115 | PAC:ROSE | PAC:ROSE | 1 | Closed | Line | NO | 0.00201 | 0.01124 | 0.00155 | 175 | 194 | 255
33932 | MELONES | 33500 | MELNS JA | 115 | 115 | Conf Load (Stanislaus) | Conf Load (Stockton) | 1 | Closed | Line | NO | 0.02775 | 0.04749 | 0.00529 | 56 | 64.9 | 82.7
73151 | PILOT BU | 73479 | HARRSBRG | 115 | 115 | ZoneBH | ZoneBH | 1 | Closed | Line | NO | 0.02089 | 0.08048 | 0.01035 | 120 | 120 | 120
10510 | AIRPOR_T | 12059 | PICACHO | 115 | 115 | PNM: Deming | TSGT: Southern NM | 1 | Closed | Line | NO | 0.0166 | 0.0662 | 0.0081 | 133 | 133 | 133
40040 | ALDERWD_T3# | 40509 | HARRISBURG+ | 115 | 115 | Western Oregon | Western Oregon | 1 | Closed | Line | NO | 0.01115 | 0.04637 | 0.00618 | 167.7 | 167.7 | 206.4
43165 | EASTPORT | 44530 | HARUSN E | 115 | 115 | Portland General - BES NODE | PAC:PTLD | 1 | Closed | Line | NO | 0.00661 | 0.03473 | 0.00551 | 198 | 198 | 266
42779 | SUMNER | 42788 | WOODLNDP | 115 | 115 | PIERCE | PIERCE | 1 | Closed | Line | NO | 0.00431 | 0.03192 | 0.00621 | 143.8 | 143.8 | 236.6
623112 | COLSTRIP 115 | 97956 | mid_97956 | 115 | 230 | COLSTRIP_MT | COLSTRIP_MT | 2 | Closed | TransformerWinding | YES | 0.00104 | -0.01742 | 0 | 100 | 120 | 120
42747 | CEDARHST | 42753 | EDGEWOOD | 115 | 115 | PIERCE | PIERCE | 1 | Closed | Line | NO | 0.0016 | 0.01115 | 0.00195 | 211.1 | 211.1 | 249
70030 | APT_PARK | 70549 | APT_MEM | 115 | 115 | ZoneWP | ZoneWP | 1 | Closed | Line | NO | 0.00178 | 0.01108 | 0.00155 | 181 | 181 | 181
43185 | FAIRVW P | 43697 | GLISAN | 115 | 115 | Portland General - BES S/S | Portland General - BES S/S | 1 | Closed | Line | NO | 0.00134 | 0.00726 | 0.00109 | 198 | 198 | 266
31965 | KNIGHT1 | 31966 | WODLNDJ1 | 115 | 115 | Conf Load (Sacramento) | Conf Load (Sacramento) | 1 | Closed | Line | NO | 0.00109 | 0.00551 | 0.00078 | 125.7 | 163.3 | 193.6
42166 | BLACKBRN | 42170 | MTVERNON | 115 | 115 | SKAGIT | SKAGIT | 1 | Closed | Line | NO | 0.0022 | 0.01145 | 0.00183 | 211.1 | 211.1 | 249
31238 | MONROE1 | 31239 | MONROE2 | 115 | 115 | Conf Load (N. Coast) | Conf Load (N. Coast) | 1 | Open | Line | NO | 0.0005 | 0.0005 | 0 | 229 | 229 | 229
33517 | RPNJ2 | 33520 | RIPON | 115 | 115 | Conf Load (Stockton) | Conf Load (Stockton) | 1 | Closed | Line | NO | 0.00933 | 0.02789 | 0.0036 | 87.6 | 102.4 | 132.7
37901 | AIRPORTW | 37902 | AIRPORTR | 115 | 115 | Conf Load (Redding) | Conf Load (Redding) | 1 | Closed | Line | NO | 0.00023 | 0.00083 | 0.00013 | 189 | 209 | 169
10175 | HAMILTON2 | 10345 | TRAMWAY | 115 | 115 | PNM: Albuquerque | PNM: Albuquerque | 1 | Closed | Line | NO | 0.00324 | 0.0129 | 0.00159 | 156 | 156 | 196
70114 | CLIMAX | 70257 | LEADVIL1 | 115 | 115 | ZoneRM | ZoneRM | 1 | Closed | Line | NO | 0.03986 | 0.07469 | 0.00819 | 57 | 57 | 57
70166 | ENGLEWD1 | 70167 | ENGLEWD2 | 115 | 115 | ZoneRD | ZoneRD | 1 | Closed | Line | NO | 0 | 0.0005 | 0 | 181 | 211 | 181
43138 | DAYTON_TAP | 43357 | NEWBERG | 115 | 115 | Portland General - BES S/S | Portland General - BES S/S | 1 | Closed | Line | NO | 0.00957 | 0.04968 | 0.00806 | 198 | 198 | 239
33203 | MISSON | 33205 | HNTRS PT | 115 | 115 | Conf Load (S.F.) | Conf Load (S.F.) | 1 | Closed | Line | NO | 0.0033 | 0.0081 | 0.0997 | 117.3 | 224.1 | 117.3
43750 | ABRNTHY# | 43083 | CANEMAH | 115 | 115 | Portland General - BES NODE | Portland General - BES S/S | 1 | Closed | Line | NO | 0.00017 | 0.00135 | 0.00023 | 239 | 239 | 357
43055 | BETHANY | 43056 | CORNEL # | 115 | 115 | Portland General - BES NODE | Portland General - BES NODE | 1 | Closed | Line | NO | 0.00154 | 0.00904 | 0.00125 | 239 | 239 | 239
15125 | SILVERK2 | 15104 | CARLOTA | 115 | 115 | SRP EMA 115kV | SRP EMA 115kV | 1 | Closed | Line | NO | 0.00765 | 0.02235 | 0.00976 | 182.1 | 196.2 | 182.1
43014 | BASIN TP | 43016 | BASIN AV | 115 | 115 | Portland General - BES NODE | Portland General - Industrial | 1 | Closed | Line | NO | 0.00033 | 0.00172 | 0.00027 | 198 | 198 | 239
42982 | WINSLOW | 42983 | WINSLOWT | 115 | 115 | KITSAP | KITSAP | 1 | Closed | Line | NO | 0.01888 | 0.02787 | 0.00326 | 46.6 | 46.6 | 75.5
70164 | ELDORADO | 70295 | NCAR | 115 | 115 | ZoneRB | ZoneRB | 1 | Closed | Line | NO | 0.00577 | 0.02189 | 0.00301 | 182 | 212 | 182
42525 | SHUF115E | 42524 | SHUF115W | 115 | 115 | S.KING | S.KING | 1 | Closed | Line | NO | 0 | 0.0001 | 0 | 281 | 281 | 331
42955 | MUR COVE | 42956 | MURDEN T | 115 | 115 | KITSAP | KITSAP | 1 | Closed | Line | NO | 0.00304 | 0.01588 | 0.00253 | 110 | 110 | 180.3
73652 | TERRY ST LN | 78119 | TERRY | 115 | 115 | ZoneFH | PRPA | 1 | Closed | Line | NO | 0.00207 | 0.00672 | 0.00085 | 109 | 109 | 109
42933 | C KITSAP | 42977 | SILVRTAP | 115 | 115 | KITSAP | KITSAP | 1 | Closed | Line | NO | 0.00047 | 0.00238 | 0.00042 | 208.9 | 208.9 | 246.4
31474 | FRBSTNTP | 31476 | OWID | 115 | 115 | Conf Load (N. Valley) | Conf Load (N. Valley) | 1 | Closed | Line | NO | 0.00212 | 0.01119 | 0.00132 | 125.7 | 147.8 | 193.6
70231 | HOPKINS | 70232 | HOPKINS | 115 | 230 | ZoneRW | ZoneRW | T2 | Closed | Transformer | YES | 0.00245 | 0.07579 | 0 | 99 | 133 | 99
70236 | HYDEPARK | 70339 | PUEBPLNT | 115 | 115 | ZoneWP | ZoneWP | 1 | Closed | Line | NO | 0.00221 | 0.0141 | 0.00187 | 159 | 159 | 159
43255 | HOGAN #2 | 43715 | MCGILL | 115 | 115 | Portland General - BES NODE | Portland General - BES S/S | 1 | Closed | Line | NO | 0.00159 | 0.00835 | 0.00132 | 198 | 198 | 266
11374 | SNO_EXEC_TAP | 11157 | SUNSET_N | 115 | 115 | EPE - Native Load | EPE - Native Load | 1 | Closed | Line | NO | 0.00135 | 0.006 | 0.00319 | 270.8 | 359 | 270.8
13003 | MD | 13008 | HURLEY_# | 115 | 115 | PNM: Southwest | PNM: Southwest | 1 | Closed | Line | NO | 0.0092 | 0.0367 | 0.0045 | 131 | 131 | 131
32261 | MIZOU_T1 | 32267 | DIMOND_1 | 115 | 115 | Conf Load (Sierra) | Conf Load (Sierra) | 1 | Closed | Line | NO | 0.00254 | 0.01252 | 0.00188 | 151.2 | 175.5 | 193.6
45321 | VILLAGEG | 47023 | CRESWELL+ | 115 | 115 | PAC:WLMT | Western Oregon | 1 | Closed | Line | NO | 0.03684 | 0.06281 | 0.00702 | 77 | 77 | 103
10372 | WAYNE 2 | 10179 | LOSANGEL | 115 | 115 | PNM: Albuquerque | PNM: Albuquerque | 1 | Closed | Line | NO | 0.0017 | 0.0066 | 0.0008 | 156 | 156 | 196
70252 | LAKEWOD2 | 70354 | RIDGE | 115 | 115 | ZoneRD | ZoneRD | 2 | Closed | Line | NO | 0.0064 | 0.01831 | 0.00239 | 111 | 120 | 111
70193 | FTN_VLY | 73412 | MIDWAYBR | 115 | 115 | ZoneWP | ZoneCS | 1 | Closed | Line | NO | 3e-05 | 0.00038 | 0.00076 | 115 | 115 | 115
32011 | WEC | 32008 | SUISUN | 115 | 115 | Conf Load (Sacramento) | Conf Load (Sacramento) | 1 | Closed | Line | NO | 0.00406 | 0.0203 | 0.00291 | 125.7 | 147.8 | 158.9
10212 | MPLAZA_T | 10172 | LEYENDKR | 115 | 115 | PNM: Albuquerque | PNM: Albuquerque | 1 | Closed | Line | NO | 0.0008 | 0.003 | 0.00042 | 156 | 156 | 196
42593 | ELLINGTP | 42594 | ELLNGSON | 115 | 115 | S.KING | S.KING | 1 | Open | Line | NO | 0.00123 | 0.00347 | 0.00049 | 71.7 | 71.7 | 116.7
42613 | LEAHILL | 42626 | MSTREET | 115 | 115 | S.KING | S.KING | 1 | Closed | Line | NO | 0.00326 | 0.01684 | 0.00274 | 211.1 | 211.1 | 249
42630 | NORPAC | 42656 | VICTORIA | 115 | 115 | S.KING | S.KINGI | 1 | Closed | Line | NO | 0.0017 | 0.00865 | 0.00145 | 208.9 | 208.9 | 246.4
70327 | PONCHA | 79196 | N.GUNNSN | 115 | 115 | ZoneRM | Zone69 | 1 | Closed | Line | NO | 0.09613 | 0.32119 | 0.04059 | 109 | 120 | 109
70336 | PUEB_TP | 70412 | STMBEACH | 115 | 115 | ZoneRS | ZoneRS | 1 | Closed | Line | NO | 0.019 | 0.0736 | 0.0094 | 92 | 92 | 92
12148 | BISON | 12157 | VANBREMR | 115 | 115 | TSGT: North NM | TSGT: North NM | 1 | Closed | Line | NO | 0.05247 | 0.15687 | 0.01819 | 82 | 82 | 82
40023 | AHSAHKA# | 48303 | OROFINO | 115 | 115 | Spokane Area Publics | AVA: Lewiston/Clarkston | 1 | Closed | Line | NO | 0.005 | 0.02072 | 0.00268 | 122.7 | 122.7 | 180.9
36998 | HW_TAP | 36975 | RB_TAP8 | 115 | 115 | City and County of San Francisco | City and County of San Francisco | 8 | Closed | Line | NO | 0.00341 | 0.02432 | 0.00299 | 170 | 199 | 236
36968 | MID_TAP3 | 36970 | CAL_TAP3 | 115 | 115 | City and County of San Francisco | City and County of San Francisco | 3 | Closed | Line | NO | 0.09256 | 0.30674 | 0.0325 | 100 | 117 | 120
13046 | TULAROSA | 12131 | BLAZER_T | 115 | 115 | PNM: Southeast | TSGT: Southern NM | 1 | Closed | Line | NO | 0.0209 | 0.0743 | 0.0094 | 133 | 133 | 133
42981 | TRACYTON | 42907 | VALLYJCT | 115 | 115 | KITSAP | KITSAP | 1 | Closed | Line | NO | 0.00238 | 0.01368 | 0.00215 | 110 | 110 | 180.3
42905 | FOSSCNRS | 42970 | SERWOLD | 115 | 115 | KITSAP | KITSAP | 1 | Closed | Line | NO | 0.00186 | 0.00982 | 0.00156 | 211.1 | 211.1 | 249
42902 | BREMERTN | 42968 | R.POINT | 115 | 115 | KITSAP | KITSAP | 1 | Closed | Line | NO | 0.00149 | 0.00778 | 0.00126 | 211.1 | 211.1 | 249
31998 | VACA-DIX | 31997 | SCHMLBCH | 115 | 115 | Conf Load (Sacramento) | Conf Load (Sacramento) | 1 | Closed | Line | NO | 0.03887 | 0.11388 | 0.01504 | 99.4 | 114.5 | 124.1
31996 | HALE J1 | 32020 | JMSN JCT | 115 | 115 | Conf Load (Sacramento) | Conf Load (Sacramento) | 1 | Closed | Line | NO | 0.00393 | 0.01101 | 0.00145 | 64.7 | 75.1 | 96
31996 | HALE J1 | 31995 | HALE | 115 | 115 | Conf Load (Sacramento) | Conf Load (Sacramento) | 1 | Closed | Line | NO | 0.0005 | 0.0005 | 0 | 87.6 | 102.4 | 132.7
11078 | HATCH | 11218 | JORNADA | 115 | 115 | EPE - Native Load | EPE - Native Load | 1 | Closed | Line | NO | 0.0777 | 0.20206 | 0.0238 | 30 | 30 | 30
36282 | SURF JCT | 38031 | LOMPCJ1 | 115 | 115 | Conf Load (Los Padres) | Conf Load (Los Padres) | 1 | Closed | Line | NO | 0.001 | 0.0055 | 0.0008 | 140 | 159.7 | 193.6
72780 | GOODMNPT | 79121 | SANDCANY | 115 | 115 | ZoneR4 | ZoneR4 | 1 | Closed | Line | NO | 0.00392 | 0.0265 | 0.00348 | 119 | 119 | 119
70402 | SOUTH_2 | 70531 | AIR_LIQ | 115 | 115 | ZoneRD | ZoneRD | 1 | Closed | Line | NO | 0.00141 | 0.01094 | 0.00155 | 120 | 154 | 120
10105 | FOURHILL | 10296 | SANDIA_2 | 115 | 115 | PNM: Albuquerque | PNM: Albuquerque | 1 | Closed | Line | NO | 0.003 | 0.0121 | 0.0015 | 156 | 159 | 196
36267 | SNTAMRTP | 36270 | FAIRWAY | 115 | 115 | Conf Load (Los Padres) | Conf Load (Los Padres) | 1 | Closed | Line | NO | 0.00665 | 0.01648 | 0.00225 | 75.7 | 85.6 | 102.4
74039 | NORTHRNG | 74056 | KINGRNCH | 115 | 115 | ZoneEW | ZoneEW | 2 | Closed | Line | NO | 0.00091 | 0.00573 | 0.00075 | 212 | 212 | 266
42752 | DUPONT | 42760 | GRAVTAP | 115 | 115 | PIERCE | PIERCE | 1 | Closed | Line | NO | 0.00516 | 0.02745 | 0.00433 | 211.1 | 211.1 | 249
10444 | LSTHRZNT | 10445 | LOSTHRZN | 115 | 115 | PNM: Albuquerque | PNM: Albuquerque | 1 | Closed | Line | NO | 0.0036 | 0.0075 | 0.0009 | 52 | 52 | 52
10003 | RATTLESNKPNM | 10725 | HUNING_RANCH | 115 | 115 | PNM: Belen | PNM: Belen | 1 | Closed | Line | NO | 0.00053 | 0.0063 | 0.00109 | 350 | 350 | 350
36251 | FTHILTP1 | 36254 | SN LS OB | 115 | 115 | Conf Load (Los Padres) | Conf Load (Los Padres) | 1 | Closed | Line | NO | 0.0057 | 0.0283 | 0.004 | 140 | 159.7 | 193.6
70517 | PARKERPS_CR | 70576 | COMPARK_CR | 115 | 115 | ZoneRS | ZoneRS | 1 | Closed | Line | NO | 0.00222 | 0.00307 | 0.01663 | 239 | 239 | 239
70538 | CHMBERS | 70539 | CHMBERS | 115 | 230 | ZoneRD | ZoneRD | T1 | Closed | Transformer | YES | 0.0006 | 0.03 | 0 | 280 | 319 | 280
43241 | HEMLCK | 43763 | HEMLOCK# | 115 | 115 | Portland General - BES NODE | Portland General - BES NODE | 1 | Closed | Line | NO | 0.00115 | 0.00604 | 0.00096 | 114 | 114 | 153
35920 | SALINAS | 35927 | DOLAN J1 | 115 | 115 | Conf Load (Central Coast) | Conf Load (Central Coast) | 1 | Closed | Line | NO | 0.01742 | 0.06216 | 0.00852 | 227.9 | 227.9 | 244.8
33503 | FRGTNTP2 | 33502 | FROGTOWN | 115 | 115 | Conf Load (Stockton) | Conf Load (Stockton) | 1 | Open | Line | NO | 0.0005 | 0.0005 | 0 | 56 | 64.9 | 82.7
40031 | ALCOA | 40034 | ROSALC49 | 115 | 115 | Portland Area | Portland Area | 2 | Closed | Line | NO | 4e-05 | 0.0004 | 6e-05 | 308.7 | 308.7 | 388.4
48307 | OTHELLO | 48309 | OTHELOSS | 115 | 115 | AVA: Big Bend | AVA: Big Bend | 1 | Closed | Line | NO | 0.00313 | 0.0179 | 0.00261 | 239 | 239 | 239
47412 | GRN MTN | 47413 | HANSENRD | 115 | 115 | Cowlitz County, WA | Cowlitz County, WA | 1 | Closed | Line | NO | 0.01801 | 0.02872 | 0.00143 | 74.3 | 86 | 107.2
48420 | SULLIVANTAP | 48442 | VALLEYWAYTAP | 115 | 115 | AVA: Spokane | AVA: Spokane | 1 | Closed | Line | NO | 0.00272 | 0.01446 | 0.00224 | 149.4 | 149.4 | 220.9
35651 | BAILY J3 | 35652 | BAILY J1 | 115 | 115 | Conf Load (San Jose) | Conf Load (San Jose) | 1 | Open | Line | NO | 0.0005 | 0.00113 | 0.00015 | 97.2 | 110.3 | 119.5
35648 | LLAGAS | 35655 | MORGN J2 | 115 | 115 | Conf Load (San Jose) | Conf Load (San Jose) | 1 | Closed | Line | NO | 0.01191 | 0.05908 | 0.00844 | 151.2 | 175.5 | 193.6
48309 | OTHELOSS | 48393 | SOTHELOT | 115 | 115 | AVA: Big Bend | AVA: Big Bend | 1 | Closed | Line | NO | 0.00261 | 0.01491 | 0.00218 | 204.6 | 204.6 | 239
48291 | TURNER_WSU | 48383 | SHAWNEE | 115 | 115 | AVA: Palouse | AVA: Palouse | 1 | Closed | Line | NO | 0.0122 | 0.04646 | 0.00703 | 119.7 | 119.7 | 176.5
35636 | EVRGRN 1 | 999899 | EVRMTC21 | 115 | 115 | Conf Load (San Jose) | Conf Load (San Jose) | 2 | Closed | Line | NO | 0.01632 | 0.05824 | 0.00799 | 227.8 | 227.8 | 244.8
48225 | METRO | 48339 | POSTSTRT | 115 | 115 | AVA: Spokane | AVA: Spokane | 1 | Closed | Line | NO | 0.00016 | 0.00126 | 0.00773 | 171.3 | 171.3 | 171.3
48195 | LOLO | 48389 | SLEWIST | 115 | 115 | AVA: Lewiston/Clarkston | AVA: Lewiston/Clarkston | 1 | Closed | Line | NO | 0.01246 | 0.05027 | 0.00669 | 119.7 | 119.7 | 176.5
48183 | LEON | 48253 | N LEWIST | 115 | 115 | AVA: Palouse | AVA: Lewiston/Clarkston | 1 | Closed | Line | NO | 0.00702 | 0.03956 | 0.00594 | 239 | 239 | 239
48181 | LATAH | 48367 | ROCKFORD | 115 | 115 | AVA: Palouse | AVA: Palouse | 1 | Closed | Line | NO | 0.0342 | 0.06003 | 0.00633 | 62.1 | 62.1 | 90.4
48169 | JULIAETT | 48303 | OROFINO | 115 | 115 | AVA: Palouse | AVA: Lewiston/Clarkston | 1 | Closed | Line | NO | 0.03389 | 0.13705 | 0.01815 | 119.7 | 119.7 | 176.5
48169 | JULIAETT | 48247 | MOSCOW | 115 | 115 | AVA: Palouse | AVA: Palouse | 1 | Closed | Line | NO | 0.0246 | 0.09899 | 0.01324 | 119.7 | 119.7 | 176.5
48319 | PLEASANT | 48161 | IDAHO_RD | 115 | 115 | AVA: Coeur D'Alene | AVA: Coeur D'Alene | 1 | Closed | Line | NO | 0.00745 | 0.02349 | 0.00316 | 92.4 | 92.4 | 135
48141 | GRANGVIL | 48465 | WICKES | 115 | 115 | AVA: Lewiston/Clarkston | AVA: Lewiston/Clarkston | 1 | Closed | Line | NO | 0.00148 | 0.0042 | 0.0006 | 100 | 100 | 147.2
48125 | FOURLBPA | 48132 | HAL&WHIT | 115 | 115 | AVA: Spokane | AVA: Spokane | 1 | Closed | Line | NO | 0.00076 | 0.00418 | 0.00062 | 154 | 154 | 228.1
48510 | DRYCREEK | 48113 | DRYGULCH | 115 | 115 | AVA: Lewiston/Clarkston | AVA: Lewiston/Clarkston | 1 | Closed | Line | NO | 0.00447 | 0.01733 | 0.0025 | 119.7 | 119.7 | 176.5
48103 | DEVILGPE | 48203 | LONGLAKT | 115 | 115 | AVA: Big Bend | AVA: Big Bend | 1 | Closed | Line | NO | 0.00077 | 0.00421 | 0.00068 | 119.5 | 119.5 | 119.5
48083 | COLV AVA | 48143 | GREENWDA | 115 | 115 | AVA: Big Bend | AVA: Big Bend | 1 | Closed | Line | NO | 0.01103 | 0.04292 | 0.00614 | 119.7 | 119.7 | 176.5
48065 | CABINETG | 48077 | CLRKFORK | 115 | 115 | AVA: Coeur D'Alene | AVA: Coeur D'Alene | 1 | Closed | Line | NO | 0.00792 | 0.04426 | 0.00677 | 204.6 | 204.6 | 262.1
48051 | BURKE | 48151 | LUCKYFTP | 115 | 115 | AVA: Coeur D'Alene | AVA: Coeur D'Alene | 1 | Closed | Line | NO | 0.00154 | 0.00814 | 0.00119 | 100 | 100 | 147.2
35122 | NEWARK F | 36853 | NRS 300 | 115 | 115 | Conf Load (Mission) | Conf Load (Silicon Valley Power) | 2 | Closed | Line | NO | 0.00954 | 0.04776 | 0.00677 | 167.1 | 189 | 193.6
35122 | NEWARK F | 35600 | DIXON LD | 115 | 115 | Conf Load (Mission) | Conf Load (San Jose) | 1 | Closed | Line | NO | 0.00744 | 0.02654 | 0.00364 | 183.2 | 210.1 | 239
48015 | ARDEN | 48301 | ORIN | 115 | 115 | AVA: Big Bend | AVA: Big Bend | 1 | Closed | Line | NO | 0.00623 | 0.02408 | 0.0035 | 119.7 | 119.7 | 176.5
35120 | NEWARK D | 35121 | NEWARK E | 115 | 115 | Conf Load (Mission) | Conf Load (Mission) | 1 | Closed | Line | NO | 0.001 | 0.023 | 0 | 637 | 637 | 637
47560 | EVERGRNC# | 47566 | SUNLAND# | 115 | 115 | Seattle Area, Olympic Peninsula | Seattle Area, Olympic Peninsula | 1 | Closed | Line | NO | 0.00044 | 0.00264 | 0.00526 | 95.6 | 95.6 | 189.2
47511 | MOAB | 48319 | PLEASANT | 115 | 115 | AVA: Spokane | AVA: Coeur D'Alene | 1 | Closed | Line | NO | 0.00652 | 0.02033 | 0.00237 | 92.4 | 92.4 | 135
34826 | WESTPARK_TAP | 34827 | KERNWTR_TAP | 115 | 115 | Conf Load (Kern) | Conf Load (Kern) | 1 | Open | Line | NO | 0.04374 | 0.03439 | 0 | 59.2 | 68.7 | 88.2
47420 | MEEKER | 47424 | NWDLND | 115 | 115 | Cowlitz County, WA | Cowlitz County, WA | 1 | Closed | Line | NO | 0.01071 | 0.03212 | 0.0016 | 118.3 | 152 | 172.3
47406 | CASTLROCK | 47410 | DELAMETR | 115 | 115 | Cowlitz County, WA | Cowlitz County, WA | 1 | Closed | Line | NO | 0.00284 | 0.00791 | 0.0064 | 74.3 | 86 | 107.2
47369 | DUFORT | 48376 | SAGLE | 115 | 115 | Spokane Area, N Idaho, W Montana | AVA: Coeur D'Alene | 1 | Closed | Line | NO | 0.00905 | 0.0256 | 0.00362 | 92.8 | 100.4 | 143.2
408590 | PROSSER# | 47280 | RIVER_FRONT | 115 | 115 | Lower Columbia Basin | Lower Columbia Basin | 1 | Closed | Line | NO | 0.00242 | 0.00396 | 0.00047 | 59.8 | 69.7 | 88.6
470910 | USK_TIE | 47254 | USK SWTCHYD | 115 | 115 | AVA: Pend Oreille PUD | AVA: Pend Oreille PUD | 1 | Closed | Line | NO | 0.00011 | 0.00114 | 0.00018 | 159 | 159 | 159
47227 | ST HELN | 47236 | SW117 | 115 | 115 | Clark County, WA | Clark County, WA | 1 | Closed | Line | NO | 0.0008 | 0.0045 | 0.00066 | 155 | 175.7 | 229.3
47176 | JOE AST | 47214 | RUNYAN | 115 | 115 | Clark County, WA | Clark County, WA | 1 | Closed | Line | NO | 0.0026 | 0.0141 | 0.00216 | 155 | 175.7 | 229.3
47152 | ELSWORT | 47234 | SW100 | 115 | 115 | Clark County, WA | Clark County, WA | 1 | Open | Line | NO | 0.0025 | 0.0133 | 0.00198 | 155 | 175.7 | 229.3
47149 | ELMG TI | 47237 | SW119 | 115 | 115 | Clark County, WA | Clark County, WA | 1 | Closed | Line | NO | 0.001 | 0.0056 | 0.00082 | 155 | 175.7 | 229.3
47131 | BURTON | 47235 | SW105 | 115 | 115 | Clark County, WA | Clark County, WA | 1 | Closed | Line | NO | 0.0007 | 0.0038 | 0.00052 | 155 | 175.7 | 229.3
47117 | ARIEL | 47418 | LEWISRVR | 115 | 115 | Cowlitz County, WA | Cowlitz County, WA | 1 | Closed | Line | NO | 0.00812 | 0.04409 | 0.00125 | 161.9 | 200.2 | 248.8
47233 | SW1 | 47094 | VANDYKE | 115 | 115 | Clark County, WA | Clark County, WA | 1 | Closed | Line | NO | 0.0029 | 0.0069 | 0.00092 | 93.2 | 105 | 136.8
48221 | MARENGO | 47073 | RALSTONB | 115 | 115 | AVA: Big Bend | AVA: Big Bend | 1 | Closed | Line | NO | 0.02301 | 0.03419 | 0.0038 | 57 | 57 | 82.7
47127 | BRAYS LD | 47069 | ORONDO | 115 | 115 | Central Washington | Central Washington | 1 | Closed | Line | NO | 0.0059 | 0.03464 | 0.00455 | 202.7 | 202.7 | 263.9
47048 | GLDBCHL1 | 47064 | GLDBCHL2# | 115 | 115 | Western Oregon | Western Oregon | DS | Open | Line | NO | 0 | 0.00029 | 0 | 239 | 334.2 | 344.3
47037 | EASTMONT | 47085 | SO NILE | 115 | 115 | Central Washington | Central Washington | 1 | Closed | Line | NO | 0.00282 | 0.01519 | 0.00231 | 149.7 | 149.7 | 227.8
47072 | PT_MILL_2# | 47034 | PT_TWN_2# | 115 | 115 | Seattle Area, Olympic Peninsula | Seattle Area, Olympic Peninsula | 1 | Open | Line | NO | 0.00047 | 0.00067 | 0 | 24 | 24 | 37
47027 | DIAM LAK TAP | 47092 | DIAMONDLAKE | 115 | 115 | AVA: Pend Oreille PUD | AVA: Pend Oreille PUD | 1 | Closed | Line | NO | 0.00707 | 0.01404 | 0.00186 | 67 | 90 | 93
47006 | CHIMACUM+ | 47030 | PORT_LUDLOW | 115 | 115 | Seattle Area, Olympic Peninsula | Seattle Area, Olympic Peninsula | 1 | Closed | Line | NO | 0.00317 | 0.03172 | 0.00506 | 270 | 270 | 320
46945 | FRDRKSNT | 46946 | FRDRKSN | 115 | 115 | Tacoma Power - General | Tacoma Power - General | 1 | Closed | Line | NO | 0.0002 | 0.00109 | 0.00016 | 92.4 | 108.2 | 176.5
46890 | RI STUB1 | 46897 | RI TIE | 115 | 115 | Central Washington | Central Washington | 1 | Closed | Line | NO | 0.00141 | 0.00451 | 0.0005 | 89.8 | 89.8 | 132.5
46867 | CASHMRE | 46873 | MISSIONC | 115 | 115 | Central Washington | Central Washington | 1 | Closed | Line | NO | 0.00165 | 0.01023 | 0.00162 | 182.3 | 182.3 | 239
12056 | PEGS | 12017 | CINIZA | 115 | 115 | TSGT: Western NM | TSGT: Western NM | 1 | Closed | Line | NO | 0.06954 | 0.14509 | 0.017 | 114 | 114 | 114
46821 | ROCKY RH | 46877 | RR DIST | 115 | 115 | Central Washington | Central Washington | 1 | Closed | Line | NO | 0.00067 | 0.00441 | 0.00062 | 182.3 | 182.3 | 239
46811 | N WENATC | 46887 | DIA FND | 115 | 115 | Central Washington | Central Washington | 1 | Closed | Line | NO | 7e-05 | 0.00032 | 5e-05 | 147 | 147 | 219.7
46805 | CHELAN | 48149 | HEADWORK | 115 | 115 | Central Washington | AVA: Big Bend | 1 | Closed | Line | NO | 0.05471 | 0.20199 | 0.02561 | 92.4 | 92.4 | 135
46801 | ANDRS CN | 46898 | ANDYORKW | 115 | 115 | Central Washington | Central Washington | 2 | Closed | Line | NO | 0.01352 | 0.076 | 0.01078 | 93 | 93 | 217.9
46928 | MINTER-1 | 46787 | MINTER# | 115 | 115 | Tacoma Power - General | Tacoma Power - Mutuals | 1 | Closed | Line | NO | 0 | 0.0001 | 0 | 276.1 | 305.9 | 312.3
46962 | SPRLKTP | 46771 | SURPRSE_LAKE | 115 | 115 | Tacoma Power - General | Tacoma Power - Mutuals | 1 | Closed | Line | NO | 0.00356 | 0.00848 | 0.0012 | 57 | 65.1 | 105
46796 | MASHEL-1 | 46756 | OHOP-1 | 115 | 115 | Tacoma Power - General | Tacoma Power - General | 1 | Closed | Line | NO | 0.00887 | 0.03588 | 0.00477 | 136.2 | 152.6 | 180.7
46951 | LYNCH-T | 46748 | LYNCHCR | 115 | 115 | Tacoma Power - General | Tacoma Power - Mutuals | 1 | Closed | Line | NO | 0.00628 | 0.01839 | 0.00248 | 137.4 | 137.4 | 169.3
46730 | LACAMAS1 | 46948 | LACAMS-T | 115 | 115 | Tacoma Power - General | Tacoma Power - General | 1 | Closed | Line | NO | 0 | 0.0001 | 0 | 276.1 | 305.9 | 312.3
46947 | ELKPLN-T | 46719 | GRAHAM | 115 | 115 | Tacoma Power - General | Tacoma Power - General | 1 | Closed | Line | NO | 0.00625 | 0.01573 | 0.00199 | 57 | 65.1 | 105
46712 | FRDRKSN1 | 46945 | FRDRKSNT | 115 | 115 | Tacoma Power - General | Tacoma Power - General | 1 | Closed | Line | NO | 0 | 0.0001 | 0 | 276.1 | 305.9 | 312.3
46704 | ELBE-2 | 46734 | LAGRND | 115 | 115 | Tacoma Power - General | Tacoma Power - General | 1 | Closed | Line | NO | 0 | 0.00018 | 0 | 57 | 65.1 | 105
46696 | CUSTERTP | 46972 | CUSTERTA | 115 | 115 | Tacoma Power - General | Tacoma Power - General | 1 | Closed | Line | NO | 0.00038 | 0.00056 | 7e-05 | 42.2 | 48 | 76.7
46691 | CRESCNT1 | 46712 | FRDRKSN1 | 115 | 115 | Tacoma Power - General | Tacoma Power - General | 1 | Closed | Line | NO | 0.00156 | 0.00631 | 0.00084 | 136.2 | 152.6 | 180.7
46687 | CLVRPKTP | 46973 | TYEETP | 115 | 115 | Tacoma Power - General | Tacoma Power - General | 1 | Closed | Line | NO | 0.00047 | 0.00245 | 0.00039 | 164.9 | 185.4 | 218.9
46677 | ATLASTP | 46724 | HAWTHT_E | 115 | 115 | Tacoma Power - General | Tacoma Power - General | 1 | Closed | Line | NO | 0.00088 | 0.00682 | 0.00122 | 219.3 | 252.6 | 292
46670 | ALDER | 46703 | ELBE-1 | 115 | 115 | Tacoma Power - General | Tacoma Power - General | 1 | Closed | Line | NO | 0.00053 | 0.00143 | 0.00016 | 54 | 61.3 | 79.7
46658 | TIDEFLTS | 46684 | BRNPTTP | 115 | 115 | Tacoma Power - General | Tacoma Power - General | 1 | Closed | Line | NO | 0.00039 | 0.00117 | 0.00059 | 276.1 | 305.2 | 312.3
46637 | PEARL | 46921 | NARROWS1 | 115 | 115 | Tacoma Power - General | Tacoma Power - General | 1 | Closed | Line | NO | 0.00168 | 0.01411 | 0.0019 | 195.2 | 236 | 265.7
46635 | TAYLORTA | 46657 | TIFLTSTP | 115 | 115 | Tacoma Power - General | Tacoma Power - General | 1 | Closed | Line | NO | 6e-05 | 0.0005 | 9e-05 | 278.5 | 318.3 | 334.8
46631 | NORTHEAST_A | 46651 | NORTHEAST_B | 115 | 115 | Tacoma Power - General | Tacoma Power - General | 1 | Closed | Line | NO | 0 | 0.0001 | 0 | 588.4 | 685.6 | 711.1
46614 | N_FORK-1 | 46616 | N_FORK-T | 115 | 115 | Tacoma Power - General | Tacoma Power - General | 1 | Closed | Line | NO | 0 | 0.0001 | 0 | 276.1 | 305.9 | 312.3
46433 | MASS | 46451 | UNION T | 115 | 115 | Seattle City Light | Seattle City Light | 1 | Closed | Line | NO | 0.0007 | 0.00284 | 0.05523 | 212 | 257 | 227
46433 | MASS | 46449 | UNION | 115 | 115 | Seattle City Light | Seattle City Light | 2 | Closed | Line | NO | 0.00043 | 0.00366 | 0.03221 | 120 | 120 | 120
10169 | LAWRNCET | 10105 | FOURHILL | 115 | 115 | PNM: Albuquerque | PNM: Albuquerque | 1 | Closed | Line | NO | 0.0014 | 0.0055 | 0.00068 | 156 | 159 | 196
42705 | ELECTHTS | 42756 | FRED TAP | 115 | 115 | PIERCE | PIERCE | 1 | Closed | Line | NO | 0.00986 | 0.06505 | 0.01033 | 211.1 | 211.1 | 249
46003 | ANCIENTL | 46125 | WHITE TP | 115 | 115 | Grant County, WA | Grant County, WA | 1 | Closed | Line | NO | 0.0016 | 0.0086 | 0.0012 | 107 | 107 | 171
42701 | WHITRV N | 42712 | WHITRV S | 115 | 115 | PIERCE | PIERCE | 1 | Closed | Line | NO | 0 | 0.0001 | 0 | 405 | 405 | 472
33201 | LARKIN E | 33203 | MISSON | 115 | 115 | Conf Load (S.F.) | Conf Load (S.F.) | 1 | Closed | Line | NO | 0.0005 | 0.00117 | 0.0151 | 139.4 | 152.4 | 139.4
42644 | S.CENTER | 42653 | TUKWILA | 115 | 115 | S.KING | S.KING | 1 | Closed | Line | NO | 0.00022 | 0.00105 | 0.00587 | 133.1 | 133.1 | 146.6
42640 | REDONDO | 42662 | ZENITH | 115 | 115 | S.KING | S.KING | 1 | Closed | Line | NO | 0.00158 | 0.00882 | 0.00148 | 110 | 110 | 180.3
42637 | PEASLY | 42657 | W.AUBURN | 115 | 115 | S.KING | S.KING | 1 | Closed | Line | NO | 0.001 | 0.00616 | 0.00084 | 110 | 110 | 180
42633 | ORILLIA | 42641 | RENTONJT | 115 | 115 | S.KING | S.KING | 1 | Closed | Line | NO | 0.00122 | 0.00639 | 0.00102 | 211.1 | 211.1 | 249
41206 | FOSTER# | 40485 | GREEN PT | 115 | 115 | Western Oregon | Western Oregon | 1 | Closed | Line | NO | 0.00576 | 0.03425 | 0.00442 | 213.1 | 213.1 | 262.9
46007 | BABCK TP | 46009 | BABCOCK | 115 | 115 | Grant County, WA | Grant County, WA | 1 | Closed | Line | NO | 0.0013 | 0.0052 | 0.00074 | 134.1 | 134.1 | 182.3
31499 | NOTRDAME | 31500 | BUTTE | 115 | 115 | Conf Load (N. Valley) | Conf Load (N. Valley) | 1 | Closed | Line | NO | 0.0023 | 0.0082 | 0.0012 | 125.7 | 147.8 | 193.6
34111 | CHWCHLA2 | 34109 | CHWCGN | 115 | 115 | Conf Load (Yosemite) | Conf Load (Yosemite) | 1 | Closed | Line | NO | 0.00068 | 0.00203 | 0.00026 | 87.6 | 102.4 | 132.7
46078 | ROUNDLKT | 48419 | STRATFRD | 115 | 115 | Grant County, WA | AVA: Big Bend | 1 | Closed | Line | NO | 0.00084 | 0.00319 | 0.00048 | 163.7 | 163.7 | 197.4
46007 | BABCK TP | 46071 | QUIN CH | 115 | 115 | Grant County, WA | Grant County, WA | 1 | Closed | Line | NO | 0.0044 | 0.0251 | 0.0012 | 150.8 | 150.8 | 197.4
31504 | TBLE MTN | 31497 | NDAME J | 115 | 115 | Conf Load (N. Valley) | Conf Load (N. Valley) | 1 | Closed | Line | NO | 0.02404 | 0.08751 | 0.01296 | 164 | 194 | 193
46007 | BABCK TP | 46073 | QUINCY | 115 | 115 | Grant County, WA | Grant County, WA | 1 | Closed | Line | NO | 0.00152 | 0.00856 | 0.00128 | 189 | 189 | 239
31497 | NDAME J | 31499 | NOTRDAME | 115 | 115 | Conf Load (N. Valley) | Conf Load (N. Valley) | 1 | Closed | Line | NO | 0.0022 | 0.0079 | 0.0012 | 125.7 | 147.8 | 193.6
45775 | SMOKEY PT | 45785 | STIMSON | 115 | 115 | Snohomish PUD | Snohomish PUD | 1 | Closed | Line | NO | 0.00136 | 0.00757 | 0.00121 | 202.6 | 220.8 | 239
31484 | HONCUT | 31508 | HONC JT3 | 115 | 115 | Conf Load (N. Valley) | Conf Load (N. Valley) | 1 | Closed | Line | NO | 0.00595 | 0.00943 | 0.0012 | 59.2 | 68.7 | 88.2
40493 | H2F# | 404932 | H2F_2 | 115 | 115 | Lower Columbia Basin | Lower Columbia Basin | 1 | Closed | Line | NO | 0.0008 | 0.00137 | 0.00015 | 59.8 | 69.7 | 88.6
41167 | BROTHERS+ | 40497 | HAMPTON+ | 115 | 115 | Southern Oregon | Southern Oregon | 1 | Closed | Line | NO | 0.00453 | 0.01376 | 0.00172 | 137.4 | 137.4 | 175.3
42587 | BOWLAKE | 42526 | S SEATAC | 115 | 115 | S.KING | S.KINGI | 1 | Closed | Line | NO | 0.0018 | 0.00599 | 0.00088 | 135.4 | 135.4 | 159.9
42520 | MIDWAYP | 42662 | ZENITH | 115 | 115 | S.KING | S.KING | 1 | Closed | Line | NO | 0.00114 | 0.00639 | 0.00106 | 110 | 110 | 180.3
42513 | OBRIEN N | 42619 | MANHAT | 115 | 115 | S.KING | S.KING | 1 | Closed | Line | NO | 0.00809 | 0.03358 | 0.00519 | 71.7 | 71.7 | 116.7
42511 | TALBOT N | 42625 | MPLEWOOD | 115 | 115 | S.KING | S.KING | 1 | Closed | Line | NO | 0.00418 | 0.02208 | 0.00345 | 211.1 | 211.1 | 249
61826 | HINES | 40507 | HARNEY | 115 | 115 | ZoneIP Western | Southern Oregon | 1 | Closed | Line | NO | 0.00642 | 0.02025 | 0.00244 | 119.5 | 119.5 | 164.1
65480 | E_JACKSN | 65845 | JACKSN_J | 115 | 115 | ID BPA | ID BPA | 1 | Closed | Line | NO | 0.00199 | 0.00797 | 0.00112 | 125.9 | 159.5 | 168.3
42502 | TALBOT | 42512 | TALBOT S | 115 | 115 | S.KING | S.KING | 1 | Closed | Line | NO | 0 | 0.0001 | 0 | 405 | 405 | 472
31236 | FULTON | 30430 | FULTON | 115 | 230 | Conf Load (N. Coast) | Conf Load (N. Coast) | 4 | Closed | Transformer | YES | 0.00056 | 0.025 | 0 | 403.2 | 463.7 | 403.2
42440 | PINELAKE | 42474 | PLATEAU | 115 | 115 | N.KING | N.KING | 1 | Closed | Line | NO | 0.00234 | 0.01249 | 0.00212 | 211.1 | 211.1 | 249
42431 | NORTHBND | 42442 | RATTLE S | 115 | 115 | N.KING | N.KING | 1 | Closed | Line | NO | 0.00859 | 0.02693 | 0.00365 | 71.7 | 71.7 | 116.7
31246 | BELLVUE | 31248 | PENNGRVE | 115 | 115 | Conf Load (N. Coast) | Conf Load (N. Coast) | 1 | Closed | Line | NO | 0.0071 | 0.0238 | 0.0036 | 224.3 | 224.3 | 239
31240 | SNTA RSA | 31242 | STNY PTP | 115 | 115 | Conf Load (N. Coast) | Conf Load (N. Coast) | 1 | Closed | Line | NO | 0.0053 | 0.018 | 0.0027 | 224.3 | 224.3 | 239
40547 | HORSE HV | 405470 | HORSE_HV_N# | 115 | 115 | Lower Columbia Basin | Lower Columbia Basin | 1 | Closed | Line | NO | 0.00013 | 0.00082 | 0.00013 | 169.3 | 195.2 | 243
45608 | BEVERLY | 42402 | HILTNLKT | 115 | 115 | Snohomish PUD | N.KING | 1 | Closed | Line | NO | 0.00334 | 0.01853 | 0.00265 | 208.9 | 208.9 | 246.4
45755 | PK RIDGE | 45757 | PK RIDGE T | 115 | 115 | Snohomish PUD | Snohomish PUD | 1 | Closed | Line | NO | 0.00017 | 0.00127 | 0.00023 | 239 | 239 | 239
45843 | EVERETT T2 | 45733 | NAVY | 115 | 115 | Snohomish PUD | Snohomish PUD | 1 | Closed | Line | NO | 0.0003 | 0.0019 | 0.00028 | 202.6 | 220.8 | 257.8
45713 | MEADWD | 45715 | MEADWD T | 115 | 115 | Snohomish PUD | Snohomish PUD | 1 | Closed | Line | NO | 0.0011 | 0.0059 | 0.00098 | 202.6 | 220.8 | 257.8
45608 | BEVERLY | 42399 | GLDBRTIE | 115 | 115 | Snohomish PUD | N.KING | 1 | Closed | Line | NO | 0.09257 | 0.16131 | 0.0179 | 68.1 | 68.1 | 87.4
45848 | HALLS LK | 45717 | MOUNTLAKE | 115 | 115 | Snohomish PUD | Snohomish PUD | 1 | Closed | Line | NO | 0.0021 | 0.0106 | 0.00174 | 202.6 | 220.8 | 239
42458 | TOLT | 42398 | FALLCITY | 115 | 115 | N.KING | N.KING | 1 | Closed | Line | NO | 0.00408 | 0.02795 | 0.00457 | 211.1 | 211.1 | 249
70079 | LAMSO | 70247 | LAJUNTAT | 115 | 115 | ZoneWP | ZoneWP | 1 | Closed | Line | NO | 0.09201 | 0.32492 | 0.04168 | 108 | 108 | 108
45705 | LYNNWOOD | 45707 | LYNNWOOD T | 115 | 115 | Snohomish PUD | Snohomish PUD | 1 | Open | Line | NO | 0.0003 | 0.0008 | 0.00011 | 117.5 | 128.1 | 148.2
42395 | EASTON | 42405 | HYAK | 115 | 115 | KITTITAS | KITTITAS | 1 | Closed | Line | NO | 0.06151 | 0.10907 | 0.01156 | 50.8 | 50.8 | 76.1
45708 | KEELERS T | 45707 | LYNNWOOD T | 115 | 115 | Snohomish PUD | Snohomish PUD | 1 | Closed | Line | NO | 0.0011 | 0.0055 | 0.0009 | 202.6 | 220.8 | 239
45685 | JACKSON | 45697 | LK CHAPLAIN | 115 | 115 | Snohomish PUD | Snohomish PUD | 1 | Closed | Line | NO | 0.0006 | 0.0032 | 0.0005 | 202.6 | 220.8 | 239
45685 | JACKSON | 45787 | WALLACE T | 115 | 115 | Snohomish PUD | Snohomish PUD | 1 | Closed | Line | NO | 0.0038 | 0.0195 | 0.00316 | 202.6 | 202.6 | 239
45679 | HARBOR P | 45751 | PICNIC PT | 115 | 115 | Snohomish PUD | Snohomish PUD | 1 | Closed | Line | NO | 0.0019 | 0.0098 | 0.00155 | 202.6 | 220.8 | 239
42388 | COLLEGEP | 42438 | PHANTOM | 115 | 115 | N.KING | N.KING | 1 | Closed | Line | NO | 0.0012 | 0.00628 | 0.001 | 200.6 | 211.1 | 236.4
45630 | PORTAGE | 45855 | SILLS CR | 115 | 115 | Snohomish PUD | Snohomish PUD | 1 | Closed | Line | NO | 0.00397 | 0.02089 | 0.0033 | 202.6 | 220.8 | 257.8
42382 | AVONDAL | 42383 | SAMNOVTP | 115 | 115 | N.KING | N.KING | 1 | Closed | Line | NO | 0.00038 | 0.0029 | 0.00052 | 255.8 | 255.8 | 298.8
45912 | QUILCEDA T1 | 45632 | QUILCEDA | 115 | 115 | Snohomish PUD | Snohomish PUD | 1 | Closed | Line | NO | 0.0004 | 0.002 | 0.00031 | 202.6 | 220.8 | 257.8
45631 | E MARYS | 45653 | FRONTIER | 115 | 115 | Snohomish PUD | Snohomish PUD | 1 | Closed | Line | NO | 0.0043 | 0.0241 | 0.00332 | 202.6 | 220.8 | 239
45627 | DELTA | 45799 | TENTH T | 115 | 115 | Snohomish PUD | Snohomish PUD | 1 | Closed | Line | NO | 0.00067 | 0.00537 | 0.0009 | 202.6 | 220.8 | 257.8
45627 | DELTA | 45807 | TULALIP T | 115 | 115 | Snohomish PUD | Snohomish PUD | 1 | Closed | Line | NO | 0.0034 | 0.0181 | 0.00273 | 202.6 | 220.8 | 239
45625 | CLEARVIEW T1 | 45902 | CLEARVIEW | 115 | 115 | Snohomish PUD | Snohomish PUD | 1 | Open | Line | NO | 7e-05 | 0.00046 | 7e-05 | 271.3 | 291.6 | 346.8
45625 | CLEARVIEW T1 | 45809 | TURNERS CR | 115 | 115 | Snohomish PUD | Snohomish PUD | 1 | Closed | Line | NO | 0.00194 | 0.0102 | 0.00161 | 202.6 | 220.8 | 257.8
45853 | S CAMANO | 45618 | SUNSET SNPD | 115 | 115 | Snohomish PUD | Snohomish PUD | 1 | Closed | Line | NO | 0.0083 | 0.0201 | 0.0027 | 118 | 128 | 148
45847 | GLENWD T | 45608 | BEVERLY | 115 | 115 | Snohomish PUD | Snohomish PUD | 1 | Closed | Line | NO | 0.00156 | 0.00902 | 0.00149 | 202.6 | 208 | 239
45607 | BOEING | 45745 | PAINE FIELD | 115 | 115 | Snohomish PUD | Snohomish PUD | 1 | Closed | Line | NO | 0.0028 | 0.0146 | 0.00231 | 202.6 | 208 | 239
45601 | ALDERWOOD | 45725 | N ALDERWOOD | 115 | 115 | Snohomish PUD | Snohomish PUD | 1 | Closed | Line | NO | 0.001 | 0.0056 | 0.00076 | 202.6 | 220.8 | 257.8
45409 | OBRIEN P | 45412 | PATRICK | 115 | 115 | PAC:GRPS | PAC:CRES | 1 | Closed | Line | NO | 0.03788 | 0.10995 | 0.01434 | 112 | 123 | 161
32951 | KIRKER | 33033 | KIRKTAP2 | 115 | 115 | Conf Load (Diablo) | Conf Load (Diablo) | 1 | Closed | Line | NO | 0.0005 | 0.0005 | 0 | 224.3 | 224.3 | 244.8
43315 | MERIDIAN | 43479 | ROSEMONT | 115 | 115 | Portland General - BES S/S | Portland General - BES S/S | 1 | Closed | Line | NO | 0.00342 | 0.01798 | 0.00284 | 198 | 198 | 266
33522 | CROSRDJT | 33530 | KSSN-JC2 | 115 | 115 | Conf Load (Stockton) | Conf Load (Stockton) | 1 | Closed | Line | NO | 0.0021 | 0.01027 | 0.00299 | 224.3 | 224.3 | 244.8
32356 | LINCLN | 32404 | SPI JCT | 115 | 115 | Conf Load (Sierra) | Conf Load (Sierra) | 1 | Closed | Line | NO | 0.00048 | 0.0035 | 0.00054 | 164 | 194 | 256
40189 | DRISCOLL | 40741 | MIST# | 115 | 115 | Portland Area | Portland Area | 2 | Closed | Line | NO | 0.01167 | 0.0375 | 0.00444 | 109.6 | 109.6 | 145.4
45295 | TOPPENSH | 45333 | WAPATO | 115 | 115 | PAC:YKMA | PAC:YKMA | 1 | Open | Line | NO | 0.0156 | 0.04507 | 0.00592 | 99 | 126 | 134
45277 | SELAH | 45339 | WENAS | 115 | 115 | PAC:YKMA | PAC:YKMA | 1 | Closed | Line | NO | 0.00384 | 0.02028 | 0.00316 | 128 | 152 | 172
66540 | THERPACE | 66535 | THERMOPL | 115 | 230 | WY NORTH | WY NORTH | 2 | Closed | Transformer | YES | 0.00221 | 0.09297 | 0 | 112 | 112 | 112
44546 | WEIRICH | 45071 | CROWFOOT | 115 | 115 | PAC:WLMT | PAC:WLMT | 1 | Closed | Line | NO | 0.00106 | 0.00398 | 0.0006 | 126 | 152 | 172
33038 | LINDEJCT | 32957 | PRAXAIR | 115 | 115 | Conf Load (Diablo) | Conf Load (Diablo) | 1 | Closed | Line | NO | 0.00118 | 0.00336 | 0.00046 | 87.6 | 102.4 | 132.7
45214 | GRIFFINP | 45252 | JACKSNVL | 115 | 115 | PAC:MDFD | PAC:MDFD | 1 | Closed | Line | NO | 0.00651 | 0.01767 | 0.00265 | 101 | 125 | 156
73090 | HYGIENE | 73127 | LYONS | 115 | 115 | ZoneFH | ZoneFH | 1 | Closed | Line | NO | 0.0002 | 0.0005 | 0 | 109 | 109 | 109
40217 | CHENOWTH | 40218 | LYLE# | 115 | 115 | Lower Columbia Basin | Lower Columbia Basin | 1 | Closed | Line | NO | 0.01278 | 0.02438 | 0.00266 | 41.8 | 41.8 | 85.6
73081 | HDOME | 73234 | JIMRDYTP | 115 | 115 | ZoneBH | ZoneBH | 1 | Closed | Line | NO | 0.02523 | 0.07516 | 0.0094 | 88 | 88 | 88
40217 | CHENOWTH | 402170 | RVR_TRAIL | 115 | 115 | Lower Columbia Basin | Lower Columbia Basin | 1 | Closed | Line | NO | 6e-05 | 0.00032 | 0.00311 | 180 | 180 | 180
47182 | LYLE | 40218 | LYLE# | 115 | 115 | Lower Columbia Basin | Lower Columbia Basin | 1 | Closed | Line | NO | 0.01516 | 0.03979 | 0.00476 | 70 | 70 | 70
44520 | VERNON | 44521 | VERNTP | 115 | 115 | PAC:PTLD | PAC:PTLD | 1 | Closed | Line | NO | 0.00166 | 0.00751 | 0.00104 | 142 | 142 | 187
11131 | RIO_GRAN | 11259 | RIPLEY | 115 | 115 | EPE - Native Load | EPE - Native Load | 1 | Closed | Line | NO | 0.00303 | 0.01634 | 0.00245 | 165.3 | 219.7 | 165.3
45099 | EMPIRE P | 45296 | LHRT TAP | 115 | 115 | PAC:CBAY | PAC:CBAY | 1 | Closed | Line | NO | 0.01146 | 0.02847 | 0.00351 | 79 | 94 | 108
44530 | HARUSN E | 45127 | HARRISON | 115 | 115 | PAC:PTLD | PAC:PTLD | 1 | Closed | Line | NO | 0 | 1e-05 | 0 | 157 | 197 | 239
40245 | CLAYTON | 40337 | DEER_PARK+ | 115 | 115 | Spokane Area, N Idaho, W Montana | Spokane Area, N Idaho, W Montana | 1 | Closed | Line | NO | 0.00268 | 0.0307 | 0.00374 | 308.7 | 308.7 | 380.4
32970 | CLAYTN | 33032 | KIRKTAP1 | 115 | 115 | Conf Load (Diablo) | Conf Load (Diablo) | 3 | Closed | Line | NO | 0.00395 | 0.02684 | 0.0083 | 302.4 | 318.7 | 318.7
402478 | COLFALL_TX-W | 40247 | COLMBIA_FALS | 115 | 115 | Western Montana | Western Montana | 2 | Closed | Line | NO | 6e-05 | 0.00063 | 0.0001 | 308.7 | 308.7 | 398.4
73366 | WAGNHNDS | 73611 | EMI TAP | 115 | 115 | ZoneEW | ZoneEW | 1 | Closed | Line | NO | 0.0024 | 0.007 | 0.001 | 100 | 149 | 100
11212 | PATRIOT | 11110 | NEWMAN | 115 | 115 | EPE - Native Load | EPE - Native Load | 1 | Closed | Line | NO | 0.00191 | 0.00812 | 0.00117 | 135.4 | 179.5 | 135.4
73405 | GEESEN | 73458 | LORSONRH | 115 | 115 | ZoneCS | ZoneCS | 1 | Closed | Line | NO | 0.00895 | 0.02686 | 0.00341 | 173 | 173 | 173
43347 | MURRAY H | 43348 | MURRAY H | 115 | 230 | Portland General - BES S/S | Portland General - BES S/S | 1 | Closed | Transformer | YES | 0.00039 | 0.02644 | 0 | 363 | 363 | 460
41405 | FRKHDGT1# | 40529 | HEDGES+ | 115 | 115 | Lower Columbia Basin | Lower Columbia Basin | 1 | Closed | Line | NO | 0.00263 | 0.00805 | 0.00099 | 137.4 | 137.4 | 175.3
38412 | ROGERS-T | 38436 | WALNT115 | 115 | 115 | Conf Load (TID) | Conf Load (TID) | 1 | Closed | Line | NO | 0.0164 | 0.1066 | 0.0164 | 176 | 187 | 210
19065 | ED-2 | 19202 | BRADY | 115 | 115 | WAPA-DSW | WAPA-DSW | 1 | Closed | Line | NO | 0.012 | 0.0737 | 0.01028 | 155 | 155 | 155
73414 | FOXRUN | 73445 | GRESHAM | 115 | 115 | ZoneCS | ZoneCS | 1 | Closed | Line | NO | 0.0082 | 0.0312 | 0.00412 | 145 | 145 | 145
73400 | EMIL AND | 73414 | FOXRUN | 115 | 115 | ZoneCS | ZoneCS | 1 | Closed | Line | NO | 0.0058 | 0.0217 | 0.003 | 145 | 145 | 145
42105 | MARCHPT | 42150 | N.POINTE | 115 | 115 | SKAGIT | SKAGIT | 1 | Closed | Line | NO | 0.00827 | 0.01731 | 0.00238 | 68.9 | 68.9 | 88.4
10341 | TL-1 | 10337 | THOMAS | 115 | 115 | PNM: Albuquerque | PNM: Albuquerque | 1 | Closed | Line | NO | 0.0002 | 0.0007 | 0.0001 | 133 | 133 | 167
32950 | PITSBURG | 33033 | KIRKTAP2 | 115 | 115 | Conf Load (Diablo) | Conf Load (Diablo) | 1 | Closed | Line | NO | 0.00222 | 0.00793 | 0.00109 | 164.3 | 194.2 | 244.8
79191 | COYOTE G | 79260 | ELPASOTP | 115 | 115 | Zone69 | Zone69 | 1 | Closed | Line | NO | 0.0006 | 0.0019 | 0.00026 | 85 | 85 | 85
40257 | COLD_CRK+ | 40733 | MIDWAY B | 115 | 115 | Lower Columbia Basin | Lower Columbia Basin | 1 | Closed | Line | NO | 0.00407 | 0.02387 | 0.00315 | 203.2 | 203.2 | 262.9
300103 | KERNRDGE_S17 | 300104 | KERNRDGE_S20 | 115 | 115 | Conf Load (Kern) | Conf Load (Kern) | 1 | Closed | Line | NO | 0.00104 | 0.00274 | 0.00039 | 98.2 | 112.1 | 141.8
40259 | COLUMBIA | 40580 | JENKINS# | 115 | 115 | Central Washington | Central Washington | 1 | Closed | Line | NO | 0.02263 | 0.14599 | 0.01619 | 213.1 | 213.1 | 274.9
41406 | FRKBADT1# | 40491 | GUM_ST# | 115 | 115 | Lower Columbia Basin | Lower Columbia Basin | 2 | Closed | Line | NO | 0.00132 | 0.0114 | 0.0017 | 284.4 | 284.4 | 350.6
40259 | COLUMBIA | 46033 | GB55 | 115 | 115 | Central Washington | Grant County, WA | 1 | Closed | Line | NO | 0.0088 | 0.0516 | 0.01382 | 179.3 | 179.3 | 179.3
40491 | GUM_ST# | 404910 | GUM_ST | 115 | 115 | Lower Columbia Basin | Lower Columbia Basin | 1 | Closed | Line | NO | 0.00234 | 0.00572 | 0.00076 | 79.7 | 92.6 | 119.5
10343 | TOME | 10412 | FIRST_ST | 115 | 115 | PNM: Belen | PNM: Belen | 1 | Closed | Line | NO | 0.0025 | 0.0142 | 0.002 | 154 | 154 | 154
73038 | BUSHNLTP | 73152 | PINEBLUF | 115 | 115 | ZoneWN | ZoneEW | 1 | Closed | Line | NO | 0.0242 | 0.095 | 0.0122 | 119 | 119 | 119
78107 | DEL CTAP | 78109 | MEADOW | 115 | 115 | PRPA | PRPA | 1 | Closed | Line | NO | 0.00225 | 0.01648 | 0.00235 | 232 | 232 | 232
40481 | GRANDVEW | 45119 | GRANDVW2 | 115 | 115 | Lower Columbia Basin | PAC:YKMA | 1 | Open | Line | NO | 0.00928 | 0.02417 | 0.00292 | 103 | 103 | 135
42052 | BLAINE | 42053 | BLAINTAP | 115 | 115 | WHATCOM | WHATCOM | 1 | Closed | Line | NO | 0.00663 | 0.01905 | 0.00269 | 135.4 | 135.4 | 159.9
32970 | CLAYTN | 33035 | LKWD_JCT | 115 | 115 | Conf Load (Diablo) | Conf Load (Diablo) | 1 | Closed | Line | NO | 0.00879 | 0.0296 | 0.00451 | 164.3 | 194.2 | 239
40463 | GEISEL_M+ | 40893 | ROGUE | 115 | 115 | Western Oregon | Western Oregon | 1 | Closed | Line | NO | 0.0003 | 0.00236 | 0.00032 | 249 | 249 | 308.7
11110 | NEWMAN | 11328 | SOLAR_EV | 115 | 115 | EPE - Native Load | EPE - Native Load | 1 | Closed | Line | NO | 0.00099 | 0.00525 | 0.00081 | 155 | 207.4 | 155
32018 | GOLDHILL | 30337 | GOLDHILL | 115 | 230 | Conf Load (Sierra) | Conf Load (Sierra) | 2 | Closed | Transformer | YES | 0.00036 | 0.02285 | 0 | 420 | 462 | 420
43646 | WLBRTP2 | 43647 | WILLPENN | 115 | 115 | Portland General - BES NODE | Portland General - BES NODE | 1 | Open | Line | NO | 0.00013 | 0.00071 | 0.0001 | 198 | 198 | 266
70036 | ARAP_A | 70384 | SHERIDAN | 115 | 115 | ZoneRD | ZoneRD | 1 | Closed | Line | NO | 0.0023 | 0.00657 | 0.00086 | 159 | 159 | 159
10085 | COTTONWT | 10083 | COTTONWD | 115 | 115 | PNM: Albuquerque | PNM: Albuquerque | 1 | Closed | Line | NO | 0.00019 | 0.00073 | 0.0001 | 156 | 200 | 196
33951 | VLYHMTP1 | 33516 | RPN JNCN | 115 | 115 | Conf Load (Stockton) | Conf Load (Stockton) | 1 | Closed | Line | NO | 0.0233 | 0.075 | 0.0037 | 60.4 | 67.7 | 86
40427 | FOR GROV | 40597 | KEELER_W | 115 | 115 | Portland Area | Portland Area | 2 | Closed | Line | NO | 0.0144 | 0.05967 | 0.00783 | 169.3 | 169.3 | 209.1
40271 | CONNELL | 40517 | HATTON# | 115 | 115 | Lower Columbia Basin | Lower Columbia Basin | 1 | Closed | Line | NO | 0.00853 | 0.018 | 0.00211 | 105.6 | 105.6 | 137.4
65730 | GREATDIV | 66025 | MUSTANG | 115 | 115 | WY CENTRAL | WY CENTRAL | 1 | Closed | Line | NO | 0.00287 | 0.01469 | 0.00246 | 113 | 137 | 156
11122 | ORO_GRAN | 12160 | JARILLA1 | 115 | 115 | EPE - Native Load | TSGT: Southern NM | 1 | Closed | Line | NO | 0.00635 | 0.02039 | 0.00255 | 119 | 119 | 119
40427 | FOR GROV | 41067 | THATCHER# | 115 | 115 | Portland Area | Portland Area | 1 | Closed | Line | NO | 0.00257 | 0.01091 | 0.00139 | 167.7 | 167.7 | 206.4
33208 | MARTIN C | 33301 | DLY CTYP | 115 | 115 | Conf Load (S.F.) | Conf Load (Peninsula) | 2 | Closed | Line | NO | 0.00446 | 0.01278 | 0.00172 | 97.2 | 110.3 | 132.7
47067 | NILLES C | 40436 | E_OMAK# | 115 | 115 | Central Washington | Central Washington | 1 | Closed | Line | NO | 0.03368 | 0.06938 | 0.00803 | 85.6 | 85.6 | 111.5
32974 | LAKEWD-M | 32973 | LAKEWD-C | 115 | 115 | Conf Load (Diablo) | Conf Load (Diablo) | 1 | Closed | Line | NO | 0.0005 | 0.0005 | 0 | 318.7 | 318.7 | 318.7
79085 | NORTHMSA | 79115 | SPRCKTAP | 115 | 115 | Zone69 | Zone69 | 1 | Closed | Line | NO | 0.006 | 0.0184 | 0.00236 | 151 | 151 | 151
32972 | EBAYMUDJ | 32975 | WALNUTCR | 115 | 115 | Conf Load (Diablo) | Conf Load (Diablo) | 1 | Closed | Line | NO | 0.00169 | 0.00213 | 0.0086 | 56 | 64.9 | 69.7
73035 | BURLNGTN | 73485 | BURL KC | 115 | 115 | ZoneEC | ZoneEC | 1 | Closed | Line | NO | 0.00568 | 0.01173 | 0.00138 | 64 | 64 | 64
40281 | GND_COULE_S2 | 47067 | NILLES C | 115 | 115 | Central Washington | Central Washington | 1 | Closed | Line | NO | 0.05851 | 0.12216 | 0.01421 | 65.7 | 65.7 | 109.6
73570 | SNOWYRNG | 96157 | mid_96157 | 115 | 230 | ZoneEW | ZoneEW | 1 | Closed | TransformerWinding | YES | 0.00041 | 0.0185 | 0 | 200 | 239 | 200
72921 | IRONTAP | 73123 | LOVELL | 115 | 115 | ZoneBH | ZoneBH | 1 | Closed | Line | NO | 0.04685 | 0.1875 | 0.02257 | 147 | 147 | 147
40419 | FIRST+ | 41031 | STEVENS_DR1 | 115 | 115 | Lower Columbia Basin | Lower Columbia Basin | 1 | Open | Line | NO | 0.00259 | 0.01435 | 0.00211 | 137.9 | 137.9 | 179.8
32970 | CLAYTN | 32971 | MEDW LNE | 115 | 115 | Conf Load (Diablo) | Conf Load (Diablo) | 1 | Closed | Line | NO | 0.00777 | 0.03734 | 0.00581 | 151.2 | 175.5 | 193.6
73003 | AKRON | 73020 | BEAVERCK | 115 | 115 | ZoneEC | ZoneEC | 1 | Closed | Line | NO | 0.0648 | 0.1332 | 0.0156 | 85 | 93.5 | 85
73004 | ALCOVA | 73042 | CASPERLM | 115 | 115 | ZoneEW | ZoneEW | 1 | Closed | Line | NO | 0.05 | 0.1665 | 0.021 | 116.4 | 120 | 116.4
73004 | ALCOVA | 73042 | CASPERLM | 115 | 115 | ZoneEW | ZoneEW | 2 | Closed | Line | NO | 0.05 | 0.1665 | 0.021 | 116.4 | 120 | 116.4
33207 | BAYSHOR2 | 33204 | POTRERO | 115 | 115 | Conf Load (S.F.) | Conf Load (S.F.) | 2 | Closed | Line | NO | 0.00044 | 0.00316 | 0.04051 | 166.7 | 252.6 | 166.7
409210 | GRNDROND152# | 43223 | GRNDROND | 115 | 115 | Portland General - BES S/S | Portland General - BES S/S | 1 | Closed | Line | NO | 0 | 0.0003 | 0 | 137.4 | 137.4 | 167.3
73142 | N.YUMA | 96171 | mid_96171 | 115 | 230 | ZoneEC | ZoneEC | 1 | Closed | TransformerWinding | YES | 5e-05 | -0.01022 | 0 | 167 | 167 | 167
73008 | ARCHER | 73140 | MYERS TP | 115 | 115 | ZoneEW | ZoneEW | 1 | Closed | Line | NO | 0.0066 | 0.0272 | 0.0032 | 120 | 132 | 120
73216 | WINDRIVR | 73217 | WINDRIVT | 115 | 115 | ZoneBH | ZoneBH | 1 | Closed | Line | NO | 0.0002 | 0.0008 | 4e-05 | 59 | 59 | 59
31486 | CARIBOU | 30255 | CARBOU M | 115 | 230 | Conf Load (N. Valley) | Conf Load (N. Valley) | 11 | Closed | Transformer | YES | 0.00062 | -0.02232 | 0 | 96 | 96 | 96
48009 | AIRWAYHT | 40397 | FAIRCHLD | 115 | 115 | AVA: Spokane | AVA: Spokane | 1 | Closed | Line | NO | 0.00318 | 0.01286 | 0.00175 | 119.7 | 119.7 | 176.5
45061 | COPCO | 45063 | COPCO | 115 | 230 | PAC:YRKA | PAC:KFAL | 1 | Closed | Transformer | YES | 0.00058 | 0.03393 | 0 | 250 | 280 | 300
45059 | COOS RVR | 45177 | LOCKHRT | 115 | 115 | PAC:CBAY | PAC:CBAY | 1 | Closed | Line | NO | 0.00248 | 0.01322 | 0.00203 | 174 | 191 | 191
14362 | BOOTHILL | 14353 | MURAL | 115 | 115 | APS | APS | 1 | Closed | Line | NO | 0.03886 | 0.14775 | 0.01952 | 118 | 118 | 118
73024 | BLKHLWTP | 73044 | COBBLKTP | 115 | 115 | ZoneFH | ZoneFH | 1 | Closed | Line | NO | 0.00309 | 0.02282 | 0.00299 | 220 | 220 | 220
31464 | COTWDPGE | 30104 | COTWD_E2 | 115 | 230 | Conf Load (N. Valley) | Conf Load (N. Valley) | 1 | Closed | Transformer | YES | 0.00202 | 0.07039 | 0 | 120 | 120 | 120
78650 | ATMELSUB E | 78670 | KELKER E | 115 | 115 | CSU | CSU | 1 | Closed | Line | NO | 0.00482 | 0.02147 | 0.02497 | 134 | 201 | 134
73008 | ARCHER | 74060 | CPGSTN | 115 | 115 | ZoneEW | ZoneEW | 1 | Closed | Line | NO | 0.00384 | 0.02367 | 0.00337 | 217 | 217 | 239
10096 | EL_CERRO | 10192 | MANZANO | 115 | 115 | PNM: Belen | PNM: Belen | 1 | Closed | Line | NO | 0.00235 | 0.00888 | 0.00121 | 154 | 154 | 154
42003 | PORWY S | 42087 | VISTA P | 115 | 115 | WHATCOM | WHATCOM | 1 | Closed | Line | NO | 0.00365 | 0.01879 | 0.00309 | 211.1 | 211.1 | 249
14354 | SNMNUELS | 14358 | SNMNUELN | 115 | 115 | APS | APS | 1 | Closed | Line | NO | 0 | 0.0003 | 0 | 119.5 | 119.5 | 119.5
43767 | LIBTY PG | 43768 | BARNESTP2 | 115 | 115 | Portland General - BES S/S | Portland General - BES S/S | 1 | Closed | Line | NO | 4e-05 | 0.00021 | 3e-05 | 198 | 198 | 266
43752 | BEAVTN # | 43777 | RALGHHL# | 115 | 115 | Portland General - BES NODE | Portland General - BES NODE | 1 | Open | Line | NO | 0.00237 | 0.01264 | 0.00198 | 219 | 219 | 285
10018 | ARRIBA_T | 10484 | GALLINAT | 115 | 115 | PNM: Las Vegas NM | PNM: Las Vegas NM | 1 | Closed | Line | NO | 0.0011 | 0.0034 | 0.00057 | 133.5 | 133.5 | 133.5
43744 | HORIZN2 | 43740 | HORIZN | 115 | 230 | Portland General - BES S/S | Portland General - BES S/S | 2 | Closed | Transformer | YES | 0.0004 | 0.0251 | 0 | 398 | 398 | 478
40351 | DORENA# | 45321 | VILLAGEG | 115 | 115 | Western Oregon | PAC:WLMT | 1 | Open | Line | NO | 0.00687 | 0.0117 | 0.00131 | 77 | 77 | 103
43739 | SUNSETPG | 43744 | HORIZN2 | 115 | 115 | Portland General - BES S/S | Portland General - BES S/S | 1 | Closed | Line | NO | 4e-05 | 0.00042 | 8e-05 | 398 | 398 | 609
43739 | SUNSETPG | 43742 | SHUTE | 115 | 115 | Portland General - BES S/S | Portland General - BES S/S | 1 | Closed | Line | NO | 0.00139 | 0.00769 | 0.0012 | 337 | 337 | 375
40347 | DEXTER# | 40833 | PLSTHILL# | 115 | 115 | Western Oregon | Western Oregon | 1 | Closed | Line | NO | 0.00923 | 0.0383 | 0.00502 | 169.3 | 169.3 | 209.1
40337 | DEER_PARK+ | 48235 | MILAN# | 115 | 115 | Spokane Area, N Idaho, W Montana | Spokane Area, N Idaho, W Montana | 1 | Closed | Line | NO | 0.00101 | 0.01158 | 0.00142 | 308.7 | 308.7 | 380.4
78121 | FORDHAM | 78120 | FORDHAM | 115 | 230 | PRPA | PRPA | 2 | Closed | Transformer | YES | 0.0011 | 0.0555 | 0 | 187 | 224 | 187
43706 | HUBER 1 | 43807 | MURRAY#1 | 115 | 115 | Portland General - BES NODE | Portland General - BES NODE | 1 | Closed | Line | NO | 0.00297 | 0.02062 | 0.00289 | 198 | 198 | 266
43695 | DURHAM 2 | 43816 | WSTPRT | 115 | 115 | Portland General - BES NODE | Portland General - BES S/S | 1 | Closed | Line | NO | 0.00195 | 0.01062 | 0.0016 | 198 | 198 | 266
43684 | BLUELAKE | 43685 | BLUELAKE | 115 | 230 | Portland General - BES S/S | Portland General - BES S/S | 1 | Closed | Transformer | YES | 0.00038 | 0.02623 | 0 | 361 | 361 | 433
43653 | COFF CR | 43654 | COFF TP2 | 115 | 115 | Portland General - BES NODE | Portland General - BES NODE | 1 | Open | Line | NO | 0.00375 | 0.01519 | 0.00209 | 150 | 150 | 201
33020 | MORAGA | 32780 | CLARMNT | 115 | 115 | Conf Load (Diablo) | Conf Load (East Bay) | 2 | Closed | Line | NO | 0.00869 | 0.02585 | 0.0038 | 99 | 111 | 112
43644 | WLBRSHOOFLTP | 43646 | WLBRTP2 | 115 | 115 | Portland General - BES NODE | Portland General - BES NODE | 1 | Closed | Line | NO | 2e-05 | 0.00011 | 2e-05 | 198 | 198 | 266
42004 | ARCO C | 42003 | PORWY S | 115 | 115 | WHATCOMI | WHATCOM | 1 | Closed | Line | NO | 0.00576 | 0.02974 | 0.00483 | 211.1 | 211.1 | 249
33204 | POTRERO | 38953 | TBC_POT1 | 115 | 115 | Conf Load (S.F.) | City of Pittsburg | 1 | Closed | Line | NO | 0.00014 | 0.00069 | 0 | 444 | 444 | 444
42156 | ALGER | 42002 | BELNGM E | 115 | 115 | SKAGIT | WHATCOM | 1 | Closed | Line | NO | 0.02831 | 0.08212 | 0.01001 | 112.3 | 112.3 | 132.9
73502 | DACONO | 73503 | ERIE SW | 115 | 115 | ZoneFH | ZoneFH | 1 | Closed | Line | NO | 0.0065 | 0.0249 | 0.00323 | 175 | 175 | 175
73024 | BLKHLWTP | 73552 | AULT | 115 | 115 | ZoneFH | ZoneFH | 1 | Closed | Line | NO | 0.00434 | 0.03261 | 0.00442 | 196 | 196 | 196
79111 | MANCOSTP | 79144 | LOSTCAN2 | 115 | 115 | Zone69 | ZoneR4 | 1 | Closed | Line | NO | 0.0088 | 0.0549 | 0.00732 | 238 | 238 | 238
32766 | EL CRRTO | 33010 | SOBRANTE | 115 | 115 | Conf Load (East Bay) | Conf Load (Diablo) | 2 | Closed | Line | NO | 0.0059 | 0.02836 | 0.00423 | 140 | 159.7 | 193.6
73022 | BGEORGE | 73121 | N. CODY 115 | 115 | 115 | ZoneBH | ZoneBH | 1 | Closed | Line | NO | 0.02159 | 0.08957 | 0.01046 | 131 | 131 | 131
629030 | CROWCRKJCT A | 629031 | TAFT AUTO | 115 | 115 | MISSOULA_MT | MISSOULA_MT | 1 | Closed | Line | NO | 0.03816 | 0.05846 | 0.00603 | 65.7 | 65.7 | 65.7
37947 | SULP CRK | 37948 | SULP JCT | 115 | 115 | Conf Load (Redding) | Conf Load (Redding) | 1 | Closed | Line | NO | 0.00033 | 0.00104 | 0.00015 | 179 | 179 | 199
42002 | BELNGM E | 42060 | CAROLINA | 115 | 115 | WHATCOM | WHATCOM | 1 | Closed | Line | NO | 8e-05 | 0.00022 | 3e-05 | 135.4 | 135.4 | 159.9
47009 | BOX_CANYON_W | 40317 | CUSICK | 115 | 115 | AVA: Pend Oreille PUD | AVA: Pend Oreille PUD | 1 | Closed | Line | NO | 0.01816 | 0.18739 | 0.02963 | 203 | 239 | 239
38224 | CLAUS | 38238 | HUNTWSTP | 115 | 115 | Conf Load (MID) | Conf Load (MID) | 1 | Closed | Line | NO | 0.0096 | 0.0581 | 0.0104 | 59.7 | 59.7 | 59.7
38222 | STNDFDM2 | 38230 | STANDFRD | 115 | 115 | Conf Load (MID) | Conf Load (MID) | 1 | Closed | Line | NO | 0.00327 | 0.09223 | 0 | 93.3 | 107 | 93.3
32762 | STD. OIL | 32774 | PTPNLTAP | 115 | 115 | Conf Load (East Bay) | Conf Load (East Bay) | 1 | Closed | Line | NO | 0.00416 | 0.02026 | 0.00304 | 140 | 159.7 | 193.6
43707 | HUBER 2 | 43555 | STMARYSB | 115 | 115 | Portland General - BES NODE | Portland General - BES S/S | 1 | Closed | Line | NO | 0.0002 | 0.00104 | 0.00016 | 198 | 198 | 266
33210 | POT_SVC | 33204 | POTRERO | 115 | 115 | Conf Load (S.F.) | Conf Load (S.F.) | 1 | Closed | Line | NO | 0 | 0.00025 | 0 | 999 | 999 | 999
34430 | HENRETTA | 30887 | HENRIETTA_F | 115 | 230 | Conf Load (Fresno) | Conf Load (Fresno) | 3 | Closed | Transformer | YES | 0.00089 | 0.0355 | 0 | 180 | 198 | 180
11140 | SANTA_T | 11105 | MONTOYA | 115 | 115 | EPE - Native Load | EPE - Native Load | 1 | Closed | Line | NO | 0.0062 | 0.03912 | 0.006 | 184.8 | 239 | 184.8
43531 | SIXCRNRS | 43701 | SPRNGBRK | 115 | 115 | Portland General - BES NODE | Portland General - BES S/S | 1 | Closed | Line | NO | 0.00794 | 0.04166 | 0.00669 | 198 | 198 | 239
15123 | REFINERY | 15132 | REFINETP | 115 | 115 | SRP EMA 115kV | SRP EMA 115kV | 1 | Closed | Line | NO | 0.00119 | 0.00225 | 0.00026 | 119.5 | 119.5 | 119.5
43507 | BETSY_J# | 43505 | SCAPPOSE | 115 | 115 | Portland General - BES NODE | Portland General - SUBT NODE | 1 | Closed | Line | NO | 0.00119 | 0.00608 | 0.00082 | 198 | 198 | 266
43763 | HEMLOCK# | 43477 | ROCKWD2 | 115 | 115 | Portland General - BES NODE | Portland General - BES NODE | 1 | Closed | Line | NO | 0.00086 | 0.00447 | 0.00073 | 219 | 219 | 285
11108 | MOONGATE | 11190 | APOLLO | 115 | 115 | EPE - Native Load | EPE - Native Load | 1 | Closed | Line | NO | 0.01629 | 0.03505 | 0.00277 | 68.5 | 87.2 | 68.5
32604 | MREIS JC | 32612 | CRQNZTP1 | 115 | 115 | Conf Load (North Bay) | Conf Load (North Bay) | 1 | Closed | Line | NO | 0.0064 | 0.0124 | 0.0008 | 61.7 | 69.7 | 82.7
402479 | COLFALL_TX-E | 40247 | COLMBIA_FALS | 115 | 115 | Western Montana | Western Montana | 1 | Closed | Line | NO | 9e-05 | 0.00088 | 0.00014 | 308.7 | 308.7 | 398.4
73311 | FMS | 73379 | FMWEST | 115 | 115 | ZoneEC | ZoneEC | 1 | Closed | Line | NO | 0 | 0.0003 | 0 | 135 | 135 | 135
43453 | REEDVILE | 43481 | ROSEWAY | 115 | 115 | Portland General - BES S/S | Portland General - BES NODE | 1 | Closed | Line | NO | 0.00192 | 0.01014 | 0.0016 | 198 | 198 | 239
43414 | PEN TP2 | 43574 | SWAN TP2 | 115 | 115 | Portland General - BES NODE | Portland General - BES NODE | 1 | Closed | Line | NO | 0.00097 | 0.00419 | 0.00063 | 190 | 190 | 239
43764 | BARNESTP1 | 43415 | MILL CR | 115 | 115 | Portland General - BES NODE | Portland General - BES S/S | 1 | Closed | Line | NO | 0.00158 | 0.00825 | 0.00135 | 219 | 219 | 285
32206 | BOGUE | 32286 | OLIVH J3 | 115 | 115 | Conf Load (Sierra) | Conf Load (Sierra) | 1 | Closed | Line | NO | 0.0111 | 0.04377 | 0.00613 | 164.3 | 194.2 | 239
43037 | BETHEL | 43039 | BETHEL | 115 | 230 | Portland General - BES S/S | Portland General - BES S/S | 2 | Closed | Transformer | YES | 0.00056 | 0.03375 | 0 | 352 | 352 | 433
73053 | ECKLEY | 73371 | BETHELLM | 115 | 115 | ZoneEC | ZoneEC | 1 | Closed | Line | NO | 0.0351 | 0.0725 | 0.0086 | 68 | 68 | 68
405473 | COLMBA_CRST+ | 405471 | SUNHEAVEN1+ | 115 | 115 | Lower Columbia Basin | Lower Columbia Basin | 1 | Closed | Line | NO | 0.00393 | 0.01111 | 0.00153 | 99.6 | 113.5 | 143.4
33301 | DLY CTYP | 33302 | SERRMNTE | 115 | 115 | Conf Load (Peninsula) | Conf Load (Peninsula) | 1 | Closed | Line | NO | 0.00507 | 0.01437 | 0.00198 | 97.2 | 110.3 | 132.7
79260 | ELPASOTP | 79628 | GLADE | 115 | 115 | Zone69 | FEUS | 1 | Open | Line | NO | 0.01502 | 0.04577 | 0.00544 | 80 | 80 | 80
40371 | E OMAK | 403710 | EOM_WHI_CIO | 115 | 115 | Central Washington | Central Washington | 1 | Closed | Line | NO | 0.01957 | 0.12008 | 0.01452 | 213.1 | 213.1 | 274.9
32570 | LS GLLNS | 32574 | SAN RAFL | 115 | 115 | Conf Load (North Bay) | Conf Load (North Bay) | 1 | Closed | Line | NO | 0.00716 | 0.02553 | 0.0039 | 115.9 | 119.5 | 119.5
37962 | BSNS P2 | 37961 | BSNS P1 | 115 | 115 | Conf Load (Redding) | Conf Load (Redding) | 1 | Closed | Line | NO | 0.00401 | 0.0127 | 0.00185 | 189 | 209 | 169
40371 | E OMAK | 40932 | SANDFLAT+ | 115 | 115 | Central Washington | Central Washington | 1 | Closed | Line | NO | 0.00222 | 0.00831 | 0.00131 | 135 | 177 | 179
73046 | DALTON | 73236 | GREENWOD | 115 | 115 | ZoneWN | ZoneWN | 1 | Closed | Line | NO | 0.0235 | 0.0765 | 0.0096 | 116 | 116 | 116
629036 | TFALLS CITY | 629037 | TFALLS CTY A | 115 | 115 | MISSOULA_MT | MISSOULA_MT | 1 | Open | Line | NO | 0 | 0.00029 | 0 | 119.5 | 119.5 | 119.5
37931 | OASIS RD | 37953 | TIERRA O | 115 | 115 | Conf Load (Redding) | Conf Load (Redding) | 1 | Open | Line | NO | 0.0037 | 0.01323 | 0.00206 | 189 | 209 | 169
32568 | IGNACIO | 32570 | LS GLLNS | 115 | 115 | Conf Load (North Bay) | Conf Load (North Bay) | 1 | Closed | Line | NO | 0.0065 | 0.02319 | 0.0035 | 115.9 | 130.7 | 132.7
629026 | THOMPSNFALLS | 629036 | TFALLS CITY | 115 | 115 | MISSOULA_MT | MISSOULA_MT | B | Closed | Line | NO | 0.00047 | 0.00163 | 0.00022 | 105.2 | 133.5 | 105.2
43033 | BELL | 43283 | LENTS | 115 | 115 | Portland General - BES S/S | Portland General - BES NODE | 1 | Closed | Line | NO | 0.0025 | 0.01315 | 0.00208 | 198 | 198 | 266
43770 | MULTNMA# | 43345 | MULTNMAH | 115 | 115 | Portland General - BES NODE | Portland General - BES NODE | 1 | Open | Line | NO | 0.00121 | 0.00636 | 0.001 | 115 | 115 | 157
31978 | DPWT_TP2 | 31988 | DEEPWATR | 115 | 115 | Conf Load (Sacramento) | Conf Load (Sacramento) | 1 | Closed | Line | NO | 0.00434 | 0.01306 | 0.00178 | 87.6 | 102.4 | 132.7
42107 | MARCHPTS | 42223 | CRESCENT | 115 | 115 | SKAGIT | ISLAND | 1 | Closed | Line | NO | 0.01599 | 0.08482 | 0.01395 | 211.1 | 211.1 | 249
40159 | BURBANK+ | 40442 | FRANKL W | 115 | 115 | Lower Columbia Basin | Lower Columbia Basin | 1 | Closed | Line | NO | 0.00406 | 0.02448 | 0.00321 | 203.2 | 203.2 | 262.9
404931 | H2F_1 | 401030 | BERRIAN+ | 115 | 115 | Lower Columbia Basin | Lower Columbia Basin | 1 | Closed | Line | NO | 0.01213 | 0.03439 | 0.00469 | 99.6 | 113.5 | 143.4
40173 | CAPEHORN+ | 47043 | EVANSCLK | 115 | 115 | Portland Area | Clark County, WA | 1 | Closed | Line | NO | 0.00739 | 0.04484 | 0.00557 | 195.2 | 195.2 | 239
40173 | CAPEHORN+ | 41259 | STEVENSON2# | 115 | 115 | Portland Area | Portland Area | 1 | Closed | Line | NO | 0.0112 | 0.06796 | 0.00846 | 195.2 | 195.2 | 239
66470 | SWAN VLY | 66490 | TARGEE# | 115 | 115 | ID BPA | ID BPA | 1 | Closed | Line | NO | 0.02396 | 0.10202 | 0.01267 | 169.3 | 169.3 | 217.1
40163 | CAMAS | 47161 | FIBERWEB | 115 | 115 | Clark County, WA | Clark County, WA | 1 | Closed | Line | NO | 0.004 | 0.019 | 0.00244 | 93.2 | 105 | 136.8
73104 | LAGRANGE | 73173 | ROUNDTOP | 115 | 115 | ZoneEW | ZoneEW | 1 | Closed | Line | NO | 0.02 | 0.11 | 0.01 | 119 | 119 | 119
73223 | WRAY | 73331 | WRAY WAPA | 115 | 115 | ZoneEC | ZoneEC | 1 | Closed | Line | NO | 0.0007 | 0.0031 | 0.0004 | 85 | 85 | 85
43209 | GRDNHOM1 | 43213 | GRDNHOME | 115 | 115 | Portland General - BES NODE | Portland General - BES NODE | 1 | Open | Line | NO | 0.00032 | 0.00167 | 0.00026 | 198 | 198 | 266
10250 | RICHMOND_PNM | 10062 | CG-1 | 115 | 115 | PNM: Albuquerque | PNM: Albuquerque | 1 | Closed | Line | NO | 0.00222 | 0.00791 | 0.00106 | 154 | 154 | 169
40431 | FORTROCK+ | 40157 | MILLICAN+ | 115 | 115 | Southern Oregon | Southern Oregon | 1 | Closed | Line | NO | 0.01974 | 0.07985 | 0.01102 | 203.2 | 203.2 | 262.9
73109 | LARAMIE | 73570 | SNOWYRNG | 115 | 115 | ZoneEW | ZoneEW | 2 | Closed | Line | NO | 0.0022 | 0.0089 | 0.00108 | 120 | 120 | 120
12126 | SFIDEL_T | 10710 | CIBOLA | 115 | 115 | TSGT: Western NM | PNM: Albuquerque | 1 | Closed | Line | NO | 0.004 | 0.0092 | 0.00108 | 102 | 102 | 114
40151 | BROOKING+ | 47066 | PARKVIEW+ | 115 | 115 | Western Oregon | Western Oregon | 1 | Open | Line | NO | 0.00123 | 0.00728 | 0.00116 | 196 | 196 | 196
40149 | BRINKENS | 48445 | VIOLA | 115 | 115 | AVA: Palouse | AVA: Palouse | 1 | Closed | Line | NO | 0.01264 | 0.04876 | 0.00711 | 119.7 | 119.7 | 176.5
66490 | TARGEE# | 66530 | TETON | 115 | 115 | ID BPA | ID BPA | 1 | Closed | Line | NO | 0.02466 | 0.10592 | 0.01294 | 169.3 | 169.3 | 217.1
408192 | PRIOR_2+ | 408193 | PRIOR_3+ | 115 | 115 | Lower Columbia Basin | Lower Columbia Basin | 1 | Closed | Line | NO | 0.00706 | 0.02004 | 0.00273 | 99.6 | 113.5 | 143.4
42191 | OLYBAYVW | 42110 | FDS115 N | 115 | 115 | SKAGITI | SKAGIT | 1 | Closed | Line | NO | 0.00041 | 0.00319 | 0.00055 | 280.9 | 280.9 | 330.8
43756 | CLACKMA# | 43335 | MT PLSN2 | 115 | 115 | Portland General - BES NODE | Portland General - BES NODE | 1 | Closed | Line | NO | 0.00646 | 0.03478 | 0.00537 | 219 | 219 | 285
33322 | UAL TAP | 33306 | SFIA | 115 | 115 | Conf Load (Peninsula) | Conf Load (Peninsula) | 5 | Closed | Line | NO | 0.00128 | 0.0046 | 0.00946 | 179.3 | 239 | 179.3
42119 | SEDRO W | 42163 | BIGROCK | 115 | 115 | SKAGIT | SKAGIT | 1 | Closed | Line | NO | 0.00726 | 0.04172 | 0.00552 | 211.1 | 211.1 | 249
45109 | FRY | 45225 | OREMET | 115 | 115 | PAC:WLMT | PAC:WLMT | 1 | Closed | Line | NO | 0.00411 | 0.02262 | 0.00325 | 153 | 191 | 238
66540 | THERPACE | 66535 | THERMOPL | 115 | 230 | WY NORTH | WY NORTH | 1 | Closed | Transformer | YES | 0.00537 | 0.0983 | 0 | 84 | 94.1 | 100.8
78076 | DIXON CK | 78077 | DRAKE RD | 115 | 115 | PRPA | PRPA | 1 | Closed | Line | NO | 0.005 | 0.0165 | 0.002 | 139 | 139 | 139
14371 | BAGDADTAP | 14370 | BAGDADBACKUP | 115 | 115 | APS | APS | 1 | Open | Line | NO | 0.0012 | 0.00668 | 0 | 99 | 118.7 | 99
42221 | CLOVER V | 42230 | PORTER | 115 | 115 | ISLAND | ISLANDI | 1 | Closed | Line | NO | 0.00022 | 0.00117 | 0.00018 | 211.1 | 211.1 | 249
43318 | MIDGRV # | 43316 | MIDLGROV | 115 | 115 | Portland General - BES NODE | Portland General - BES NODE | 1 | Closed | Line | NO | 0.00111 | 0.00571 | 0.00094 | 198 | 198 | 266
401030 | BERRIAN+ | 401031 | IRRIGRO+ | 115 | 115 | Lower Columbia Basin | Lower Columbia Basin | 1 | Closed | Line | NO | 0.00401 | 0.01138 | 0.00155 | 99.6 | 113.5 | 143.4
15112 | KEARNYTP | 15116 | MORRISAZ | 115 | 115 | SRP EMA 115kV | SRP EMA 115kV | 1 | Closed | Line | NO | 0.0157 | 0.04678 | 0.00602 | 99 | 111.2 | 99
413190 | CLUMBIA_RDG# | 414040 | HOR_ALK_CIO | 115 | 115 | Lower Columbia Basin | Lower Columbia Basin | 1 | Closed | Line | NO | 0.00157 | 0.01414 | 0.00333 | 116.1 | 116.1 | 161.9
32482 | APLHTAP1 | 32278 | SPICAMIN | 115 | 115 | Conf Load (Sierra) | Conf Load (Sierra) | 1 | Closed | Line | NO | 0.00239 | 0.00625 | 0.00102 | 87.6 | 102.4 | 119.5
45121 | GRANT PS | 45123 | GRANT PS | 115 | 230 | PAC:GRPS | PAC:GRPS | 1 | Closed | Transformer | YES | 0.00053 | 0.03102 | 0 | 292 | 327 | 350
32275 | CPM TAP | 32264 | CLRKSVLT | 115 | 115 | Conf Load (Sierra) | Conf Load (Sierra) | 1 | Closed | Line | NO | 0.00099 | 0.00611 | 0.00073 | 302 | 302 | 330
40119 | BLUE_RIVER# | 46236 | HOLDEN_CRK | 115 | 115 | Eugene, OR | Eugene, OR | 1 | Closed | Line | NO | 0.0248 | 0.1227 | 0.016 | 141.4 | 141.4 | 199.2
40117 | BLACKRCK+ | 47232 | SUNYSIDE# | 115 | 115 | Lower Columbia Basin | Lower Columbia Basin | 1 | Closed | Line | NO | 0.01575 | 0.09481 | 0.01189 | 203.2 | 203.2 | 262.9
10024 | B-A | 10313 | SHELLTAP | 115 | 115 | PNM: Sandoval | PNM: Sandoval | 1 | Closed | Line | NO | 0.0074 | 0.0296 | 0.00364 | 131 | 156 | 167
29230 | HAMLIN | 29232 | BALDYMESA_M | 115 | 115 | SCE Victor | SCE Victor | 1 | Closed | TransformerWinding | YES | 0.00514 | 0.06725 | 0 | 125 | 125 | 125
464013 | BOTHELL115_C | 464033 | BOTHELL230_3 | 115 | 230 | Seattle City Light | Seattle City Light | 3 | Closed | Transformer | YES | 0.0006 | 0.0345 | 0 | 308 | 359 | 308
464016 | BOTHELL115_F | 464015 | BOTHELL115_E | 115 | 115 | Seattle City Light | Seattle City Light | 1 | Closed | Disconnect | NO | 0 | 1e-05 | 0 | 308 | 359 | 308
32257 | PLCRVLT2 | 32254 | PLCRVLB2 | 115 | 115 | Conf Load (Sierra) | Conf Load (Sierra) | 2 | Closed | Line | NO | 0.0005 | 0.0005 | 0 | 87.6 | 102.4 | 132.7
43267 | ISLAND | 43273 | JENGSLD2 | 115 | 115 | Portland General - BES NODE | Portland General - BES NODE | 1 | Closed | Line | NO | 0.00358 | 0.01954 | 0.00294 | 207 | 207 | 285
42389 | CLYMER | 40387 | ELLENSBG | 115 | 115 | KITTITAS | Central Washington | 1 | Closed | Line | NO | 0.00276 | 0.00832 | 0.00098 | 97.6 | 97.6 | 147.4
40389 | ELLISFRD# | 40807 | OROVILLE | 115 | 115 | Central Washington | Central Washington | 1 | Closed | Line | NO | 0.03473 | 0.0566 | 8e-05 | 40 | 40 | 40
79609 | BERGIN | 79634 | KUTZ TAP | 115 | 115 | FEUS | FEUS | 1 | Closed | Line | NO | 0.00878 | 0.05571 | 0.00375 | 113 | 119 | 113
464012 | BOTHELL115_B | 464032 | BOTHELL230_2 | 115 | 230 | Seattle City Light | Seattle City Light | 2 | Closed | Transformer | YES | 0.00061 | 0.0345 | 0 | 308 | 359 | 308
45125 | GREENSPG | 45221 | OAK TAP | 115 | 115 | PAC:MDFD | PAC:MDFD | 1 | Closed | Line | NO | 0.01166 | 0.03763 | 0.00408 | 113 | 113 | 153
40103 | BERRIAN# | 404931 | H2F_1 | 115 | 115 | Lower Columbia Basin | Lower Columbia Basin | 1 | Closed | Line | NO | 0.00325 | 0.00922 | 0.00126 | 99.6 | 113.5 | 143.4
32950 | PITSBURG | 32993 | W.P.BART | 115 | 115 | Conf Load (Diablo) | Conf Load (Diablo) | 1 | Closed | Line | NO | 0.0117 | 0.0419 | 0.0058 | 224.3 | 224.3 | 239
40101 | BENTON_CITY+ | 40872 | RED MTN | 115 | 115 | Lower Columbia Basin | Lower Columbia Basin | 1 | Closed | Line | NO | 0.013 | 0.02746 | 0.00311 | 51.8 | 51.8 | 103.6
48039 | BENTNAVA | 40097 | BENTON | 115 | 115 | AVA: Big Bend | Lower Columbia Basin | 1 | Closed | Line | NO | 0.01058 | 0.06207 | 0.0082 | 119.5 | 144.1 | 179.7
73128 | MAY | 73146 | OASISTAP | 115 | 115 | ZoneEW | ZoneEW | 1 | Closed | Line | NO | 0.0138 | 0.0533 | 0.0068 | 19 | 19 | 19
34774 | MIDWAY | 30968 | MIDWAY-DDBSB | 115 | 230 | Conf Load (Kern) | Conf Load (Kern) | 2 | Closed | Transformer | YES | 0.00033 | 0.02346 | 0 | 420 | 462 | 420
40097 | BENTON | 40501 | HANFORD2# | 115 | 115 | Lower Columbia Basin | Lower Columbia Basin | 1 | Closed | Line | NO | 0.0034 | 0.01037 | 0.00128 | 137.4 | 137.4 | 175.3
33310 | SANMATEO | 33356 | BURLNGME | 115 | 115 | Conf Load (Peninsula) | Conf Load (Peninsula) | 4 | Closed | Line | NO | 0.00424 | 0.01484 | 0.00212 | 227.9 | 261.1 | 244.8
66812 | VALLEY_L | 66840 | HOOP_SPRNG_S | 115 | 115 | ID BPA | ID BPA | 1 | Closed | Line | NO | 0.01137 | 0.07655 | 0.01086 | 160.3 | 199.6 | 208.9
10370 | WESTMS_1 | 10725 | HUNING_RANCH | 115 | 115 | PNM: Albuquerque | PNM: Belen | 1 | Closed | Line | NO | 0.00943 | 0.11191 | 0.01929 | 350 | 350 | 350
43806 | MURAY LD | 43807 | MURRAY#1 | 115 | 115 | Portland General - BES NODE | Portland General - BES NODE | 1 | Closed | Line | NO | 0 | 0.0003 | 0 | 239 | 239 | 357
33312 | BELMONT | 33313 | BAIR | 115 | 115 | Conf Load (Peninsula) | Conf Load (Peninsula) | 1 | Closed | Line | NO | 0.00571 | 0.02038 | 0.00279 | 227.9 | 227.9 | 239
34774 | MIDWAY | 30970 | MIDWAY-E | 115 | 230 | Conf Load (Kern) | Conf Load (Kern) | 3 | Closed | Transformer | YES | 0.00025 | 0.02287 | 0 | 420 | 462 | 420
10370 | WESTMS_1 | 12086 | WESTMS_3 | 115 | 115 | PNM: Albuquerque | PNM: Sandoval | 1 | Closed | Line | NO | 0 | 0.0006 | 0 | 199 | 199 | 199
40093 | BELLNGHM | 42002 | BELNGM E | 115 | 115 | Seattle Area, Olympic Peninsula | WHATCOM | 2 | Closed | Line | NO | 0.00261 | 0.0205 | 0.00357 | 226.1 | 226.1 | 290
11131 | RIO_GRAN | 11373 | RG_EXEC_TAP | 115 | 115 | EPE - Native Load | EPE - Native Load | 1 | Closed | Line | NO | 0.00209 | 0.00778 | 0.00383 | 270.8 | 359 | 270.8
17001 | APACHE | 15108 | HAYDENAZ | 115 | 115 | AEPCO | SRP EMA 115kV | 1 | Closed | Line | NO | 0.12652 | 0.51621 | 0.06656 | 126 | 147 | 126
43825 | MAXIMTP1 | 43826 | MAXIMTP2 | 115 | 115 | Portland General - BES NODE | Portland General - BES NODE | 1 | Closed | Line | NO | 5e-05 | 0.00027 | 4e-05 | 319 | 319 | 319
12086 | WESTMS_3 | 10555 | LA_MORADA | 115 | 115 | PNM: Sandoval | PNM: Albuquerque | 1 | Closed | Line | NO | 0.0005 | 0.0011 | 0.00013 | 102 | 102 | 128
43235 | HARMONY | 43787 | HARMONYTP1 | 115 | 115 | Portland General - BES NODE | Portland General - BES NODE | 1 | Closed | Line | NO | 0.00032 | 0.00167 | 0.00026 | 198 | 198 | 266
33321 | RVNSWD D | 33313 | BAIR | 115 | 115 | Conf Load (Peninsula) | Conf Load (Peninsula) | 1 | Closed | Line | NO | 0.0122 | 0.045 | 0.0059 | 109.5 | 123 | 124
43821 | MAXIM | 43827 | MAXIM1 | 115 | 115 | Portland General - Industrial | Portland General - Industrial | 1 | Closed | Line | NO | 0 | 2e-05 | 0 | 198 | 198 | 266
42301 | SAMMAMSH | 42322 | SAMMSH W | 115 | 115 | N.KING | N.KING | 1 | Closed | Line | NO | 0 | 0.0001 | 0 | 430 | 430 | 518
46203 | BERTLSON | 40395 | EUGENE | 115 | 115 | Eugene, OR | Western Oregon | 1 | Closed | Line | NO | 0.00434 | 0.01325 | 0.00164 | 137.4 | 137.4 | 169.3
12030 | GALLUPPG | 10382 | YAHTAHEY | 115 | 115 | TSGT: Western NM | PNM: Northwestern | 1 | Closed | Line | NO | 0.0039 | 0.0224 | 0.00314 | 112 | 112 | 112
12068 | SMITHLAK | 10065 | CHURCHRT | 115 | 115 | TSGT: Western NM | PNM: Northwestern | 1 | Closed | Line | NO | 0.0297 | 0.1237 | 0.0152 | 133 | 133 | 133
73195 | TCAPS | 73197 | THERMOPL | 115 | 115 | ZoneBH | ZoneBH | 1 | Closed | Line | NO | 0 | 0.0003 | 0 | 98 | 98 | 98
31000 | HUMBOLDT | 31015 | BRDGVLLE | 115 | 115 | Conf Load (Humboldt) | Conf Load (Humboldt) | 1 | Closed | Line | NO | 0.05953 | 0.17131 | 0.02291 | 79.7 | 79.7 | 79.7
40087 | BELL BPA | 41015 | SPRNGHIL | 115 | 115 | Spokane Area, N Idaho, W Montana | Spokane Area, N Idaho, W Montana | 1 | Closed | Line | NO | 0.0096 | 0.05675 | 0.00738 | 203.2 | 203.2 | 263
43219 | GRESHAMB | 43484 | RUBY | 115 | 115 | Portland General - BES S/S | Portland General - BES S/S | 1 | Closed | Line | NO | 0.00131 | 0.01123 | 0.00151 | 337 | 337 | 375
32950 | PITSBURG | 32970 | CLAYTN | 115 | 115 | Conf Load (Diablo) | Conf Load (Diablo) | 4 | Closed | Line | NO | 0.0044 | 0.032 | 0.001 | 251.4 | 295.6 | 318.7
48029 | BEACON S | 40087 | BELL BPA | 115 | 115 | AVA: Spokane | Spokane Area, N Idaho, W Montana | 1 | Closed | Line | NO | 0.01167 | 0.04013 | 0.00501 | 92.4 | 92.4 | 135
40087 | BELL BPA | 41089 | TRENTWOD | 115 | 115 | Spokane Area, N Idaho, W Montana | Spokane Area, N Idaho, W Montana | 1 | Closed | Line | NO | 0.01087 | 0.06247 | 0.00862 | 213.1 | 213.1 | 274.9
43277 | KELYBUTE | 43319 | MIDWAYTP2 | 115 | 115 | Portland General - BES NODE | Portland General - BES NODE | 1 | Closed | Line | NO | 0.00215 | 0.01131 | 0.00178 | 198 | 198 | 266
43766 | JENGSL # | 43275 | JENGSLDG | 115 | 115 | Portland General - BES NODE | Portland General - BES NODE | 1 | Open | Line | NO | 0.00159 | 0.00869 | 0.0013 | 187 | 187 | 251
12100 | GLADSTON | 12020 | CLAPHAM | 115 | 115 | TSGT: North NM | TSGT: North NM | 1 | Closed | Line | NO | 0.0586 | 0.1616 | 0.03511 | 119 | 119 | 119
10245 | PERSON | 10144 | ISLETAPA | 115 | 115 | PNM: Albuquerque | PNM: Belen | 1 | Closed | Line | NO | 0.00933 | 0.03754 | 0.00512 | 154 | 154 | 154
40087 | BELL BPA | 40113 | BIGELOW+ | 115 | 115 | Spokane Area, N Idaho, W Montana | Spokane Area, N Idaho, W Montana | 2 | Closed | Line | NO | 0.00644 | 0.03709 | 0.0051 | 197.2 | 197.2 | 264.9
10555 | LA_MORADA | 10568 | PETROGLYPH | 115 | 115 | PNM: Albuquerque | PNM: Albuquerque | 1 | Closed | Line | NO | 0.015 | 0.0341 | 0.00401 | 102 | 102 | 128
33315 | RVNSWD E | 33316 | CLY LND2 | 115 | 115 | Conf Load (Peninsula) | Conf Load (Peninsula) | 2 | Closed | Line | NO | 0.00282 | 0.01078 | 0.00128 | 228 | 228 | 245
42458 | TOLT | 42305 | NOVELTY | 115 | 115 | N.KING | N.KING | 1 | Closed | Line | NO | 0.00493 | 0.04022 | 0.00653 | 280.9 | 280.9 | 330.8
10151 | JEFFRSNT | 10149 | JEFFERSN | 115 | 115 | PNM: Albuquerque | PNM: Albuquerque | 1 | Closed | Line | NO | 0.0006 | 0.0021 | 0.0003 | 156 | 156 | 167
43267 | ISLAND | 43519 | SELLWOOD | 115 | 115 | Portland General - BES NODE | Portland General - BES S/S | 1 | Closed | Line | NO | 0.00214 | 0.01124 | 0.00183 | 207 | 207 | 285
79616 | COLLEG | 79617 | COLLTAP | 115 | 115 | FEUS | FEUS | 1 | Closed | Line | NO | 0.00175 | 0.00693 | 0.00043 | 99 | 103 | 125
45155 | JEROME P | 45419 | SELMA | 115 | 115 | PAC:GRPS | PAC:GRPS | 1 | Closed | Line | NO | 0.02769 | 0.07675 | 0.01097 | 114 | 125 | 163
40077 | BANGOR | 42905 | FOSSCNRS | 115 | 115 | Seattle Area, Olympic Peninsula | KITSAP | 1 | Closed | Line | NO | 0.00465 | 0.04556 | 0.00764 | 211.1 | 211.1 | 249
40077 | BANGOR | 40611 | KITSAPS | 115 | 115 | Seattle Area, Olympic Peninsula | Seattle Area, Olympic Peninsula | 1 | Closed | Line | NO | 0.01922 | 0.08318 | 0.00999 | 105.6 | 105.6 | 169.3
12028 | EL_BUTTE | 12145 | FRNTIER | 115 | 115 | TSGT: Southern NM | TSGT: Southern NM | 1 | Closed | Line | NO | 0.05358 | 0.08232 | 0.00806 | 48 | 48 | 48
40075 | BANDON | 47273 | MORISON+ | 115 | 115 | Western Oregon | Western Oregon | 1 | Closed | Line | NO | 0.00444 | 0.01357 | 0.00168 | 65.7 | 65.7 | 125.5
10151 | JEFFRSNT | 10265 | REEVES_1 | 115 | 115 | PNM: Albuquerque | PNM: Albuquerque | 1 | Closed | Line | NO | 0.0005 | 0.002 | 0.00026 | 155 | 155 | 167
32262 | SHPRING1 | 32265 | SHPRING | 115 | 115 | Conf Load (Sierra) | Conf Load (Sierra) | 1 | Closed | Line | NO | 0.0005 | 0.0005 | 0 | 125.7 | 147.8 | 193.6
12035 | GRANTS_T | 12033 | GRANTS | 115 | 115 | TSGT: Western NM | TSGT: Western NM | 1 | Closed | Line | NO | 0.0082 | 0.0169 | 0.002 | 58 | 58 | 58
622106 | GTF 230SWYD | 622118 | DUTTON PUMP | 115 | 115 | GTFALLS_MT | NOGF_MT | 1 | Closed | Line | NO | 0.03663 | 0.12603 | 0.01692 | 133.5 | 133.5 | 133.5
40074 | BALD_MTN# | 41103 | UNDRWOOD# | 115 | 115 | Portland Area | Portland Area | 1 | Closed | Line | NO | 0.00281 | 0.00561 | 0.00073 | 119.5 | 167.1 | 172.1
40074 | BALD_MTN# | 40183 | CARSON# | 115 | 115 | Portland Area | Portland Area | 1 | Closed | Line | NO | 0.01355 | 0.09468 | 0.0104 | 105.6 | 105.6 | 131.5
12038 | HERNANDZ | 12113 | OJOCALIT | 115 | 115 | TSGT: North NM | TSGT: North NM | 1 | Closed | Line | NO | 0.01555 | 0.12873 | 0.0195 | 159 | 159 | 159
40071 | BADGER | 41121 | VISTA# | 115 | 115 | Lower Columbia Basin | Lower Columbia Basin | 1 | Closed | Line | NO | 0.00093 | 0.00522 | 0.00076 | 213.1 | 213.1 | 262.9
40067 | ATHOL | 48017 | ATHOLTAP | 115 | 115 | AVA: Coeur D'Alene | AVA: Coeur D'Alene | 1 | Closed | Line | NO | 0.02342 | 0.03777 | 0.00433 | 59.8 | 59.8 | 85.6
622207 | CONRAD WAPA | 622237 | CNRD SRE AT | 115 | 115 | NOGF_MT | NOGF_MT | 1 | Closed | Line | NO | 0.00144 | 0.00494 | 0.00066 | 133.5 | 133.5 | 133.5
12043 | LA_JARA | 12213 | TORREON | 115 | 115 | TSGT: Central NM | TSGT: Central NM | 1 | Closed | Line | NO | 0.05984 | 0.18743 | 0.01914 | 85 | 85 | 85
67399 | KIRBY CK | 67402 | KIRBY CR | 115 | 115 | WY NORTH | WY NORTH | 1 | Closed | Line | NO | 0.05615 | 0.15402 | 0.02249 | 110 | 136 | 157
45181 | LONEPINE | 45496 | STEVENRD | 115 | 115 | PAC:MDFD | PAC:MDFD | 1 | Closed | Line | NO | 0.02079 | 0.06721 | 0.00729 | 113 | 113 | 120
42330 | SNOQ SW | 42309 | MOUNT SI | 115 | 115 | N.KING | N.KING | 1 | Closed | Line | NO | 0.00197 | 0.01037 | 0.00165 | 110 | 110 | 180.3
12048 | MPC | 12056 | PEGS | 115 | 115 | TSGT: Western NM | TSGT: Western NM | 1 | Closed | Line | NO | 1e-05 | 0.0005 | 0 | 112 | 112 | 112
79609 | BERGIN | 79661 | WESTFORK | 115 | 115 | FEUS | FEUS | 1 | Closed | Line | NO | 0.00323 | 0.0205 | 0.01878 | 135 | 142 | 173
42322 | SAMMSH W | 42444 | RHILL TP | 115 | 115 | N.KING | N.KING | 1 | Closed | Line | NO | 0.0009 | 0.0055 | 0.00077 | 211.1 | 211.1 | 249
11085 | LANE___# | 11172 | WRANGLER | 115 | 115 | EPE - Native Load | EPE - Native Load | 1 | Closed | Line | NO | 0.00104 | 0.00557 | 0.00085 | 165.3 | 219.7 | 165.3
77501 | DERBHILT | 78094 | VALLEYLM | 115 | 115 | PRPA | PRPA | 1 | Closed | Line | NO | 0.003 | 0.017 | 0.0024 | 166 | 183 | 166
42316 | CLE ELUM | 42395 | EASTON | 115 | 115 | KITTITAS | KITTITAS | 1 | Closed | Line | NO | 0.04152 | 0.07379 | 0.00785 | 50.8 | 50.8 | 76.1
15107 | GOLDFELD | 15130 | CARREL | 115 | 115 | SRP EMA 115kV | SRP EMA 115kV | 1 | Closed | Line | NO | 0.00844 | 0.02171 | 0.0049 | 180.1 | 193.4 | 180.1
40047 | ALVEY_N | 47087 | TENTH ST | 115 | 115 | Western Oregon | Western Oregon | 1 | Closed | Line | NO | 0.00417 | 0.02226 | 0.00344 | 95 | 177 | 95
12059 | PICACHO | 12145 | FRNTIER | 115 | 115 | TSGT: Southern NM | TSGT: Southern NM | 1 | Closed | Line | NO | 0.21432 | 0.32928 | 0.03324 | 48 | 48 | 48
31215 | LUCERNJ1 | 31216 | LUCERNE | 115 | 115 | Conf Load (N. Coast) | Conf Load (N. Coast) | 1 | Closed | Line | NO | 0.001 | 0.0015 | 0.0002 | 60.4 | 67.7 | 86
10024 | B-A | 13320 | STA | 115 | 115 | PNM: Sandoval | Los Alamos County | 1 | Closed | Line | NO | 0.05973 | 0.23738 | 0.05819 | 127 | 127 | 127
32814 | EDESJCT1 | 35113 | DMTAR_SL | 115 | 115 | Conf Load (East Bay) | Conf Load (Mission) | 1 | Closed | Line | NO | 0.0028 | 0.0138 | 0.0019 | 167.1 | 189 | 193.6
12077 | SPRINGER | 12100 | GLADSTON | 115 | 115 | TSGT: North NM | TSGT: North NM | 1 | Closed | Line | NO | 0.0527 | 0.1455 | 0.03159 | 184 | 184 | 184
40047 | ALVEY_N | 40833 | PLSTHILL# | 115 | 115 | Western Oregon | Western Oregon | 1 | Closed | Line | NO | 0.00903 | 0.03746 | 0.00491 | 169.3 | 169.3 | 209.1
10079 | CORNEL_T | 10080 | CORNELL | 115 | 115 | PNM: Albuquerque | PNM: Albuquerque | 1 | Closed | Line | NO | 0.0014 | 0.0022 | 0.0003 | 67.7 | 67.7 | 67.7
73167 | REFNRYTP | 67925 | REFNRYPP | 115 | 115 | ZoneEW | WY EAST | 1 | Open | Line | NO | 0.00204 | 0.00795 | 0 | 121 | 181 | 121
42323 | SAMMSH E | 42445 | ROSEHILL | 115 | 115 | N.KING | N.KING | 1 | Closed | Line | NO | 0.00106 | 0.00572 | 0.00086 | 211.1 | 211.1 | 249
33501 | FRGTNTP1 | 33500 | MELNS JA | 115 | 115 | Conf Load (Stockton) | Conf Load (Stockton) | 1 | Closed | Line | NO | 0.0275 | 0.0479 | 0.0052 | 56 | 64.9 | 82.7
12079 | STORRIE | 12130 | RAINVL_T | 115 | 115 | TSGT: North NM | TSGT: North NM | 1 | Closed | Line | NO | 0.04414 | 0.15418 | 0.02037 | 92 | 92 | 92
10414 | JARALEST | 10413 | JARALES | 115 | 115 | PNM: Belen | PNM: Belen | 1 | Closed | Line | NO | 0.0005 | 0.00195 | 0.00025 | 133.5 | 133.5 | 133.5
12081 | TAOS | 12082 | TAOS | 115 | 345 | TSGT: North NM | TSGT: North NM | 1 | Closed | Transformer | YES | 0.00128 | 0.04813 | 0 | 225 | 225 | 225
45142 | DALLAS | 45354 | MONPAC | 115 | 115 | PAC:WLMT | PAC:WLMT | 1 | Closed | Line | NO | 0.01095 | 0.0429 | 0.00602 | 126 | 152 | 172
73126 | LYMAN | 73715 | LTG TAP | 115 | 115 | ZoneEW | ZoneEW | 1 | Open | Line | NO | 0.0234 | 0.0781 | 0.0098 | 60 | 60 | 60
69098 | RAWHIDE | 69123 | PLATTJCT | 115 | 115 | WY EAST | WY EAST | 1 | Closed | Line | NO | 0.00058 | 0.0032 | 0.00046 | 179 | 218 | 249
45211 | NACHES | 45277 | SELAH | 115 | 115 | PAC:YKMA | PAC:YKMA | 1 | Closed | Line | NO | 0.01844 | 0.03964 | 0.00492 | 88 | 97 | 126
73159 | PROSPVAL | 73370 | LOSTCKTP | 115 | 115 | ZoneEC | ZoneEC | 1 | Closed | Line | NO | 0.0301 | 0.0502 | 0.0056 | 60 | 60 | 60
40041 | ALLSTON | 43776 | RAINIER# | 115 | 115 | Portland Area | Portland General - BES NODE | 1 | Closed | Line | NO | 0.00856 | 0.03546 | 0.00466 | 169.3 | 169.3 | 209.1
69156 | CHALK BUTTE | 73354 | JACKLOPE | 115 | 115 | WY EAST | ZoneEW | 1 | Closed | Line | NO | 0.0014 | 0.01204 | 0.00357 | 205 | 222 | 222
31220 | EGLE RCK | 31263 | LWRLAKEJ | 115 | 115 | Conf Load (N. Coast) | Conf Load (N. Coast) | 1 | Closed | Line | NO | 0.014 | 0.07 | 0.01 | 126 | 148 | 194
69155 | BIXBY | 69156 | CHALK BUTTE | 115 | 115 | WY EAST | WY EAST | 1 | Closed | Line | NO | 0.0052 | 0.04111 | 0.00707 | 40 | 40 | 49
31223 | REDBUDJ1 | 31222 | REDBUD | 115 | 115 | Conf Load (N. Coast) | Conf Load (N. Coast) | 1 | Closed | Line | NO | 0.0005 | 0.0007 | 0.0001 | 87.6 | 102.4 | 119.5
41252 | ROSALC42 | 40034 | ROSALC49 | 115 | 115 | Portland Area | Portland Area | 1 | Closed | Line | NO | 0.00129 | 0.00535 | 0.0007 | 169.3 | 169.3 | 209.1
42782 | TILCM TP | 42784 | TILCM TI | 115 | 115 | PIERCE | PIERCE | 1 | Closed | Line | NO | 0.00264 | 0.01372 | 0.00222 | 211.1 | 211.1 | 249
42782 | TILCM TP | 42783 | TILLICUM | 115 | 115 | PIERCE | PIERCE | 1 | Closed | Line | NO | 0.0026 | 0.00716 | 0.00111 | 135.4 | 135.4 | 159.9
32214 | RIO OSO | 30330 | RIO OSO | 115 | 230 | Conf Load (Sierra) | Conf Load (Sierra) | 1 | Closed | Transformer | YES | 0.00287 | 0.06866 | 0 | 120 | 120 | 120
11110 | NEWMAN | 11289 | ROBERTS | 115 | 115 | EPE - Native Load | EPE - Native Load | 2 | Closed | Line | NO | 0.0042 | 0.02465 | 0.00413 | 184.8 | 199.6 | 184.8
42752 | DUPONT | 42772 | QUARRY | 115 | 115 | PIERCE | PIERCEI | 1 | Closed | Line | NO | 3e-05 | 0.00026 | 5e-05 | 280.9 | 280.9 | 330.8
31964 | KNIGHT2 | 31968 | WODLNDJ2 | 115 | 115 | Conf Load (Sacramento) | Conf Load (Sacramento) | 2 | Closed | Line | NO | 0.0011 | 0.0055 | 0.0008 | 125.7 | 163.3 | 193.6
40447 | FROMAN+ | 40024 | AIRPORT# | 115 | 115 | Western Oregon | Western Oregon | 1 | Closed | Line | NO | 0.01693 | 0.0358 | 0.00419 | 105.6 | 105.6 | 131.5
45221 | OAK TAP | 45366 | OAKKNOLL | 115 | 115 | PAC:MDFD | PAC:MDFD | 1 | Closed | Line | NO | 0.00166 | 0.00689 | 0.0011 | 100 | 125 | 149
43193 | FARADAY | 43371 | OAKGROVE | 115 | 115 | Portland General - BES S/S | Portland General - BES S/S | 1 | Closed | Line | NO | 0.03501 | 0.11127 | 0.01339 | 115 | 115 | 157
43193 | FARADAY | 43361 | NORTH FK | 115 | 115 | Portland General - BES S/S | Portland General - BES S/S | 1 | Closed | Line | NO | 0.00392 | 0.01592 | 0.00207 | 174 | 174 | 226
70540 | BASLTDST | 70542 | SNOWMASS | 115 | 115 | ZoneRW | ZoneRW | 1 | Closed | Line | NO | 0.01792 | 0.08018 | 0.0116 | 120 | 120 | 120
70575 | MEADOWS_CR | 70514 | PLUMCRK | 115 | 115 | ZoneRS | ZoneRS | 1 | Closed | Line | NO | 0.004 | 0.02161 | 0.00288 | 162 | 178 | 162
70515 | DAVIDSON_CR | 70516 | PONDERSA_CR | 115 | 115 | ZoneRS | ZoneRS | 1 | Closed | Line | NO | 0.00267 | 0.01441 | 0.00192 | 239 | 239 | 239
70269 | LOUISVIL | 70444 | VALMONT | 115 | 115 | ZoneRB | ZoneRB | 1 | Closed | Line | NO | 0.00438 | 0.03784 | 0.00666 | 212 | 234 | 212
42760 | GRAVTAP | 42782 | TILCM TP | 115 | 115 | PIERCE | PIERCE | 1 | Open | Line | NO | 0.00128 | 0.0066 | 0.00108 | 211.1 | 211.1 | 249
42781 | SUNRISEP | 42756 | FRED TAP | 115 | 115 | PIERCE | PIERCE | 1 | Closed | Line | NO | 0.00026 | 0.00199 | 0.00035 | 280.9 | 280.9 | 330.8
70463 | WATERTON | 70464 | WATERTON | 115 | 230 | ZoneRD | ZoneRD | T1 | Closed | Transformer | YES | 0.00085 | 0.03619 | 0 | 284 | 384 | 284
37907 | BELTLINE | 37937 | QUARTZ H | 115 | 115 | Conf Load (Redding) | Conf Load (Redding) | 1 | Closed | Line | NO | 0.00486 | 0.0173 | 0.00267 | 159 | 175 | 169
37901 | AIRPORTW | 37962 | BSNS P2 | 115 | 115 | Conf Load (Redding) | Conf Load (Redding) | 1 | Closed | Line | NO | 0.00693 | 0.02357 | 0.00356 | 189 | 209 | 169
70397 | BEAVER_CK2 | 70398 | BEAVER_CK1 | 115 | 115 | ZoneRN | ZoneRD | 1 | Closed | Line | NO | 0 | 0.0005 | 0 | 319 | 319 | 319
70397 | BEAVER_CK2 | 73020 | BEAVERCK | 115 | 115 | ZoneRN | ZoneEC | 1 | Closed | Line | NO | 0.00013 | 0.00077 | 0.00013 | 347 | 382 | 382
37902 | AIRPORTR | 37914 | CLEAR CR | 115 | 115 | Conf Load (Redding) | Conf Load (Redding) | 1 | Closed | Line | NO | 0.00603 | 0.02163 | 0.00329 | 189 | 209 | 169
42753 | EDGEWOOD | 42701 | WHITRV N | 115 | 115 | PIERCE | PIERCE | 1 | Closed | Line | NO | 0.0039 | 0.02176 | 0.00338 | 208.9 | 208.9 | 246.4
70374 | SANLSVLY | 70467 | WAVERLY | 115 | 115 | ZoneSL | ZoneSL | 1 | Closed | Line | NO | 0.0268 | 0.1043 | 0.01574 | 119 | 119 | 119
70115 | HPCYN | 70117 | CRWFTVLY | 115 | 115 | ZoneRD | ZoneRS | 1 | Closed | Line | NO | 0.00216 | 0.01958 | 0.00229 | 159 | 175 | 179
13014 | TURQUOIS | 13010 | PDTYRONE | 115 | 115 | PNM: Southwest | PNM: SNM Mining | 1 | Closed | Line | NO | 0.0073 | 0.027 | 0.0034 | 119 | 119 | 119
70124 | CONIFER | 70429 | TINYTOWN | 115 | 115 | ZoneFR | ZoneFR | 1 | Closed | Line | NO | 0.01008 | 0.03661 | 0.00549 | 164 | 181 | 164
43143 | DELAWARE | 43414 | PEN TP2 | 115 | 115 | Portland General - BES NODE | Portland General - BES NODE | 1 | Closed | Line | NO | 0.00038 | 0.00189 | 0.00029 | 219 | 219 | 285
43101 | CNTENL 1 | 43476 | ROCKWD1 | 115 | 115 | Portland General - BES NODE | Portland General - BES NODE | 1 | Closed | Line | NO | 0.00243 | 0.01268 | 0.00208 | 219 | 219 | 285
43091 | CEDARHIL | 43577 | SYLVAN 2 | 115 | 115 | Portland General - BES NODE | Portland General - BES NODE | 1 | Open | Line | NO | 0.00175 | 0.00917 | 0.0015 | 198 | 198 | 266
43088 | CARVER B | 43089 | CARVER | 115 | 230 | Portland General - BES S/S | Portland General - BES S/S | 1 | Closed | Transformer | YES | 0.00044 | 0.02604 | 0 | 398 | 398 | 534
43085 | CANYON | 43620 | URBAN_N | 115 | 115 | Portland General - BES S/S | Portland General - BES S/S | 1 | Closed | Line | NO | 0.00169 | 0.00919 | 0.00148 | 239 | 239 | 357
32218 | DRUM | 32222 | DTCH FL2 TP | 115 | 115 | Conf Load (Sierra) | Conf Load (Sierra) | 1 | Closed | Line | NO | 0.01453 | 0.03058 | 0.00353 | 64.7 | 75.1 | 96
43055 | BETHANY | 43792 | WILBRDG# | 115 | 115 | Portland General - BES NODE | Portland General - BES NODE | 1 | Closed | Line | NO | 0.00487 | 0.0251 | 0.00356 | 150 | 150 | 201
43043 | BETHELSO | 43126 | CULVER | 115 | 115 | Portland General - BES NODE | Portland General - BES S/S | 1 | Closed | Line | NO | 0.00184 | 0.00924 | 0.00164 | 198 | 198 | 266
43037 | BETHEL | 43043 | BETHELSO | 115 | 115 | Portland General - BES S/S | Portland General - BES NODE | 1 | Closed | Line | NO | 0.0001 | 0.0005 | 9e-05 | 198 | 198 | 266
19047 | DEL BAC | 19221 | NOGALES | 115 | 115 | WAPA-DSW | WAPA-DSW | 1 | Closed | Line | NO | 0.0095 | 0.0582 | 0.00812 | 120 | 120 | 120
43014 | BASIN TP | 43574 | SWAN TP2 | 115 | 115 | Portland General - BES NODE | Portland General - BES NODE | 1 | Closed | Line | NO | 0.00064 | 0.00267 | 0.0004 | 190 | 190 | 239
43001 | ABRNATHY | 43005 | ABRNTHY1 | 115 | 115 | Portland General - BES NODE | Portland General - BES NODE | 1 | Closed | Line | NO | 0 | 0.0003 | 0 | 198 | 198 | 266
32102 | CAMPUS | 32116 | UCDAVSJ1 | 115 | 115 | Conf Load (Sacramento) | Conf Load (Sacramento) | 1 | Open | Line | NO | 0.0005 | 0.0005 | 0 | 87.6 | 102.4 | 132.7
70273 | MALTA | 70435 | TWNLAKTP | 115 | 115 | ZoneRM | ZoneRM | 1 | Closed | Line | NO | 0.01299 | 0.03513 | 0.00812 | 165 | 165 | 165
70164 | ELDORADO | 70170 | NREL | 115 | 115 | ZoneRB | ZoneRB | 1 | Closed | Line | NO | 0.00458 | 0.01618 | 0.00208 | 158 | 174 | 158
70259 | LEETSDAL1 | 70260 | LEETSDAL | 115 | 230 | ZoneRD | ZoneRD | T4 | Closed | Transformer | YES | 0.0006 | 0.03 | 0 | 271 | 319 | 271
70240 | JOHNSTN | 70246 | JOHNSTN2 | 115 | 115 | ZoneRN | ZoneRN | 1 | Closed | Line | NO | 0 | 0.0005 | 0 | 161.9 | 161.9 | 161.9
31474 | FRBSTNTP | 31477 | FORBSTWN | 115 | 115 | Conf Load (N. Valley) | Conf Load (N. Valley) | 1 | Closed | Line | NO | 0.00197 | 0.00566 | 0.00076 | 98.2 | 112.1 | 141.8
42964 | PT. MAD | 42956 | MURDEN T | 115 | 115 | KITSAP | KITSAP | 1 | Closed | Line | NO | 6e-05 | 0.00034 | 6e-05 | 110 | 110 | 180.3
15108 | HAYDENAZ | 15102 | ASARCOTP | 115 | 115 | SRP EMA 115kV | SRP EMA 115kV | 1 | Closed | Line | NO | 0.00056 | 0.00168 | 0.00022 | 135.1 | 143.8 | 135.1
42942 | FRAGARIA | 42950 | LONG LK | 115 | 115 | KITSAP | KITSAP | 1 | Closed | Line | NO | 0.00503 | 0.02666 | 0.00412 | 110 | 110 | 180.3
45314 | LWSCLARK | 45521 | WARRNTON | 115 | 115 | PAC:CLTP | PAC:CLTP | 1 | Closed | Line | NO | 0.00928 | 0.02595 | 0.00364 | 116 | 124 | 124
31504 | TBLE MTN | 30303 | TABLE MTN E | 115 | 230 | Conf Load (N. Valley) | Conf Load (N. Valley) | 3 | Closed | Transformer | YES | 0.00036 | 0.02265 | 0 | 420 | 462 | 420
73172 | ROCKPRTP | 73597 | OWL_CRK | 115 | 115 | ZoneFH | ZoneFH | 1 | Closed | Line | NO | 0.00234 | 0.02269 | 0.00298 | 119 | 119 | 119
31478 | TBLM JCT | 31518 | WYANDJT1 | 115 | 115 | Conf Load (N. Valley) | Conf Load (N. Valley) | 1 | Closed | Line | NO | 0.00813 | 0.02017 | 0.02589 | 79.1 | 79.7 | 79.7
70215 | HARRISPS | 70282 | LEETSDAL2 | 115 | 115 | ZoneRD | ZoneRD | 1 | Closed | Line | NO | 0.0019 | 0.0059 | 0.10506 | 141 | 141 | 141
26057 | PP 1E | 26058 | PP 1W | 115 | 115 | LA BASIN | LA BASIN | 1 | Closed | Line | NO | 0 | 0.0001 | 0 | 88 | 120 | 88
26053 | HSKLLCYN H | 26135 | HSKLLCYN | 115 | 230 | LA BASIN | LA BASIN | H | Closed | Transformer | YES | 0.00368 | 0.14529 | 0 | 75 | 75 | 75
37505 | KESWICK | 37922 | EUREKA W | 115 | 115 | Conf Load (Western) | Conf Load (Redding) | 2 | Closed | Line | NO | 0.00436 | 0.01559 | 0.00239 | 159 | 175 | 169
42648 | 4CORNERS | 42569 | BLK.DIAM | 115 | 115 | S.KING | S.KING | 1 | Closed | Line | NO | 0.00247 | 0.01279 | 0.00207 | 211.1 | 211.1 | 249
37505 | KESWICK | 37502 | KES MP1 | 115 | 115 | Conf Load (Western) | Conf Load (Western) | 1 | Closed | TransformerWinding | YES | 0.0041 | -0.0191 | 0 | 0 | 0 | 0
43259 | HUBER | 43707 | HUBER 2 | 115 | 115 | Portland General - BES NODE | Portland General - BES NODE | 1 | Open | Line | NO | 0.00221 | 0.01162 | 0.00184 | 198 | 198 | 266
37058 | STA. G | 37060 | STA. D | 115 | 115 | Conf Load (SMUD) | Conf Load (SMUD) | 1 | Closed | Line | NO | 0.00057 | 0.00349 | 0.00458 | 152.6 | 195.2 | 152.6
70157 | DIVIDE | 70419 | LKGRGE | 115 | 115 | ZoneRS | ZoneRS | 1 | Closed | Line | NO | 0.00812 | 0.05028 | 0.00716 | 211 | 232 | 211
37057 | SOUTHCTY | 37059 | STA. B | 115 | 115 | Conf Load (SMUD) | Conf Load (SMUD) | 1 | Closed | Line | NO | 0.0042 | 0.02484 | 0.00362 | 159.6 | 184.3 | 229.1
70126 | CONOCO | 70377 | SANDOWN | 115 | 115 | ZoneRD | ZoneRD | 1 | Closed | Line | NO | 0.00545 | 0.02118 | 0.00282 | 159 | 175 | 159
70110 | CHEROKEE_N | 70175 | FEDERHT1 | 115 | 115 | ZoneRD | ZoneRD | 2 | Closed | Line | NO | 0.00724 | 0.02636 | 0.004 | 205 | 226 | 205
31258 | SONOMA | 32564 | PUEBLO | 115 | 115 | Conf Load (N. Coast) | Conf Load (North Bay) | 1 | Closed | Line | NO | 0.03056 | 0.09873 | 0.01455 | 105.2 | 121.5 | 132.7
37056 | STA. E | 37059 | STA. B | 115 | 115 | Conf Load (SMUD) | Conf Load (SMUD) | 1 | Closed | Line | NO | 0.00132 | 0.0017 | 0.07752 | 78.9 | 90.8 | 78.9
70099 | THORNTON | 70110 | CHEROKEE_N | 115 | 115 | ZoneRD | ZoneRD | 1 | Closed | Line | NO | 0.01522 | 0.05437 | 0.00683 | 159 | 175 | 159
70098 | CF&ISE2 | 70121 | COMANCHE | 115 | 115 | ZoneRS | ZoneRS | 1 | Closed | Line | NO | 0.00436 | 0.01314 | 0.00156 | 128 | 140 | 128
37056 | STA. E | 37058 | STA. G | 115 | 115 | Conf Load (SMUD) | Conf Load (SMUD) | 1 | Closed | Line | NO | 0.00352 | 0.00207 | 0.0757 | 55.6 | 63.7 | 55.6
42585 | BOE1 N | 42525 | SHUF115E | 115 | 115 | S.KINGI | S.KING | 1 | Closed | Line | NO | 8e-05 | 0.00064 | 0.00011 | 211.1 | 211.1 | 249
37051 | EAST CTY | 37055 | MID CTY | 115 | 115 | Conf Load (SMUD) | Conf Load (SMUD) | 2 | Closed | Line | NO | 0.00168 | 0.0106 | 0.00162 | 159.6 | 184.3 | 229.1
70197 | GEORGETN | 70218 | HENDERPS | 115 | 115 | ZoneFR | ZoneFR | 1 | Closed | Line | NO | 0.0199 | 0.07799 | 0.0102 | 143 | 143 | 158
37051 | EAST CTY | 37053 | HEDGE | 115 | 115 | Conf Load (SMUD) | Conf Load (SMUD) | 1 | Closed | Line | NO | 0.00473 | 0.03016 | 0.00448 | 159.6 | 184.3 | 229.1
10472 | PACHMANN | 10470 | PRGRSS | 115 | 115 | PNM: Sandoval | PNM: Sandoval | 1 | Closed | Line | NO | 0.00543 | 0.02929 | 0.00533 | 200 | 200 | 269
79630 | HARTCYN | 79631 | H-H | 115 | 115 | FEUS | FEUS | 1 | Closed | Line | NO | 0.0128 | 0.043 | 0.0059 | 99 | 103 | 125
70257 | LEADVIL1 | 70258 | LEADVIL2 | 115 | 115 | ZoneRM | ZoneRM | 1 | Open | Line | NO | 0 | 0.0005 | 0 | 102 | 117 | 102
42589 | COVE | 42655 | VASHON | 115 | 115 | S.KING | S.KING | 1 | Open | Line | NO | 0.00392 | 0.02067 | 0.00325 | 110 | 110 | 180.3
70265 | LOOKOUT | 70342 | QUAKERTP | 115 | 115 | ZoneRD | ZoneRD | 1 | Closed | Line | NO | 0.00171 | 0.01404 | 0.00192 | 231 | 239 | 231
42602 | GLENCARN | 42617 | LKMERIDI | 115 | 115 | S.KING | S.KING | 1 | Closed | Line | NO | 0.00158 | 0.01232 | 0.00214 | 260.5 | 260.5 | 323.9
70285 | MIDWAYPS | 70301 | NTHRIDGE | 115 | 115 | ZoneRS | ZoneWP | 1 | Closed | Line | NO | 0.02725 | 0.1081 | 0.01501 | 119 | 142 | 146
70300 | PLAINVW_TP | 70322 | PLAINVW | 115 | 115 | ZoneRS | ZoneRD | 1 | Closed | Line | NO | 0 | 0.0005 | 0 | 158 | 174 | 0
70327 | PONCHA | 70394 | SMELTER | 115 | 115 | ZoneRM | ZoneWP | 1 | Closed | Line | NO | 0.00499 | 0.0197 | 0.00254 | 60 | 60 | 60
42400 | GOODESCN | 42462 | W.ISSAQU | 115 | 115 | N.KING | N.KING | 1 | Closed | Line | NO | 0.0016 | 0.00833 | 0.00133 | 211.1 | 211.1 | 249
70162 | EAST | 70538 | CHMBERS | 115 | 115 | ZoneRD | ZoneRD | 1 | Closed | Line | NO | 0.00301 | 0.01502 | 0.00253 | 159 | 159 | 159
12148 | BISON | 12159 | CIMARRON | 115 | 115 | TSGT: North NM | TSGT: North NM | 1 | Closed | Line | NO | 0 | 0.0005 | 0 | 75 | 75 | 75
70151 | DIAMNDBK | 70335 | PUEB_W | 115 | 115 | ZoneRS | ZoneRS | 1 | Closed | Line | NO | 0.00656 | 0.02458 | 0.00326 | 79 | 79 | 79
42323 | SAMMSH E | 42454 | SPIRTBRK | 115 | 115 | N.KING | N.KING | 1 | Closed | Line | NO | 0.00217 | 0.0114 | 0.00184 | 211.1 | 211.1 | 249
11110 | NEWMAN | 11039 | CHAPARAL | 115 | 115 | EPE - Native Load | EPE - Native Load | 1 | Closed | Line | NO | 0.00156 | 0.01164 | 0.00337 | 369.6 | 493.2 | 369.6
42508 | BERRYDAL | 42618 | LKWILDR | 115 | 115 | S.KING | S.KING | 1 | Closed | Line | NO | 0.00247 | 0.01948 | 0.00331 | 143.8 | 143.8 | 236.6
70330 | PORTLAND | 70456 | W.STATON | 115 | 115 | ZoneWP | ZoneWP | 2 | Closed | Line | NO | 0.01822 | 0.11364 | 0.0159 | 159 | 159 | 159
10501 | CDELRIO | 10457 | AN_TAP | 115 | 115 | PNM: Santa Fe | PNM: Santa Fe | 1 | Closed | Line | NO | 0.0004 | 0.00214 | 0.00039 | 184 | 184 | 184
10295 | SANDIA_1 | 10170 | LENKURT | 115 | 115 | PNM: Albuquerque | PNM: Albuquerque | 1 | Closed | Line | NO | 0.00296 | 0.01056 | 0.00143 | 154 | 154 | 169
10386 | ZIA_1 | 10275 | RODEO_T | 115 | 115 | PNM: Santa Fe | PNM: Santa Fe | 1 | Closed | Line | NO | 0.0006 | 0.0006 | 0 | 131 | 156 | 167
70330 | PORTLAND | 70456 | W.STATON | 115 | 115 | ZoneWP | ZoneWP | 1 | Closed | Line | NO | 0.04874 | 0.11803 | 0.01431 | 118 | 118 | 119
36975 | RB_TAP8 | 36976 | RIVRBANK | 115 | 115 | City and County of San Francisco | City and County of San Francisco | 8 | Closed | Line | NO | 0.00091 | 0.00283 | 0.00034 | 170 | 199 | 236
36970 | CAL_TAP3 | 36972 | CALEVRAS | 115 | 115 | City and County of San Francisco | City and County of San Francisco | 3 | Closed | Line | NO | 3e-05 | 0.00011 | 1e-05 | 100 | 117 | 120
36968 | MID_TAP3 | 38230 | STANDFRD | 115 | 115 | City and County of San Francisco | Conf Load (MID) | 1 | Open | Line | NO | 4e-05 | 0.00011 | 1e-05 | 100 | 117 | 120
42910 | S.BREM E | 42938 | E P ORCT | 115 | 115 | KITSAP | KITSAP | 1 | Closed | Line | NO | 0.00341 | 0.02526 | 0.0042 | 110 | 110 | 180.3
10455 | VOLCANOT | 10456 | VOLCANO | 115 | 115 | PNM: Albuquerque | PNM: Albuquerque | 1 | Closed | Line | NO | 0.0001 | 0.0008 | 0.00013 | 156 | 173 | 196
42932 | BUCKLIN | 42907 | VALLYJCT | 115 | 115 | KITSAP | KITSAP | 1 | Closed | Line | NO | 0 | 0.0003 | 0 | 100 | 100 | 100
42904 | FOSSCNRN | 42961 | POULSBO | 115 | 115 | KITSAP | KITSAP | 1 | Closed | Line | NO | 0.0037 | 0.01935 | 0.00308 | 170.9 | 170.9 | 219.3
43411 | PEN TP1 | 43570 | SWAN TAP | 115 | 115 | Portland General - BES NODE | Portland General - BES NODE | 1 | Closed | Line | NO | 0.00165 | 0.00842 | 0.00145 | 219 | 219 | 239
42968 | R.POINT | 42901 | S.BREM W | 115 | 115 | KITSAP | KITSAP | 1 | Closed | Line | NO | 0.00435 | 0.02318 | 0.00356 | 211.1 | 211.1 | 249
42901 | S.BREM W | 42910 | S.BREM E | 115 | 115 | KITSAP | KITSAP | 1 | Closed | Line | NO | 0 | 0.0001 | 0 | 304 | 304 | 354
45358 | MOUNTAVE | 45366 | OAKKNOLL | 115 | 115 | PAC:MDFD | PAC:MDFD | 1 | Closed | Line | NO | 0.00759 | 0.027 | 0.00405 | 100 | 125 | 149
31450 | WILDWOOD | 31464 | COTWDPGE | 115 | 115 | Conf Load (N. Valley) | Conf Load (N. Valley) | 1 | Closed | Line | NO | 0.08211 | 0.23627 | 0.0316 | 82.9 | 96.4 | 119.5
36264 | SANTAYNEZSS | 36288 | ZACA | 115 | 115 | Conf Load (Los Padres) | Conf Load (Los Padres) | 1 | Closed | Line | NO | 0.01655 | 0.02787 | 0.00331 | 65.3 | 74.1 | 88.2
42887 | TONOBLUT | 42888 | TONOROCT | 115 | 115 | THURSTN | THURSTN | 1 | Open | Line | NO | 0.00575 | 0.02999 | 0.00478 | 110 | 110 | 180
31482 | PALERMO | 30325 | PALERMO | 115 | 230 | Conf Load (N. Valley) | Conf Load (N. Valley) | 1 | Closed | Transformer | YES | 0.00034 | 0.02435 | 0 | 420 | 462 | 420
622207 | CONRAD WAPA | 97973 | mid_97973 | 115 | 115 | NOGF_MT | NOGF_MT | 1 | Closed | TransformerWinding | YES | 0 | 0.0935 | 0 | 100 | 125 | 100
12113 | OJOCALIT | 12114 | OJOCALI | 115 | 115 | TSGT: North NM | TSGT: North NM | 1 | Closed | Line | NO | 0.0368 | 0.07223 | 0.08486 | 140 | 140 | 140
36296 | PURSMAJ1 | 36298 | PURISIMA | 115 | 115 | Conf Load (Los Padres) | Conf Load (Los Padres) | 1 | Closed | Line | NO | 0.0005 | 0.001 | 0 | 140 | 159.7 | 193.6
40442 | FRANKL W | 40467 | GLADE+ | 115 | 115 | Lower Columbia Basin | Lower Columbia Basin | 2 | Closed | Line | NO | 0.00879 | 0.05154 | 0.00682 | 203.2 | 203.2 | 262.9
36286 | PALMR | 36287 | AECCEORTP | 115 | 115 | Conf Load (Los Padres) | Conf Load (Los Padres) | 1 | Closed | Line | NO | 0.00683 | 0.0341 | 0.00487 | 75.9 | 86 | 102.8
36282 | SURF JCT | 36284 | SURF | 115 | 115 | Conf Load (Los Padres) | Conf Load (Los Padres) | 1 | Closed | Line | NO | 0.0198 | 0.0591 | 0.0074 | 97.2 | 110.3 | 132.7
36276 | LOMPCJ2 | 38030 | LMPC-CTY | 115 | 115 | Conf Load (Los Padres) | Conf Load (NCPA) | 1 | Closed | Line | NO | 0.0022 | 0.0067 | 0.0005 | 97.2 | 110.3 | 119.5
42779 | SUMNER | 42712 | WHITRV S | 115 | 115 | PIERCE | PIERCE | 1 | Closed | Line | NO | 0.00202 | 0.01549 | 0.00283 | 143.8 | 143.8 | 236.6
31963 | KNIGHTLD | 31965 | KNIGHT1 | 115 | 115 | Conf Load (Sacramento) | Conf Load (Sacramento) | 1 | Closed | Line | NO | 0.0005 | 0.0005 | 0 | 87.6 | 102.4 | 132.7
31215 | LUCERNJ1 | 31200 | MENDOCNO | 115 | 115 | Conf Load (N. Coast) | Conf Load (N. Coast) | 1 | Closed | Line | NO | 0.0472 | 0.1358 | 0.0182 | 117 | 133 | 142
42403 | HOLLYWD | 42433 | NORWAY H | 115 | 115 | N.KING | N.KING | 1 | Closed | Line | NO | 0.00172 | 0.01348 | 0.00235 | 285 | 285 | 335.6
12105 | TORRANCE | 12106 | DURAN | 115 | 115 | TSGT: Central NM | TSGT: Central NM | 1 | Closed | Line | NO | 0.0172 | 0.0642 | 0.01 | 32 | 32 | 32
74039 | NORTHRNG | 74054 | MCRSFT | 115 | 115 | ZoneEW | ZoneEW | 2 | Closed | Line | NO | 0.00018 | 0.00115 | 0.00015 | 212 | 212 | 212
42413 | LAKEHILL | 42415 | ARDMORE | 115 | 115 | N.KING | N.KING | 1 | Closed | Line | NO | 0.00144 | 0.00774 | 0.00125 | 211.1 | 211.1 | 249
36264 | SANTAYNEZSS | 36274 | BUELLTON | 115 | 115 | Conf Load (Los Padres) | Conf Load (Los Padres) | 1 | Closed | Line | NO | 0.00588 | 0.00882 | 0.0011 | 65.3 | 74.1 | 88.2
70458 | WALSENBG | 70963 | mid pt | 115 | 230 | ZoneRS | ZoneRS | T3 | Closed | TransformerWinding | YES | 0.00192 | -0.00844 | 0 | 100 | 100 | 100
36256 | MESA_PGE | 36280 | CALLENDERSS | 115 | 115 | Conf Load (Los Padres) | Conf Load (Los Padres) | 1 | Closed | Line | NO | 0.03583 | 0.07061 | 0.00848 | 65.3 | 74.1 | 88.2
45392 | GASQUET | 45412 | PATRICK | 115 | 115 | PAC:CRES | PAC:CRES | 1 | Closed | Line | NO | 0.01263 | 0.03716 | 0.0047 | 112 | 123 | 161
36253 | FTHILTP2 | 36254 | SN LS OB | 115 | 115 | Conf Load (Los Padres) | Conf Load (Los Padres) | 1 | Closed | Line | NO | 0.0057 | 0.0283 | 0.004 | 140 | 159.3 | 159.3
36303 | GLDTRJC1 | 36251 | FTHILTP1 | 115 | 115 | Conf Load (Los Padres) | Conf Load (Los Padres) | 1 | Closed | Line | NO | 0.0007 | 0.0036 | 0.0005 | 140 | 159.7 | 193.6
70476 | WOODLAND | 73476 | FORESTLK | 115 | 115 | ZoneRM | ZoneCS | 1 | Closed | Line | NO | 0.01178 | 0.07285 | 0.01041 | 120 | 120 | 120
365625 | 1320-WDJCT | 36231 | SW149MANVLTA | 115 | 115 | Conf Load (Los Padres) | Conf Load (Los Padres) | 1 | Closed | Line | NO | 0.00068 | 0.00341 | 0.00049 | 140 | 159.7 | 193.6
36230 | SW149CBOSNYZ | 36264 | SANTAYNEZSS | 115 | 115 | Conf Load (Los Padres) | Conf Load (Los Padres) | 1 | Closed | Line | NO | 0.01602 | 0.0802 | 0.01143 | 140 | 159.7 | 193.6
42865 | DECATUR | 42800 | OLYMPA P | 115 | 115 | THURSTN | THURSTN | 1 | Closed | Line | NO | 0.0009 | 0.00687 | 0.00125 | 143.8 | 143.8 | 236.6
35945 | SNBENITO | 35937 | HLST_TP | 115 | 115 | Conf Load (Central Coast) | Conf Load (Central Coast) | 1 | Closed | Line | NO | 0.01542 | 0.0454 | 0.00658 | 227.9 | 227.9 | 244.8
70546 | BRICKCTR | 70571 | KIOWA_CR | 115 | 115 | ZoneRD | ZoneRS | 1 | Closed | Line | NO | 0.02411 | 0.13024 | 0.01737 | 239 | 239 | 239
35923 | CSTRVLJ2 | 35924 | CSTRVLLE | 115 | 115 | Conf Load (Central Coast) | Conf Load (Central Coast) | 1 | Open | Line | NO | 0.0005 | 0.0005 | 0 | 97.2 | 110.3 | 132.7
35922 | MOSSLNSW | 35927 | DOLAN J1 | 115 | 115 | Conf Load (Central Coast) | Conf Load (Central Coast) | 1 | Closed | Line | NO | 0.00141 | 0.00504 | 0.00069 | 227.9 | 227.9 | 239
45227 | OUTLOOK | 45229 | OUTLOOK | 115 | 230 | PAC:YKMA | PAC:YKMA | 1 | Closed | Transformer | YES | 0.00071 | 0.03285 | 0 | 250 | 280 | 300
13007 | HIDALGO | 12093 | PYRAMID | 115 | 115 | PNM: Southwest | TSGT: Southern NM | 1 | Closed | Line | NO | 0.00994 | 0.0833 | 0.0121 | 212 | 212 | 212
35914 | NTVD SW1 | 35920 | SALINAS | 115 | 115 | Conf Load (Central Coast) | Conf Load (Central Coast) | 1 | Closed | Line | NO | 0.01157 | 0.02445 | 0.00272 | 61.7 | 69.7 | 82.7
43240 | HELVETIA | 43662 | WSTUNION | 115 | 115 | Portland General - BES S/S | Portland General - BES S/S | 1 | Closed | Line | NO | 0.00126 | 0.00684 | 0.00111 | 337 | 337 | 375
35910 | CRZY_HRS | 35917 | PRNDL J2 | 115 | 115 | Conf Load (Central Coast) | Conf Load (Central Coast) | 1 | Closed | Line | NO | 0.00793 | 0.02201 | 0.00301 | 228 | 228 | 245
35659 | NORTECH | 36853 | NRS 300 | 115 | 115 | Conf Load (San Jose) | Conf Load (Silicon Valley Power) | 1 | Closed | Line | NO | 0.00209 | 0.01193 | 0.00176 | 307 | 307 | 330
48522 | BOULDERE | 48520 | BOULDERW | 115 | 115 | AVA: Spokane | AVA: Spokane | 1 | Closed | Line | NO | 0 | 0.00029 | 0 | 398.4 | 398.4 | 520.1
24903 | VSTA | 25602 | DVLCYN34 | 115 | 115 | SCE Vista 115kV | SCE Vista 115kV | eq | Closed | Line | NO | 0.00893 | 0.0293 | 0 | 9999 | 9999 | 9999
48165 | IRVIN | 48238 | MILLWOOD_E | 115 | 115 | AVA: Spokane | AVA: Spokane | 1 | Closed | Line | NO | 0.00349 | 0.01867 | 0.00289 | 149.4 | 149.4 | 220.9
40036 | ALDERWD_T1# | 40040 | ALDERWD_T3# | 115 | 115 | Western Oregon | Western Oregon | DS | Open | Line | NO | 0 | 0.00029 | 0 | 318.6 | 445.6 | 459.1
35658 | LS ESTRS | 35665 | LSESTRSRCTR | 115 | 115 | Conf Load (San Jose) | Conf Load (San Jose) | 1 | Open | Line | NO | 0 | 0.01512 | 0 | 280 | 319.5 | 387.2
48425 | SADDLEMTN115 | 48394 | S_OTHELLOTAP | 115 | 115 | AVA: Big Bend | AVA: Big Bend | 1 | Closed | Line | NO | 0.00797 | 0.04603 | 0.00658 | 314.3 | 314.3 | 345.8
35652 | BAILY J1 | 35653 | BAILY J2 | 115 | 115 | Conf Load (San Jose) | Conf Load (San Jose) | 1 | Closed | Line | NO | 0.0005 | 0.0005 | 5e-05 | 97.2 | 110.3 | 119.5
48375 | ROXBORO | 48455 | WARDEN A | 115 | 115 | AVA: Big Bend | AVA: Big Bend | 1 | Closed | Line | NO | 0.0103 | 0.05931 | 0.00853 | 314.3 | 314.3 | 345.8
12127 | BURRIS_T | 12087 | WILLARD | 115 | 115 | TSGT: Central NM | TSGT: Central NM | 1 | Closed | Line | NO | 0.03382 | 0.18334 | 0.03133 | 197 | 197 | 197
48339 | POSTSTRT | 48431 | THIRHACH | 115 | 115 | AVA: Spokane | AVA: Spokane | 1 | Closed | Line | NO | 0.00189 | 0.00799 | 0.00931 | 119.7 | 119.7 | 171.3
48309 | OTHELOSS | 48455 | WARDEN A | 115 | 115 | AVA: Big Bend | AVA: Big Bend | 1 | Closed | Line | NO | 0.00781 | 0.04456 | 0.00653 | 239 | 239 | 239
48305 | OSBURN | 48315 | PINE CRK | 115 | 115 | AVA: Coeur D'Alene | AVA: Coeur D'Alene | 1 | Closed | Line | NO | 0.01991 | 0.07367 | 0.00987 | 92.4 | 92.4 | 135
48430 | TERRVIEW | 48291 | TURNER_WSU | 115 | 115 | AVA: Palouse | AVA: Palouse | 1 | Closed | Line | NO | 0.00186 | 0.00731 | 0.00102 | 119.7 | 119.7 | 176.5
48271 | NINTHCNT_N | 48272 | NINTHCNT_S | 115 | 115 | AVA: Spokane | AVA: Spokane | BK | Closed | Line | NO | 0 | 0.00029 | 0 | 398.4 | 398.4 | 520.1
48247 | MOSCOW | 48273 | NMOSCOW | 115 | 115 | AVA: Palouse | AVA: Palouse | 1 | Closed | Line | NO | 0.00771 | 0.03001 | 0.00433 | 119.7 | 119.7 | 176.5
48239 | MISSION | 48315 | PINE CRK | 115 | 115 | AVA: Coeur D'Alene | AVA: Coeur D'Alene | 1 | Closed | Line | NO | 0.00596 | 0.04796 | 0.00783 | 248.4 | 248.4 | 325.1
48225 | METRO | 48421 | SUNSET | 115 | 115 | AVA: Spokane | AVA: Spokane | 1 | Closed | Line | NO | 0.00404 | 0.01565 | 0.00226 | 119.7 | 119.7 | 159.3
35630 | MABURY | 35634 | BARTLP_J | 115 | 115 | Conf Load (San Jose) | Conf Load (San Jose) | 1 | Closed | Line | NO | 0.00021 | 0.00053 | 7e-05 | 140 | 159.7 | 193.6
48195 | LOLO | 48423 | SWEETWTR | 115 | 115 | AVA: Lewiston/Clarkston | AVA: Lewiston/Clarkston | 1 | Closed | Line | NO | 0.01509 | 0.05895 | 0.00838 | 119.7 | 119.7 | 176.5
11035 | BUTERFLD | 11379 | NBLISS | 115 | 115 | EPE - Native Load | EPE - Native Load | 1 | Closed | Line | NO | 0.0023 | 0.00837 | 0.00112 | 135.4 | 179.5 | 135.4
48311 | OTIS | 48185 | LIBTYLK | 115 | 115 | AVA: Spokane | AVA: Spokane | 1 | Closed | Line | NO | 0.00249 | 0.00963 | 0.0014 | 119.7 | 119.7 | 176.5
48271 | NINTHCNT_N | 48182 | LATAH_TAP | 115 | 115 | AVA: Spokane | AVA: Spokane | 1 | Closed | Line | NO | 0.00016 | 0.00084 | 0.00013 | 149.4 | 149.4 | 220.9
48181 | LATAH | 48427 | TEKOA | 115 | 115 | AVA: Palouse | AVA: Palouse | 1 | Closed | Line | NO | 0.02041 | 0.05462 | 0.00599 | 53.2 | 53.2 | 77.3
78101 | BOYD | 78100 | BOYD | 115 | 230 | PRPA | PRPA | 2 | Closed | Transformer | YES | 0.00105 | 0.05314 | 0 | 187 | 224 | 187
48170 | JULIA ST | 48349 | RAMSEY | 115 | 115 | AVA: Coeur D'Alene | AVA: Coeur D'Alene | 1 | Closed | Line | NO | 0.00041 | 0.00216 | 0.00033 | 149.4 | 149.4 | 220.9
42090 | BELLIS | 42096 | LEHIGH | 115 | 115 | WHATCOM | WHATCOMI | 1 | Closed | Line | NO | 0.00112 | 0.0089 | 0.00152 | 285 | 285 | 335.6
43684 | BLUELAKE | 43477 | ROCKWD2 | 115 | 115 | Portland General - BES S/S | Portland General - BES NODE | 1 | Closed | Line | NO | 0.00348 | 0.01864 | 0.00292 | 219 | 219 | 285
42058 | BRITTON | 42085 | VANWYCK | 115 | 115 | WHATCOM | WHATCOM | 1 | Closed | Line | NO | 0.00409 | 0.0236 | 0.00394 | 108.8 | 108.8 | 178.1
48161 | IDAHO_RD | 48355 | RATHDRMW | 115 | 115 | AVA: Coeur D'Alene | AVA: Coeur D'Alene | 1 | Closed | Line | NO | 0.00733 | 0.03363 | 0.00542 | 119.7 | 119.7 | 159.3
48151 | LUCKYFTP | 48453 | WALLACE | 115 | 115 | AVA: Coeur D'Alene | AVA: Coeur D'Alene | 1 | Closed | Line | NO | 0.00721 | 0.02787 | 0.00405 | 119.7 | 119.7 | 176.5
48185 | LIBTYLK | 48142 | GREENACRES | 115 | 115 | AVA: Spokane | AVA: Spokane | 1 | Closed | Line | NO | 0.00301 | 0.01552 | 0.00256 | 149.4 | 149.4 | 220.9
48132 | HAL&WHIT | 48387 | SILVRLAK | 115 | 115 | AVA: Spokane | AVA: Spokane | 1 | Closed | Line | NO | 0.01536 | 0.02559 | 0.00288 | 76.5 | 76.5 | 99.6
48127 | FRANCEDR | 48219 | LYONSTND | 115 | 115 | AVA: Spokane | AVA: Spokane | 1 | Closed | Line | NO | 0.00239 | 0.00892 | 0.00139 | 119.7 | 119.7 | 176.5
48122 | FAIR S | 48387 | SILVRLAK | 115 | 115 | AVA: Spokane | AVA: Spokane | 1 | Closed | Line | NO | 0.00559 | 0.01082 | 0.00144 | 76.9 | 76.9 | 112.7
48115 | EASCOLFX | 48369 | ROSALIA | 115 | 115 | AVA: Palouse | AVA: Palouse | 1 | Open | Line | NO | 0.04708 | 0.15412 | 0.01686 | 100 | 100 | 147.2
48105 | DEVILGPW | 48363 | REARDAN | 115 | 115 | AVA: Big Bend | AVA: Big Bend | 1 | Closed | Line | NO | 0.04184 | 0.08368 | 0.00991 | 57 | 57 | 82.7
48103 | DEVILGPE | 48269 | NINEMILE | 115 | 115 | AVA: Big Bend | AVA: Spokane | 1 | Closed | Line | NO | 0.0186 | 0.10293 | 0.01468 | 149.4 | 149.4 | 220.9
48099 | DAVENPRT | 48105 | DEVILGPW | 115 | 115 | AVA: Big Bend | AVA: Big Bend | 1 | Open | Line | NO | 0.07785 | 0.12009 | 0.01237 | 57 | 57 | 82.7
48083 | COLV AVA | 48301 | ORIN | 115 | 115 | AVA: Big Bend | AVA: Big Bend | 1 | Closed | Line | NO | 0.0034 | 0.01328 | 0.00189 | 119.7 | 119.7 | 176.5
48075 | CLEARWATER_W | 48078 | LEWMILLROAD | 115 | 115 | AVA: Lewiston/Clarkston | AVA: Lewiston/Clarkston | 1 | Closed | Line | NO | 0.0015 | 0.00585 | 0.00084 | 119.7 | 119.7 | 159.3
48067 | CDA | 48093 | DALTON A | 115 | 115 | AVA: Coeur D'Alene | AVA: Coeur D'Alene | 1 | Closed | Line | NO | 0.00703 | 0.02595 | 0.00358 | 92.4 | 92.4 | 135
35351 | AMES BS2 | 35373 | NASA B | 115 | 115 | Conf Load (De Anza) | Non-conf Load (De Anza) | 2 | Closed | Line | NO | 8e-05 | 0.00055 | 0.00017 | 279 | 319 | 387
48051 | BURKE | 629128 | BURKE AVA A | 115 | 115 | AVA: Coeur D'Alene | MISSOULA_MT | A | Closed | Line | NO | 0.00545 | 0.02196 | 0.00303 | 145.4 | 145.4 | 197.6
48043 | BLANCHRD | 48258 | NEWPORTT | 115 | 115 | AVA: Coeur D'Alene | AVA: Coeur D'Alene | 1 | Closed | Line | NO | 0.00901 | 0.03606 | 0.00504 | 123.7 | 123.7 | 182.5
24777 | BAKER | 24774 | DUNNSIDE | 115 | 115 | SCE Kramer/Inyokern/Coolwater | SCE Kramer/Inyokern/Coolwater | 1 | Closed | Line | NO | 0.12645 | 0.18827 | 0.01967 | 83 | 106 | 83
35122 | NEWARK F | 35603 | ZNKER J1 | 115 | 115 | Conf Load (Mission) | Conf Load (San Jose) | 1 | Closed | Line | NO | 0.00619 | 0.03073 | 0.00439 | 167.1 | 189 | 193.6
12035 | GRANTS_T | 10404 | ACOMA_TAP | 115 | 115 | TSGT: Western NM | PNM: Albuquerque | 1 | Closed | Line | NO | 0.0203 | 0.0463 | 0.00543 | 102 | 102 | 114
48023 | BEACON N | 48165 | IRVIN | 115 | 115 | AVA: Spokane | AVA: Spokane | 1 | Closed | Line | NO | 0.00686 | 0.04793 | 0.00614 | 119.7 | 119.7 | 176.5
48017 | ATHOLTAP | 48403 | SPIRITLT | 115 | 115 | AVA: Coeur D'Alene | AVA: Coeur D'Alene | 1 | Closed | Line | NO | 0.00278 | 0.0112 | 0.00154 | 123.7 | 123.7 | 182.5
48005 | NELSONT | 48069 | CHESTER | 115 | 115 | AVA: Spokane | AVA: Spokane | 1 | Closed | Line | NO | 0.00141 | 0.00547 | 0.00078 | 119.7 | 119.7 | 176.5
40055 | ANGUS+ | 40056 | ANGUS_S# | 115 | 115 | Lower Columbia Basin | Lower Columbia Basin | 1 | Open | Line | NO | 0.00474 | 0.00917 | 0.00121 | 77.7 | 87.6 | 110.5
35124 | NUMI JCT | 35111 | JARVIS | 115 | 115 | Conf Load (Mission) | Conf Load (Mission) | 2 | Closed | Line | NO | 0.01355 | 0.07114 | 0.01005 | 140 | 158.9 | 158.9
47561 | HAPPY V | 47564 | PRAIRIEC+ | 115 | 115 | Seattle Area, Olympic Peninsula | Seattle Area, Olympic Peninsula | 1 | Closed | Line | NO | 0.00229 | 0.0138 | 0.02748 | 95.6 | 95.6 | 189.2
47558 | DUN_JCT# | 47559 | DUNGENES | 115 | 115 | Seattle Area, Olympic Peninsula | Seattle Area, Olympic Peninsula | 1 | Closed | Line | NO | 0.00248 | 0.00802 | 0.01331 | 59.8 | 59.8 | 115.3
48522 | BOULDERE | 47511 | MOAB | 115 | 115 | AVA: Spokane | AVA: Spokane | 1 | Closed | Line | NO | 0.00728 | 0.02895 | 0.00396 | 92.4 | 92.4 | 135
47503 | CHAMBERS | 48073 | CHAMBERSTP | 115 | 115 | AVA: Palouse | AVA: Palouse | 1 | Closed | Line | NO | 0.01382 | 0.04395 | 0.00492 | 92.4 | 92.4 | 135
24730 | INYO PS | 24729 | INYO | 115 | 230 | SCE Control | SCE Control | 2 | Closed | Transformer | YES | 0.01386 | 0.36494 | 0 | 61 | 67 | 61
47432 | 7TH AVE | 47435 | WASH.WAY | 115 | 115 | Cowlitz County, WA | Cowlitz County, WA | 1 | Closed | Line | NO | 0.00121 | 0.0097 | 0.0058 | 189.6 | 257.7 | 303.6
47422 | MINTFARM | 47425 | OLIVEWAY | 115 | 115 | Cowlitz County, WA | Cowlitz County, WA | 1 | Closed | Line | NO | 0.00024 | 0.00193 | 0.02916 | 189.6 | 239 | 303.6
47411 | GARDNERS | 47413 | HANSENRD | 115 | 115 | Cowlitz County, WA | Cowlitz County, WA | 1 | Closed | Line | NO | 0.01518 | 0.03792 | 0.0013 | 100.2 | 116.3 | 145
47406 | CASTLROCK | 47411 | GARDNERS | 115 | 115 | Cowlitz County, WA | Cowlitz County, WA | 1 | Closed | Line | NO | 0.01236 | 0.03087 | 0.0016 | 100.2 | 116.3 | 145
34798 | KERNWATR | 34827 | KERNWTR_TAP | 115 | 115 | Conf Load (Kern) | Conf Load (Kern) | 1 | Closed | Line | NO | 0.04374 | 0.03439 | 0 | 59.2 | 68.7 | 88.2
47371 | SOUTHRDGE+ | 47370 | ZEPHYR_H+ | 115 | 115 | Lower Columbia Basin | Lower Columbia Basin | 1 | Closed | Line | NO | 0.00323 | 0.02013 | 0.00236 | 213.1 | 213.1 | 274.9
47330 | PATU# | 47327 | KLNDIKE_WIND | 115 | 115 | Lower Columbia Basin | Lower Columbia Basin | 1 | Open | Line | NO | 0.00094 | 0.00273 | 0.00074 | 137.4 | 137.4 | 175.3
47291 | COCHRANE+ | 47340 | RUBYSTREET+ | 115 | 115 | Lower Columbia Basin | Lower Columbia Basin | 1 | Open | Line | NO | 0.00561 | 0.01381 | 0.00188 | 89 | 102 | 123
65915 | MACKS_INN_HV | 66665 | MADISN | 115 | 115 | ID BPA | ID BPA | 1 | Closed | Line | NO | 0.0168 | 0.09458 | 0.01313 | 137.4 | 137.4 | 177.3
47268 | LACAMAS | 47258 | WAFERTEC | 115 | 115 | Clark County, WA | Clark County, WA | 1 | Closed | Line | NO | 0.0006 | 0.00359 | 0.00058 | 164.3 | 185.6 | 239
47238 | SW35 | 47253 | UNION CC | 115 | 115 | Clark County, WA | Clark County, WA | 1 | Closed | Line | NO | 0.0053 | 0.013 | 0.00168 | 93.2 | 105 | 136.8
47228 | STKFRD | 47233 | SW1 | 115 | 115 | Clark County, WA | Clark County, WA | 1 | Closed | Line | NO | 0.00034 | 0.00181 | 0.00028 | 155 | 175.7 | 229.3
47209 | PATEROS# | 472090 | PATEROS | 115 | 115 | Central Washington | Central Washington | 1 | Closed | Line | NO | 0.00306 | 0.01258 | 0.00163 | 16 | 16 | 16
47181 | LM JNS | 47228 | STKFRD | 115 | 115 | Clark County, WA | Clark County, WA | 1 | Closed | Line | NO | 0.0066 | 0.0162 | 0.0021 | 93.2 | 105 | 136.8
47165 | HANLY R1 | 47166 | HANLY R2 | 115 | 115 | Southern Oregon | Southern Oregon | 1 | Closed | Transformer | YES | 0 | 0.02761 | 0 | 30 | 30 | 30
47152 | ELSWORT | 47236 | SW117 | 115 | 115 | Clark County, WA | Clark County, WA | 1 | Closed | Line | NO | 0.0005 | 0.0029 | 0.0004 | 155 | 175.7 | 229.3
47282 | BOCGASES | 47150 | ELMGRN | 115 | 115 | Clark County, WA | Clark County, WA | 1 | Closed | Line | NO | 0.0002 | 0.0008 | 0.00012 | 93.2 | 105 | 136.8
47150 | ELMGRN | 47242 | SW52 | 115 | 115 | Clark County, WA | Clark County, WA | 1 | Closed | Line | NO | 0.00123 | 0.00651 | 0.00102 | 155 | 175.7 | 229.3
47134 | CATLOW+ | 47160 | FIELDS_SS | 115 | 115 | Southern Oregon | Southern Oregon | 1 | Closed | Line | NO | 0.09105 | 0.18827 | 0.02302 | 91.6 | 91.6 | 91.6
47133 | CASCD PK | 47176 | JOE AST | 115 | 115 | Clark County, WA | Clark County, WA | 1 | Closed | Line | NO | 0.0013 | 0.0071 | 0.00106 | 155 | 175.7 | 229.3
47124 | BOOTH_BD+ | 47206 | GORMLEY+ | 115 | 115 | Portland Area | Portland Area | 1 | Closed | Line | NO | 0.00401 | 0.00985 | 0.00132 | 96.8 | 96.8 | 132.3
47119 | AXFORD | 47136 | CHERYCC | 115 | 115 | Clark County, WA | Clark County, WA | 1 | Closed | Line | NO | 0.00348 | 0.01838 | 0.00286 | 155 | 175.7 | 229.3
47110 | 4TH PLAIN | 47241 | SW51 | 115 | 115 | Clark County, WA | Clark County, WA | 1 | Closed | Line | NO | 0.0004 | 0.0021 | 0.00032 | 155 | 175.7 | 229.3
47239 | SW48 | 47094 | VANDYKE | 115 | 115 | Clark County, WA | Clark County, WA | 1 | Open | Line | NO | 0.001 | 0.0024 | 0.00032 | 93.2 | 105 | 136.8
34749 | TPMNTP1 | 34761 | RNFROTP1 | 115 | 115 | Conf Load (Kern) | Conf Load (Kern) | 1 | Closed | Line | NO | 0.00931 | 0.03321 | 0.00455 | 224.3 | 224.3 | 244.8
48076 | CLEARWATER_E | 47076 | SPALDING | 115 | 115 | AVA: Lewiston/Clarkston | AVA: Lewiston/Clarkston | 1 | Closed | Line | NO | 0.00397 | 0.0161 | 0.00217 | 122.7 | 122.7 | 180.9
47072 | PT_MILL_2# | 47070 | PT_MILL_1# | 115 | 115 | Seattle Area, Olympic Peninsula | Seattle Area, Olympic Peninsula | 1 | Closed | Line | NO | 0.00796 | 0.02421 | 0.0072 | 102 | 102 | 133
47069 | ORONDO | 47301 | LINCOLN ROCK | 115 | 115 | Central Washington | Central Washington | 1 | Closed | Line | NO | 0.00977 | 0.05735 | 0.00754 | 202.1 | 202.1 | 262.7
47057 | JASPER | 47372 | OLYMPC S | 115 | 115 | Western Oregon | Western Oregon | 1 | Open | Line | NO | 0.00382 | 0.01398 | 0.0021 | 66 | 119 | 110
34741 | STK115J1 | 34740 | STOCKDLE | 115 | 115 | Conf Load (Kern) | Conf Load (Kern) | 1 | Open | Line | NO | 0.0005 | 0.0005 | 0.0001 | 125.7 | 147.8 | 193.6
47129 | BRIDGBAR# | 47044 | FSTR CR | 115 | 115 | Central Washington | Central Washington | 1 | Closed | Line | NO | 0.0107 | 0.04404 | 0.0057 | 119 | 119 | 119
47041 | EVANS C | 47043 | EVANSCLK | 115 | 115 | Clark County, WA | Clark County, WA | 1 | Open | Line | NO | 0.0016 | 0.0089 | 0.0013 | 155 | 175.7 | 229.3
47035 | E KELSO | 47437 | W KELSO | 115 | 115 | Cowlitz County, WA | Cowlitz County, WA | 1 | Closed | Line | NO | 0.00062 | 0.00493 | 0.01141 | 189.6 | 257.7 | 303.6
47035 | E KELSO | 47219 | S KELSO | 115 | 115 | Cowlitz County, WA | Cowlitz County, WA | 1 | Closed | Line | NO | 0.0015 | 0.0081 | 0.00683 | 147.6 | 199.2 | 235.2
70071 | CABINCRK | 70072 | CABINCRK | 115 | 230 | ZoneFR | ZoneFR | T1 | Closed | Transformer | YES | 0.00635 | 0.14253 | 0 | 54 | 68 | 54
34727 | ATWELL_JCT | 34745 | OLIVE_SS | 115 | 115 | Conf Load (Fresno) | Conf Load (Fresno) | 1 | Closed | Line | NO | 0.00324 | 0.02378 | 0.00202 | 164.3 | 194.2 | 256.3
47025 | DELIGHT | 48362 | NEILSON | 115 | 115 | AVA: Big Bend | AVA: Big Bend | 1 | Closed | Line | NO | 0.04151 | 0.06124 | 0.00715 | 61.7 | 61.7 | 90.2
47126 | BOX_CANYON | 47009 | BOX_CANYON_W | 115 | 115 | AVA: Pend Oreille PUD | AVA: Pend Oreille PUD | 1 | Closed | Transformer | YES | 0.00222 | 0.03814 | 0 | 100 | 100 | 100
47002 | IRONDALE | 47006 | CHIMACUM+ | 115 | 115 | Seattle Area, Olympic Peninsula | Seattle Area, Olympic Peninsula | 1 | Closed | Line | NO | 0.00219 | 0.02185 | 0.00348 | 270 | 270 | 320
46948 | LACAMS-T | 46949 | LACAMS | 115 | 115 | Tacoma Power - General | Tacoma Power - General | 1 | Closed | Line | NO | 0.00488 | 0.01229 | 0.00156 | 57 | 65.1 | 105
46929 | VGNLKB-2 | 46930 | VGNLKB-T | 115 | 115 | Tacoma Power - General | Tacoma Power - General | 1 | Closed | Line | NO | 0 | 0.0001 | 0 | 276.1 | 305.9 | 312.3
46892 | RI STUB2 | 46897 | RI TIE | 115 | 115 | Central Washington | Central Washington | 1 | Closed | Line | NO | 0.00139 | 0.00444 | 0.0005 | 89.8 | 89.8 | 132.5
46879 | SQUILCHK | 46899 | WENATCN | 115 | 115 | Central Washington | Central Washington | 1 | Closed | Line | NO | 0.00265 | 0.01166 | 0.00171 | 146.8 | 146.8 | 219.7
46869 | MALAGA C | 46879 | SQUILCHK | 115 | 115 | Central Washington | Central Washington | 1 | Closed | Line | NO | 0.00625 | 0.02865 | 0.00386 | 146.8 | 146.8 | 219.7
46864 | COLESCRN | 46868 | LAKEWEN | 115 | 115 | Central Washington | Central Washington | 1 | Closed | Line | NO | 0.0034 | 0.02072 | 0.0034 | 231.7 | 231.7 | 239
34706 | WESTPARK | 34752 | KERN PWR | 115 | 115 | Conf Load (Kern) | Conf Load (Kern) | 1 | Closed | Line | NO | 0.00416 | 0.01981 | 0.00304 | 125.7 | 147.8 | 193.6
19213 | SANXAVER | 17180 | SANXAV-AZ | 115 | 115 | WAPA-DSW | CAP | 1 | Closed | Line | NO | 0 | 0.0005 | 0 | 120 | 132 | 120
46861 | BERNE | 46827 | SUMMIT | 115 | 115 | Central Washington | Central Washington | 1 | Closed | Line | NO | 0.01462 | 0.03707 | 0.00456 | 57 | 57 | 126.5
46817 | ROCKIS21 | 46818 | ROCKIS22 | 115 | 115 | Central Washington | Central Washington | 1 | Open | Breaker | NO | 0 | 1e-05 | 0 | 597.6 | 597.6 | 597.6
46811 | N WENATC | 468001 | OHMESUB | 115 | 115 | Central Washington | Central Washington | 1 | Closed | Line | NO | 0.00257 | 0.01453 | 0.00203 | 213.7 | 213.7 | 280.5
46896 | RI SOUTH | 46808 | MCKENZIS | 115 | 115 | Central Washington | Central Washington | 1 | Closed | Line | NO | 0.00222 | 0.0109 | 0.00154 | 119.5 | 119.5 | 119.5
46807 | MCKENZIN | 46808 | MCKENZIS | 115 | 115 | Central Washington | Central Washington | 1 | Closed | Breaker | NO | 0 | 1e-05 | 0 | 398.6 | 398.6 | 398.6
47042 | LONE_P | 46805 | CHELAN | 115 | 115 | Central Washington | Central Washington | 1 | Closed | Line | NO | 0.00513 | 0.03009 | 0.00396 | 201.5 | 201.5 | 261.7
46805 | CHELAN | 46863 | CHLNDIST | 115 | 115 | Central Washington | Central Washington | 1 | Closed | Line | NO | 0.00302 | 0.01376 | 0.00188 | 185.2 | 185.2 | 239
46801 | ANDRS CN | 46862 | ANDYORKE | 115 | 115 | Central Washington | Central Washington | 1 | Closed | Line | NO | 0.03169 | 0.08685 | 0.00954 | 53 | 53 | 114.1
46788 | MINTER-2 | 46929 | VGNLKB-2 | 115 | 115 | Tacoma Power - General | Tacoma Power - General | 1 | Closed | Line | NO | 0.0036 | 0.01784 | 0.00317 | 139.8 | 158.2 | 202.6
46928 | MINTER-1 | 46783 | VGNLKB-1 | 115 | 115 | Tacoma Power - General | Tacoma Power - General | 1 | Closed | Line | NO | 0.0036 | 0.01784 | 0.00317 | 139.8 | 158.2 | 202.6
46773 | STADMTP | 46772 | STADIUM | 115 | 115 | Tacoma Power - General | Tacoma Power - General | 1 | Closed | Line | NO | 0.00134 | 0.00443 | 0.00069 | 57 | 65.1 | 105
46762 | PLAZATP | 47529 | LAKGROV | 115 | 115 | Tacoma Power - General | Tacoma Power - Mutuals | 1 | Closed | Line | NO | 0.00035 | 0.00087 | 0.00011 | 57 | 65.1 | 105
46797 | MASHEL-2 | 46757 | OHOP-2 | 115 | 115 | Tacoma Power - General | Tacoma Power - General | 1 | Closed | Line | NO | 0.00887 | 0.03588 | 0.00477 | 136.2 | 152.6 | 180.7
46921 | NARROWS1 | 46753 | NARROWS# | 115 | 115 | Tacoma Power - General | Tacoma Power - Mutuals | 1 | Closed | Line | NO | 0 | 0.0001 | 0 | 276.1 | 305.9 | 312.3
46750 | MCCHORD | 46973 | TYEETP | 115 | 115 | Tacoma Power - General | Tacoma Power - General | 1 | Closed | Line | NO | 0.00063 | 0.00344 | 0.0005 | 164.9 | 185.4 | 218.9
46743 | LINDETP | 46765 | MILWKETP | 115 | 115 | Tacoma Power - General | Tacoma Power - General | 1 | Closed | Line | NO | 0.00113 | 0.00877 | 0.00155 | 276.1 | 305.9 | 312.3
46731 | LACAMAS2 | 46757 | OHOP-2 | 115 | 115 | Tacoma Power - General | Tacoma Power - General | 1 | Closed | Line | NO | 0.00329 | 0.01331 | 0.00177 | 136.2 | 152.6 | 180.7
46726 | HAKNSN-T | 46943 | HOLMESTP | 115 | 115 | Tacoma Power - General | Tacoma Power - General | 1 | Closed | Line | NO | 0 | 0.00011 | 0 | 136.2 | 152.6 | 180.7
46720 | HAKNSN-1 | 46726 | HAKNSN-T | 115 | 115 | Tacoma Power - General | Tacoma Power - General | 1 | Open | Line | NO | 0 | 0.0001 | 0 | 276.1 | 305.9 | 312.3
70081 | FAIRGRNDS | 70099 | THORNTON | 115 | 115 | ZoneRD | ZoneRD | 1 | Closed | Line | NO | 0.01522 | 0.05437 | 0.00683 | 159 | 175 | 159
46713 | FRDRKSN2 | 46945 | FRDRKSNT | 115 | 115 | Tacoma Power - General | Tacoma Power - General | 1 | Open | Line | NO | 0 | 0.0001 | 0 | 276.1 | 305.9 | 312.3
46706 | ELKPLN-2 | 46947 | ELKPLN-T | 115 | 115 | Tacoma Power - General | Tacoma Power - General | 1 | Closed | Line | NO | 0 | 0.0001 | 0 | 276.1 | 305.9 | 312.3
46705 | ELKPLN-1 | 46712 | FRDRKSN1 | 115 | 115 | Tacoma Power - General | Tacoma Power - General | 1 | Closed | Line | NO | 0.00195 | 0.0079 | 0.00105 | 136.2 | 152.6 | 180.7
32911 | UNOCAL2 | 32754 | OLEUM | 115 | 115 | Conf Load (East Bay) | Conf Load (East Bay) | 1 | Closed | Line | NO | 3e-05 | 9e-05 | 1e-05 | 91.8 | 104 | 119.5
46697 | DEFIANTP | 46699 | DEFIANCE | 115 | 115 | Tacoma Power - General | Tacoma Power - General | 1 | Closed | Line | NO | 0.00069 | 0.00165 | 0.00023 | 57 | 65.1 | 105
46759 | OLYPIPTP | 46693 | CRESENT | 115 | 115 | Tacoma Power - General | Tacoma Power - General | 1 | Closed | Line | NO | 0.00275 | 0.00693 | 0.00088 | 57 | 65.1 | 105
46691 | CRESCNT1 | 46944 | CRESCNTT | 115 | 115 | Tacoma Power - General | Tacoma Power - General | 1 | Closed | Line | NO | 0 | 0.0001 | 0 | 276.1 | 305.9 | 312.3
46689 | COLLINS2 | 46721 | HAKNSN-2 | 115 | 115 | Tacoma Power - General | Tacoma Power - General | 1 | Closed | Line | NO | 0.00232 | 0.00938 | 0.00125 | 171.3 | 190.6 | 205.8
46687 | CLVRPKTP | 46974 | CLOVERPK | 115 | 115 | Tacoma Power - General | Tacoma Power - General | 1 | Closed | Line | NO | 0.00239 | 0.00383 | 0.00046 | 42.2 | 48 | 76.7
46677 | ATLASTP | 46965 | ATLAS | 115 | 115 | Tacoma Power - General | Tacoma Power - General | 1 | Closed | Line | NO | 0.00086 | 0.00204 | 0.00029 | 57 | 65.1 | 105
78667 | FONTERO W | 78675 | RAMPART S | 115 | 115 | CSU | CSU | 1 | Closed | Line | NO | 0.00135 | 0.01133 | 0.08464 | 154 | 192 | 154
46675 | ARTNDL-1 | 46921 | NARROWS1 | 115 | 115 | Tacoma Power - General | Tacoma Power - General | 1 | Closed | Line | NO | 0.00091 | 0.00751 | 0.00138 | 276.1 | 305.9 | 312.3
46670 | ALDER | 46704 | ELBE-2 | 115 | 115 | Tacoma Power - General | Tacoma Power - General | 1 | Closed | Line | NO | 0.00053 | 0.00143 | 0.00016 | 54 | 61.3 | 79.7
46661 | CUSMN2T1 | 46681 | CUSHMN21 | 115 | 115 | Tacoma Power - General | Tacoma Power - General | 1 | Closed | Line | NO | 9e-05 | 0.00042 | 7e-05 | 112.9 | 125.7 | 149.2
46660 | GINKGO | 46749 | MADIGAN | 115 | 115 | Tacoma Power - General | Tacoma Power - General | 1 | Closed | Line | NO | 0.00292 | 0.01606 | 0.00233 | 164.9 | 185.4 | 218.9
46643 | SOUTHWEST_A | 46711 | FLETT | 115 | 115 | Tacoma Power - General | Tacoma Power - General | 1 | Closed | Line | NO | 0.00119 | 0.00656 | 0.00095 | 164.9 | 185.4 | 218.9
46641 | SCHNTZTP | 46657 | TIFLTSTP | 115 | 115 | Tacoma Power - General | Tacoma Power - General | 1 | Closed | Line | NO | 0.00138 | 0.01076 | 0.0019 | 219.3 | 252.6 | 292
46637 | PEARL | 46663 | SOUTHWEST_B | 115 | 115 | Tacoma Power - General | Tacoma Power - General | 1 | Closed | Line | NO | 0.00445 | 0.03447 | 0.00616 | 219.3 | 252.6 | 286.8
46635 | TAYLORTA | 46673 | TAYLORTP | 115 | 115 | Tacoma Power - General | Tacoma Power - General | 1 | Closed | Line | NO | 5e-05 | 0.0004 | 7e-05 | 278.5 | 318.3 | 334.8
32765 | ELCRTJ1 | 33010 | SOBRANTE | 115 | 115 | Conf Load (East Bay) | Conf Load (Diablo) | 1 | Closed | Line | NO | 0.0059 | 0.02786 | 0.00423 | 140 | 159.7 | 193.6
46631 | NORTHEAST_A | 46709 | FIFE | 115 | 115 | Tacoma Power - General | Tacoma Power - General | 1 | Closed | Line | NO | 0.00135 | 0.01049 | 0.00187 | 276.1 | 305.9 | 312.3
34361 | AIRWAYS | 34355 | AIRWAYS2 | 115 | 115 | Conf Load (Fresno) | Conf Load (Fresno) | 1 | Open | Line | NO | 0.005 | 0.0005 | 0 | 164.3 | 194.2 | 211.9
46661 | CUSMN2T1 | 46614 | N_FORK-1 | 115 | 115 | Tacoma Power - General | Tacoma Power - General | 1 | Closed | Line | NO | 0.00808 | 0.01658 | 0.00205 | 47 | 53.4 | 84.3
46603 | CEDAR | 46723 | HAWTHT_W | 115 | 115 | Tacoma Power - General | Tacoma Power - General | 1 | Closed | Line | NO | 0.00036 | 0.00276 | 0.00049 | 219.3 | 252.6 | 286.8
46611 | 21_WASTP | 46773 | STADMTP | 115 | 115 | Tacoma Power - General | Tacoma Power - General | 1 | Closed | Line | NO | 0.0012 | 0.00931 | 0.00166 | 278.5 | 318.3 | 334.8
46603 | CEDAR | 46781 | UNIONTP | 115 | 115 | Tacoma Power - General | Tacoma Power - General | 1 | Closed | Line | NO | 0.00119 | 0.00981 | 0.00155 | 219.3 | 252.6 | 292
46433 | MASS | 46449 | UNION | 115 | 115 | Seattle City Light | Seattle City Light | 3 | Closed | Line | NO | 0.00152 | 0.00307 | 0.03604 | 102 | 123 | 108
45657 | GIBSON | 45701 | LK SERENE | 115 | 115 | Snohomish PUD | Snohomish PUD | 1 | Closed | Line | NO | 0.0024 | 0.0126 | 0.00197 | 202.6 | 220.8 | 239
42708 | ALDRTN E | 42758 | GARDELLA | 115 | 115 | PIERCE | PIERCE | 1 | Closed | Line | NO | 0.00231 | 0.01274 | 0.00201 | 211.1 | 211.1 | 249
46443 | SHORELIN | 46455 | VIEWLAND | 115 | 115 | Seattle City Light | Seattle City Light | 1 | Closed | Line | NO | 0.00281 | 0.01739 | 0.0028 | 235 | 239 | 282
32598 | NTWR ALT | 31956 | CORDELLT | 115 | 115 | Conf Load (North Bay) | Conf Load (Sacramento) | 1 | Closed | Line | NO | 0.02261 | 0.06556 | 0.00868 | 82.9 | 96.4 | 124.1
46290 | HYUNDAI | 46275 | WILLOW C | 115 | 115 | Eugene, OR | Eugene, OR | 2 | Closed | Line | NO | 0.00089 | 0.00299 | 0 | 84 | 84 | 84
46202 | ADAMS EW | 46301 | UNIV | 115 | 115 | Eugene, OR | Eugene, OR | 1 | Closed | Line | NO | 0.0069 | 0.0127 | 0.0021 | 63 | 63 | 99
10324 | SP-HW-UT | 10137 | IND_HOSP | 115 | 115 | PNM: Albuquerque | PNM: Albuquerque | 1 | Closed | Line | NO | 0.0002 | 0.0008 | 0.0001 | 154 | 154 | 169
42745 | BONNEYLK | 42701 | WHITRV N | 115 | 115 | PIERCE | PIERCE | 1 | Closed | Line | NO | 0.00371 | 0.01924 | 0.00313 | 211.1 | 211.1 | 249
41259 | STEVENSON2# | 410350 | STEVNSON3# | 115 | 115 | Portland Area | Portland Area | 1 | Open | Line | NO | 0.00012 | 0.00038 | 4e-05 | 195.2 | 195.2 | 239
31952 | PUTH CRK | 32022 | PUTHCRK1 | 115 | 115 | Conf Load (Sacramento) | Conf Load (Sacramento) | 1 | Closed | Line | NO | 0.0005 | 0.0005 | 0 | 125.7 | 147.8 | 193.6
40475 | GOLD_BEACH | 47064 | GLDBCHL2# | 115 | 115 | Western Oregon | Western Oregon | DS | Open | Line | NO | 0 | 0.00029 | 0 | 239 | 334.2 | 344.3
42647 | SEQUOIA | 42651 | SOOSCRK | 115 | 115 | S.KING | S.KING | 1 | Closed | Line | NO | 0.00206 | 0.01071 | 0.00174 | 211.1 | 211.1 | 249
46232 | IRVING E | 46245 | PRAIRIE | 115 | 115 | Eugene, OR | Eugene, OR | 1 | Closed | Line | NO | 0.00096 | 0.0049 | 0.00084 | 170 | 170 | 216
46250 | SENECA | 46203 | BERTLSON | 115 | 115 | Eugene, OR | Eugene, OR | 1 | Closed | Line | NO | 0.00118 | 0.0045 | 0.00096 | 206 | 206 | 243
46232 | IRVING E | 46251 | SPRING C | 115 | 115 | Eugene, OR | Eugene, OR | 1 | Closed | Line | NO | 0.00134 | 0.007 | 0.00116 | 170 | 170 | 216
42638 | PIPE LK | 42648 | 4CORNERS | 115 | 115 | S.KING | S.KING | 1 | Closed | Line | NO | 0.00277 | 0.01424 | 0.00236 | 211.1 | 211.1 | 249
46223 | HAWKINS | 462231 | HID_HAW_CIO | 115 | 115 | Eugene, OR | Western Oregon | 1 | Closed | Line | NO | 0.00062 | 0.0021 | 0.00055 | 170 | 170 | 216
46203 | BERTLSON | 46275 | WILLOW C | 115 | 115 | Eugene, OR | Eugene, OR | 1 | Closed | Line | NO | 0.00196 | 0.006 | 0.00075 | 137.4 | 137.4 | 169.3
40481 | GRANDVEW | 40859 | PROS_RVRFNT# | 115 | 115 | Lower Columbia Basin | Lower Columbia Basin | 1 | Closed | Line | NO | 0.01587 | 0.03346 | 0.00381 | 77.7 | 77.7 | 117.5
44616 | PUNKIN TP2 | 45261 | PUNKIN C | 115 | 115 | PAC:YKMA | PAC:YKMA | 1 | Closed | Line | NO | 0 | 0.0001 | 0 | 169 | 211 | 249
48471 | WILSNCKT | 46129 | WILSONCK | 115 | 115 | AVA: Big Bend | AVA: Big Bend | 1 | Closed | Line | NO | 0.0008 | 0.0014 | 0.0002 | 74.1 | 74.1 | 139.4
47071 | PALISADS | 46075 | GB-56 | 115 | 115 | Central Washington | Grant County, WA | 1 | Closed | Line | NO | 0.00864 | 0.05046 | 0.00712 | 316.1 | 316.1 | 348.4
46134 | BASS JC | 46130 | BASS JCT | 115 | 115 | Grant County, WA | Grant County, WA | 1 | Closed | Line | NO | 0.003 | 0.0164 | 0.00238 | 176.3 | 176.3 | 213.9
46131 | WIN USBR | 46133 | WINCH TP | 115 | 115 | Grant County, WA | Grant County, WA | 1 | Closed | Line | NO | 0.0092 | 0.0121 | 0.00114 | 51.8 | 51.8 | 77.9
34112 | EXCHEQUR | 34116 | LE GRAND | 115 | 115 | Conf Load (Yosemite) | Conf Load (Yosemite) | 1 | Closed | Line | NO | 0.08832 | 0.20227 | 0.02209 | 68.3 | 79.5 | 102.4
40139 | BONNVILE | 41259 | STEVENSON2# | 115 | 115 | Portland Area | Portland Area | 1 | Closed | Line | NO | 0.00085 | 0.00551 | 0.00064 | 195.2 | 195.2 | 239
46087 | SANDUNES | 48455 | WARDEN A | 115 | 115 | Grant County, WA | AVA: Big Bend | 1 | Closed | Line | NO | 0.0172 | 0.098 | 0.01324 | 161 | 161 | 215
46079 | ROYAL | 46093 | SEEP LK | 115 | 115 | Grant County, WA | Grant County, WA | 1 | Closed | Line | NO | 0.00928 | 0.07993 | 0.01128 | 239 | 239 | 239
46050 | NELSONRD | 46087 | SANDUNES | 115 | 115 | Grant County, WA | Grant County, WA | 1 | Closed | Line | NO | 0.0061 | 0.0153 | 0.00322 | 155.8 | 155.8 | 204
46039 | LARSON | 46078 | ROUNDLKT | 115 | 115 | Grant County, WA | Grant County, WA | 1 | Closed | Line | NO | 0.02186 | 0.08436 | 0.01228 | 163.7 | 163.7 | 197.4
46039 | LARSON | 46121 | WHEEL TP | 115 | 115 | Grant County, WA | Grant County, WA | 1 | Closed | Line | NO | 0.0052 | 0.0308 | 0.00436 | 239 | 239 | 239
33965 | SALADO J | 33962 | SALDO TP | 115 | 115 | Conf Load (Stanislaus) | Conf Load (Stanislaus) | 1 | Open | Line | NO | 0.0005 | 0.001 | 0 | 44 | 51 | 66
46023 | EQUIN TP | 46133 | WINCH TP | 115 | 115 | Grant County, WA | Grant County, WA | 1 | Closed | Line | NO | 0.00467 | 0.02782 | 0.00394 | 316.1 | 316.1 | 348.4
46023 | EQUIN TP | 46138 | EQ-TAP | 115 | 115 | Grant County, WA | Grant County, WA | 1 | Closed | Line | NO | 0.00302 | 0.01195 | 0.00162 | 239 | 239 | 239
46019 | CEPHRATA | 46097 | SEPHRATA | 115 | 115 | Grant County, WA | Grant County, WA | 1 | Closed | Line | NO | 0.0034 | 0.0135 | 0.00182 | 163.7 | 163.7 | 197.4
46015 | BURKEGPD | 46027 | EVERGN T | 115 | 115 | Grant County, WA | Grant County, WA | 1 | Closed | Line | NO | 0.0062 | 0.0121 | 0.00154 | 91.2 | 91.2 | 110.9
46002 | ADAMS RD | 46168 | FRENCHMN | 115 | 115 | Grant County, WA | Grant County, WA | 1 | Closed | Line | NO | 0.0102 | 0.0303 | 0.00378 | 93.4 | 93.4 | 144.6
45845 | FLORAL H T1 | 45852 | N CREEK T | 115 | 115 | Snohomish PUD | Snohomish PUD | 1 | Closed | Line | NO | 0.0024 | 0.0124 | 0.00197 | 202.6 | 220.8 | 239
42594 | ELLNGSON | 42595 | ELLNGTAP | 115 | 115 | S.KING | S.KING | 1 | Closed | Line | NO | 0.00137 | 0.00807 | 0.00122 | 125.3 | 125.3 | 189.4
42592 | EARLGTON | 42599 | FALCON | 115 | 115 | S.KINGI | S.KING | 1 | Closed | Line | NO | 0.0036 | 0.01957 | 0.00319 | 211.1 | 211.1 | 249
31482 | PALERMO | 32280 | E.MRY J2 | 115 | 115 | Conf Load (N. Valley) | Conf Load (Sierra) | 1 | Closed | Line | NO | 0.01742 | 0.11908 | 0.01822 | 164 | 194 | 245
42581 | BOE ACRE | 42641 | RENTONJT | 115 | 115 | S.KINGI | S.KING | 1 | Closed | Line | NO | 0.00058 | 0.00301 | 0.00048 | 211.1 | 211.1 | 249
42577 | OSCEOLA | 42707 | ALDRTN W | 115 | 115 | S.KING | PIERCE | 1 | Closed | Line | NO | 0.01438 | 0.081 | 0.01303 | 110 | 110 | 180.3
40497 | HAMPTON+ | 40518 | BEST_LANE# | 115 | 115 | Southern Oregon | Southern Oregon | 1 | Closed | Line | NO | 0.07393 | 0.22477 | 0.02802 | 137.4 | 137.4 | 175.3
42612 | LAKOTA | 42530 | STARWOOD | 115 | 115 | S.KING | S.KING | 1 | Closed | Line | NO | 0.00234 | 0.01318 | 0.00219 | 110 | 110 | 180.3
42526 | S SEATAC | 42652 | SWEPTWNG | 115 | 115 | S.KINGI | S.KING | 1 | Closed | Line | NO | 0.00057 | 0.00446 | 0.00078 | 280.9 | 280.9 | 330.8
33200 | LARKIN D | 33201 | LARKIN E | 115 | 115 | Conf Load (S.F.) | Conf Load (S.F.) | 1 | Open | Line | NO | 0.0005 | 0.0005 | 0 | 318.7 | 318.7 | 318.7
45011 | ASTOR TP | 45275 | SEASIDE | 115 | 115 | PAC:CLTP | PAC:CLTP | 1 | Closed | Line | NO | 0.02517 | 0.0739 | 0.0094 | 109 | 131 | 156
42515 | ASBURY | 42653 | TUKWILA | 115 | 115 | S.KING | S.KING | 1 | Closed | Line | NO | 0.00081 | 0.00452 | 0.00075 | 211.1 | 211.1 | 249
31466 | JESSUPJ1 | 31467 | JESSUP | 115 | 115 | Conf Load (N. Valley) | Conf Load (N. Valley) | 1 | Closed | Line | NO | 0.0005 | 0.0005 | 0 | 82.9 | 96.4 | 124.1
42512 | TALBOT S | 42634 | PACCAR | 115 | 115 | S.KING | S.KING | 1 | Closed | Line | NO | 0.00253 | 0.01595 | 0.0027 | 211.1 | 211.1 | 249
42511 | TALBOT N | 42643 | ROLLHLS | 115 | 115 | S.KING | S.KING | 1 | Closed | Line | NO | 0.00179 | 0.00935 | 0.00149 | 211.1 | 211.1 | 249
42509 | KRAINCOR | 42571 | CUMBRLND | 115 | 115 | PIERCE | S.KING | 1 | Closed | Line | NO | 0.01162 | 0.02885 | 0.00416 | 46.6 | 46.6 | 75.5
42508 | BERRYDAL | 42651 | SOOSCRK | 115 | 115 | S.KING | S.KING | 1 | Closed | Line | NO | 0.00185 | 0.00963 | 0.00155 | 211.1 | 211.1 | 249
31454 | PANRAMA | 31462 | SMPSN-AN | 115 | 115 | Conf Load (N. Valley) | Conf Load (N. Valley) | 1 | Closed | Line | NO | 0.00055 | 0.00154 | 0.00022 | 87.6 | 102.4 | 132.7
41159 | WINTHROP | 41157 | WIN_TWI_CIO | 115 | 115 | Central Washington | Central Washington | 1 | Closed | Line | NO | 0.04384 | 0.07477 | 0.00782 | 41.8 | 41.8 | 85.6
44848 | HOUSTNLK | 45255 | PRINVILE | 115 | 115 | PAC:C.OR | PAC:C.OR | 1 | Closed | Line | NO | 0.00273 | 0.01089 | 0.00167 | 118 | 148 | 185
42502 | TALBOT | 42656 | VICTORIA | 115 | 115 | S.KING | S.KINGI | 1 | Closed | Line | NO | 0.00202 | 0.01258 | 0.00204 | 208.9 | 208.9 | 246.4
405180 | BEST_LANE | 40518 | BEST_LANE# | 115 | 115 | Southern Oregon | Southern Oregon | 1 | Closed | Line | NO | 0.0137 | 0.00916 | 5e-05 | 34.9 | 34.9 | 34.9
32022 | PUTHCRK1 | 31256 | FLTN JCT | 115 | 115 | Conf Load (Sacramento) | Conf Load (Sacramento) | 1 | Closed | Line | NO | 0.0005 | 0.0005 | 0 | 64.7 | 75.1 | 96
31254 | CORONA | 31255 | LAKEVLLE | 115 | 115 | Conf Load (N. Coast) | Conf Load (N. Coast) | 1 | Closed | Line | NO | 0.0071 | 0.0238 | 0.0036 | 256.7 | 256.7 | 244.8
42441 | PINELKTP | 42462 | W.ISSAQU | 115 | 115 | N.KING | N.KING | 1 | Closed | Line | NO | 0.00044 | 0.00229 | 0.00038 | 211.1 | 211.1 | 249
42439 | PCKERING | 42441 | PINELKTP | 115 | 115 | N.KING | N.KING | 1 | Open | Line | NO | 0.00118 | 0.00609 | 0.00099 | 110 | 110 | 180.3
31251 | RINCONJ1 | 31250 | RINCON | 115 | 115 | Conf Load (N. Coast) | Conf Load (N. Coast) | 1 | Open | Line | NO | 0.0005 | 0.0005 | 0 | 87.6 | 102.4 | 132.7
31249 | RINCONJ2 | 31250 | RINCON | 115 | 115 | Conf Load (N. Coast) | Conf Load (N. Coast) | 1 | Closed | Line | NO | 0.0005 | 0.0005 | 0 | 87.6 | 102.4 | 132.7
72130 | OLIVETAP | 73206 | VERNONTP | 115 | 115 | ZoneEC | ZoneEC | 1 | Closed | Line | NO | 0.00995 | 0.03496 | 0.00456 | 147 | 147 | 147
42419 | MERCER T | 42422 | MERCRWDT | 115 | 115 | N.KING | N.KING | 1 | Closed | Line | NO | 0.00089 | 0.00271 | 0.0004 | 71.7 | 71.7 | 116.7
42416 | LOCHLEVN | 42447 | SBELLVUE | 115 | 115 | N.KING | N.KING | 1 | Closed | Line | NO | 0.00193 | 0.01 | 0.00162 | 211.1 | 211.1 | 249
45659 | GLENWD | 45847 | GLENWD T | 115 | 115 | Snohomish PUD | Snohomish PUD | 1 | Open | Line | NO | 0.00126 | 0.01051 | 0.0016 | 202.6 | 220.8 | 257.8
19071 | ED-4 | 19067 | ED-5 | 115 | 115 | WAPA-DSW | WAPA-DSW | 1 | Closed | Line | NO | 0.00915 | 0.05172 | 0.00711 | 153 | 153 | 153
42404 | HOUGHTON | 42453 | SOUTKIRK | 115 | 115 | N.KING | N.KING | 1 | Closed | Line | NO | 0.00097 | 0.00504 | 0.00081 | 211.1 | 211.1 | 249
31236 | FULTON | 31239 | MONROE2 | 115 | 115 | Conf Load (N. Coast) | Conf Load (N. Coast) | 1 | Closed | Line | NO | 0.00984 | 0.03314 | 0.00505 | 224.3 | 224.3 | 239
40791 | OLYMPIA E | 40790 | OLYMPIA W | 115 | 115 | Seattle Area, Olympic Peninsula | Seattle Area, Olympic Peninsula | BS | Closed | Line | NO | 0 | 0.00029 | 0 | 597.5 | 709.8 | 800.1
45758 | BRIGHTWATER | 45757 | PK RIDGE T | 115 | 115 | Snohomish PUD | Snohomish PUD | 1 | Closed | Line | NO | 0.0011 | 0.00864 | 0.00149 | 239 | 239 | 239
45785 | STIMSON | 45734 | TWIN CITY | 115 | 115 | Snohomish PUD | Snohomish PUD | 1 | Closed | Line | NO | 0.00924 | 0.05489 | 0.00856 | 118 | 128 | 148
45739 | OLIVIA P | 45741 | OLIVIA P T | 115 | 115 | Snohomish PUD | Snohomish PUD | 1 | Closed | Line | NO | 0.00037 | 0.00092 | 0.00012 | 117.5 | 128.1 | 148.2
20068 | SVE-115 | 20075 | KON-115 | 115 | 115 | ZoneEN | ZoneEN | 1 | Closed | Line | NO | 0.01492 | 0.05125 | 0.007 | 91 | 100 | 91
45859 | SWAMP CREEK | 45725 | N ALDERWOOD | 115 | 115 | Snohomish PUD | Snohomish PUD | 1 | Closed | Line | NO | 0.00041 | 0.00252 | 0.0003 | 202.6 | 220.8 | 257.8
45727 | N CREEK | 45852 | N CREEK T | 115 | 115 | Snohomish PUD | Snohomish PUD | 1 | Open | Line | NO | 0.0022 | 0.0117 | 0.00185 | 202.6 | 220.8 | 257.8
45729 | N MARYS | 45785 | STIMSON | 115 | 115 | Snohomish PUD | Snohomish PUD | 1 | Closed | Line | NO | 0.00226 | 0.01226 | 0.00195 | 202.6 | 220.8 | 257.8
41210 | HAGEN_2# | 40775 | NASELLE | 115 | 115 | Portland Area | Portland Area | 2 | Closed | Line | NO | 0.02495 | 0.07754 | 0.00925 | 65.7 | 65.7 | 125.5
45723 | MURPHYS CR | 45727 | N CREEK | 115 | 115 | Snohomish PUD | Snohomish PUD | 1 | Closed | Line | NO | 0.0019 | 0.0099 | 0.00156 | 202.6 | 220.8 | 257.8
45721 | MUKILTEO T | 45745 | PAINE FIELD | 115 | 115 | Snohomish PUD | Snohomish PUD | 1 | Closed | Line | NO | 0.00184 | 0.01213 | 0.00209 | 202.6 | 220.8 | 239
45851 | MUKILTEO | 45721 | MUKILTEO T | 115 | 115 | Snohomish PUD | Snohomish PUD | 1 | Closed | Line | NO | 0.0007 | 0.00405 | 0.0007 | 117.5 | 128.1 | 148.2
40737 | MAC_HEIGHTS | 41255 | SHPYRD | 115 | 115 | Clark County, WA | Clark County, WA | 1 | Closed | Line | NO | 0.00204 | 0.00644 | 0.00074 | 155 | 175.7 | 229.3
64174 | WINN BPA | 64208 | DAVY_TWN+ | 115 | 115 | NON-SPP GEN | NON-SPP GEN | 1 | Closed | Line | NO | 0.04487 | 0.17012 | 0.0254 | 152 | 152 | 152
20082 | LOS-115 | 20071 | EDA-115 | 115 | 115 | ZoneEN | ZoneEN | 1 | Closed | Line | NO | 0.0051 | 0.0282 | 0.0043 | 80 | 88 | 80
45708 | KEELERS T | 45715 | MEADWD T | 115 | 115 | Snohomish PUD | Snohomish PUD | 1 | Closed | Line | NO | 0.0003 | 0.0018 | 0.00029 | 202.6 | 220.8 | 239
45705 | LYNNWOOD | 45749 | PERRINV T | 115 | 115 | Snohomish PUD | Snohomish PUD | 1 | Closed | Line | NO | 0.0023 | 0.0057 | 0.00077 | 117.5 | 128.1 | 148.2
33030 | COLSTJT1 | 33036 | LINDETP1 | 115 | 115 | Conf Load (Diablo) | Conf Load (Diablo) | 1 | Closed | Line | NO | 0.00286 | 0.01433 | 0.00205 | 125.7 | 147.8 | 193.6
45848 | HALLS LK | 45707 | LYNNWOOD T | 115 | 115 | Snohomish PUD | Snohomish PUD | 1 | Closed | Line | NO | 0.0022 | 0.0111 | 0.00181 | 202.6 | 220.8 | 239
40737 | MAC_HEIGHTS | 47132 | CAPLES | 115 | 115 | Clark County, WA | Clark County, WA | 1 | Closed | Line | NO | 0.0004 | 0.0021 | 0.00034 | 155 | 175.7 | 229.3
20080 | ENT-115 | 20081 | SAF-115 | 115 | 115 | ZoneEN | ZoneEN | 1 | Closed | Line | NO | 0.05053 | 0.17363 | 0.02371 | 84 | 92 | 84
45699 | LK GOODWIN | 45855 | SILLS CR | 115 | 115 | Snohomish PUD | Snohomish PUD | 1 | Closed | Line | NO | 0.00514 | 0.02429 | 0.00382 | 117.5 | 128.1 | 148.2
45841 | KELLOGM T2 | 45693 | KELLOGM | 115 | 115 | Snohomish PUD | Snohomish PUD | 1 | Closed | Line | NO | 0.0015 | 0.0081 | 0.00126 | 202.6 | 220.8 | 257.8
45693 | KELLOGM | 45695 | KELLOGM T | 115 | 115 | Snohomish PUD | Snohomish PUD | 1 | Open | Line | NO | 0.00187 | 0.00993 | 0.00154 | 202.6 | 220.8 | 257.8
45846 | GRANFAL T1 | 45682 | HARTFORD T | 115 | 115 | Snohomish PUD | Snohomish PUD | 1 | Closed | Line | NO | 0.00138 | 0.01104 | 0.00183 | 202.6 | 220.8 | 239
45681 | HARTFORD | 45682 | HARTFORD T | 115 | 115 | Snohomish PUD | Snohomish PUD | 1 | Closed | Line | NO | 0.00069 | 0.00537 | 0.00093 | 271.3 | 291.6 | 346.8
45665 | GRANFAL | 45682 | HARTFORD T | 115 | 115 | Snohomish PUD | Snohomish PUD | 1 | Closed | Line | NO | 0.00305 | 0.02382 | 0.00413 | 202.6 | 220.8 | 239
42390 | CRESTWD | 42408 | JUANITAP | 115 | 115 | N.KING | N.KING | 1 | Closed | Line | NO | 0.00169 | 0.00842 | 0.00135 | 110 | 110 | 159.9
45649 | FLORAL H | 45845 | FLORAL H T1 | 115 | 115 | Snohomish PUD | Snohomish PUD | 1 | Open | Line | NO | 0 | 0.0001 | 2e-05 | 202.6 | 220.8 | 257.8
45633 | EDMONDS T | 45819 | WESTGATE | 115 | 115 | Snohomish PUD | Snohomish PUD | 1 | Open | Line | NO | 0.0014 | 0.0034 | 0.00047 | 117.5 | 128.1 | 148.2
10329 | STATEPEN | 10031 | BECKNER | 115 | 115 | PNM: Santa Fe | PNM: Santa Fe | 1 | Closed | Line | NO | 0.0028 | 0.0129 | 0.00166 | 131 | 156 | 167
45072 | BUCHANAN | 45150 | DIXON | 115 | 115 | PAC:WLMT | PAC:WLMT | 1 | Closed | Line | NO | 0.00138 | 0.00382 | 0.00055 | 127 | 127 | 172
79622 | FOOTHILS | 79633 | HOODMESA | 115 | 115 | FEUS | FEUS | 1 | Closed | Line | NO | 0.00199 | 0.01141 | 0.00095 | 110 | 115 | 110
45633 | EDMONDS T | 45647 | FIVE CR | 115 | 115 | Snohomish PUD | Snohomish PUD | 1 | Closed | Line | NO | 0.0005 | 0.0025 | 0.00042 | 117.5 | 128.1 | 148.2
42443 | REDMONDP | 42460 | UNIONHLL | 115 | 115 | N.KING | N.KING | 1 | Closed | Line | NO | 0.00279 | 0.01455 | 0.00235 | 211.1 | 211.1 | 249
45631 | E MARYS | 45695 | KELLOGM T | 115 | 115 | Snohomish PUD | Snohomish PUD | 1 | Closed | Line | NO | 0.0012 | 0.0064 | 0.00099 | 202.6 | 220.8 | 239
32481 | APLHTAP2 | 32257 | PLCRVLT2 | 115 | 115 | Conf Load (Sierra) | Conf Load (Sierra) | 2 | Closed | Line | NO | 0.01139 | 0.02493 | 0.00296 | 64.7 | 75.1 | 96
45629 | E ARLINGTON | 45643 | OSO SNPD | 115 | 115 | Snohomish PUD | Snohomish PUD | 1 | Closed | Line | NO | 0.02534 | 0.06154 | 0.00839 | 117.5 | 128.1 | 148.2
45629 | E ARLINGTON | 45630 | PORTAGE | 115 | 115 | Snohomish PUD | Snohomish PUD | 1 | Closed | Line | NO | 0.00205 | 0.0163 | 0.00273 | 202.6 | 220.8 | 257.8
45910 | QUILCEDA T2 | 45627 | DELTA | 115 | 115 | Snohomish PUD | Snohomish PUD | 1 | Closed | Line | NO | 0.0046 | 0.0246 | 0.00378 | 202.6 | 220.8 | 257.8
45628 | PORT GARDNER | 45627 | DELTA | 115 | 115 | Snohomish PUD | Snohomish PUD | 1 | Closed | Line | NO | 0.00171 | 0.009 | 0.00142 | 202.6 | 220.8 | 257.8
45790 | TAMBARK 2 | 45626 | YORK | 115 | 115 | Snohomish PUD | Snohomish PUD | 1 | Closed | Line | NO | 0.00137 | 0.01095 | 0.00183 | 202.6 | 220.8 | 257.8
410350 | STEVNSON3# | 41036 | N_BONN_ANX+ | 115 | 115 | Portland Area | Portland Area | 1 | Closed | Line | NO | 6e-05 | 0.0002 | 2e-05 | 195.2 | 195.2 | 239
73126 | LYMAN | 73256 | LYMANTP | 115 | 115 | ZoneEW | ZoneEW | 1 | Closed | Line | NO | 0.0004 | 0.0012 | 0.0002 | 109 | 109 | 109
45622 | MARINER | 45711 | MARTHA LK | 115 | 115 | Snohomish PUD | Snohomish PUD | 1 | Closed | Line | NO | 0.00178 | 0.01395 | 0.00241 | 271.3 | 291.6 | 346.8
45619 | CAN PARK | 45717 | MOUNTLAKE | 115 | 115 | Snohomish PUD | Snohomish PUD | 1 | Closed | Line | NO | 0.0038 | 0.0194 | 0.0032 | 202.6 | 220.8 | 239
45619 | CAN PARK | 45616 | FITZGERALD | 115 | 115 | Snohomish PUD | Snohomish PUD | 1 | Closed | Line | NO | 0.00198 | 0.01303 | 0.00216 | 202.6 | 220.8 | 239
45608 | BEVERLY | 45857 | SILVER LK | 115 | 115 | Snohomish PUD | Snohomish PUD | 1 | Closed | Line | NO | 0.00141 | 0.0111 | 0.00189 | 271.3 | 291.6 | 346.8
45607 | BOEING | 45847 | GLENWD T | 115 | 115 | Snohomish PUD | Snohomish PUD | 1 | Closed | Line | NO | 0.0011 | 0.00566 | 0.00093 | 202.6 | 208 | 239
45607 | BOEING | 45811 | TWENTIETH | 115 | 115 | Snohomish PUD | Snohomish PUD | 1 | Closed | Line | NO | 0.00029 | 0.00234 | 0.00039 | 202.6 | 208 | 239
79062 | SHIPROCK | 96145 | mid_96145 | 115 | 230 | WAPA-RMRAZ | WAPA-RMRAZ | 1 | Closed | TransformerWinding | YES | 0.0005 | -0.00785 | 0 | 200 | 240 | 200
45603 | BALLINGER | 45761 | RICHMOND T | 115 | 115 | Snohomish PUD | Snohomish PUD | 1 | Closed | Line | NO | 5e-05 | 0.00028 | 4e-05 | 117.5 | 128.1 | 148.2
45497 | WINECTRY | 45498 | SULPHR P | 115 | 115 | PAC:YKMA | PAC:YKMA | 1 | Closed | Line | NO | 0.00405 | 0.02086 | 0.00343 | 154 | 154 | 233
45433 | ORCHARDW | 45482 | SELAHBUS | 115 | 115 | PAC:YKMA | PAC:YKMA | 1 | Closed | Line | NO | 0.02101 | 0.04183 | 0.00522 | 89 | 97 | 126
40179 | CARLTON | 41153 | WINDSHAR+ | 115 | 115 | Portland Area | Portland Area | 1 | Closed | Line | NO | 0.00532 | 0.02208 | 0.00289 | 143.4 | 143.4 | 191.2
10266 | REEVES_2 | 10121 | HAWKINS# | 115 | 115 | PNM: Albuquerque | PNM: Albuquerque | 1 | Closed | Line | NO | 0.00176 | 0.00698 | 0.00086 | 156 | 156 | 196
40183 | CARSON# | 41037 | STEVNSON+ | 115 | 115 | Portland Area | Portland Area | 1 | Closed | Line | NO | 0.00351 | 0.02238 | 0.0024 | 211.1 | 211.1 | 260.9
33036 | LINDETP1 | 32954 | DOW TAP1 | 115 | 115 | Conf Load (Diablo) | Conf Load (Diablo) | 1 | Closed | Line | NO | 0.00075 | 0.00411 | 0.00056 | 125.7 | 147.8 | 193.6
20241 | PNM-115 | 20302 | SHA-115 | 115 | 115 | ZoneTJ | ZoneTJ | 1 | Closed | Line | NO | 0.00599 | 0.03741 | 0.00687 | 131 | 145 | 131
37916 | COLLEGE V | 37931 | OASIS RD | 115 | 115 | Conf Load (Redding) | Conf Load (Redding) | 1 | Closed | Line | NO | 0.00439 | 0.01561 | 0.00241 | 189 | 209 | 169
43469 | RIVRVIEW | 43790 | URBAN # | 115 | 115 | Portland General - BES NODE | Portland General - BES NODE | 1 | Open | Line | NO | 0 | 0.0003 | 0 | 198 | 198 | 266
10553 | HAWKINS2 | 10175 | HAMILTON2 | 115 | 115 | PNM: Albuquerque | PNM: Albuquerque | 1 | Closed | Line | NO | 0.00558 | 0.02218 | 0.00273 | 156 | 156 | 196
33584 | TIGR CRK | 30486 | TIGR CKM | 115 | 230 | Conf Load (Stockton) | Conf Load (Stockton) | 1 | Closed | Transformer | YES | 0.00077 | -0.00379 | 0 | 148 | 178 | 148
37928 | MOORE | 37943 | RDGPOWER | 115 | 115 | Conf Load (Redding) | Conf Load (Redding) | 1 | Closed | Line | NO | 0.007 | 0.02489 | 0.00384 | 189 | 209 | 169
45299 | TROUTDAL | 45301 | TROUTPP1 | 115 | 230 | PAC:PTLD | PAC:PTLD | 1 | Closed | Transformer | YES | 0.0009 | 0.03085 | 0 | 250 | 280 | 300
19210 | RATTLSNK | 19216 | TWINPEAK | 115 | 115 | WAPA-DSW | WAPA-DSW | 1 | Closed | Line | NO | 0.00053 | 0.0025 | 0.00043 | 104 | 104 | 104
45292 | LEMOLO2 | 45294 | LEMOLOTP | 115 | 115 | PAC:ROSE | PAC:ROSE | 1 | Closed | Line | NO | 0.00262 | 0.00788 | 0.00095 | 113 | 124 | 162
45277 | SELAH | 45482 | SELAHBUS | 115 | 115 | PAC:YKMA | PAC:YKMA | 1 | Open | Line | NO | 0 | 1e-05 | 1e-05 | 128 | 152 | 172
11157 | SUNSET_N | 11174 | DURAZNO | 115 | 115 | EPE - Native Load | EPE - Native Load | 1 | Closed | Line | NO | 0.0039 | 0.02441 | 0.00379 | 184.8 | 246.4 | 184.8
10198 | MARQUEZT | 10252 | UNSER | 115 | 115 | PNM: Northwestern | PNM: Albuquerque | 1 | Closed | Line | NO | 0.0521 | 0.2076 | 0.0255 | 133 | 133 | 167
45243 | POMONA | 45267 | RIVR RD | 115 | 115 | PAC:YKMA | PAC:YKMA | 1 | Closed | Line | NO | 0.00559 | 0.02724 | 0.00387 | 154 | 170 | 222
11110 | NEWMAN | 11204 | NEWMAN_B | 115 | 345 | EPE - Native Load | EPE - Native Load | 1 | Closed | TransformerWinding | YES | 0.0004 | -0.00418 | 0 | 0 | 0 | 0
73091 | IDALIA | 73206 | VERNONTP | 115 | 115 | ZoneEC | ZoneEC | 1 | Closed | Line | NO | 0.02641 | 0.0873 | 0.0112 | 147 | 147 | 147
44518 | PARKROSE | 44531 | KENNEDY | 115 | 115 | PAC:PTLD | PAC:PTLD | 1 | Open | Line | NO | 0.00502 | 0.02701 | 0.00408 | 144 | 182 | 229
73088 | HOYT | 73464 | ADENA | 115 | 115 | ZoneEC | ZoneEC | 1 | Closed | Line | NO | 0.00877 | 0.08291 | 0.01165 | 208 | 208 | 208
73255 | LINGLETP | 73568 | WHTROCK | 115 | 115 | ZoneEW | ZoneEW | 1 | Closed | Line | NO | 0.02451 | 0.0817 | 0.01108 | 109 | 109 | 109
19212 | SANDARIO | 19203 | BRAWLEY | 115 | 115 | WAPA-DSW | WAPA-DSW | 1 | Closed | Line | NO | 0.0031 | 0.0189 | 0.00264 | 158 | 158 | 158
45201 | MERWIN | 47117 | ARIEL | 115 | 115 | PAC:LWSR | Cowlitz County, WA | 1 | Closed | Line | NO | 0.00061 | 0.00386 | 0.01445 | 161.9 | 218.1 | 258.7
43145 | DENNY | 43423 | PROGRESS | 115 | 115 | Portland General - BES NODE | Portland General - BES S/S | 1 | Closed | Line | NO | 0.00168 | 0.00886 | 0.0014 | 198 | 198 | 239
11140 | SANTA_T | 11256 | VERDE | 115 | 115 | EPE - Native Load | EPE - Native Load | 1 | Closed | Line | NO | 0.00262 | 0.01304 | 0.00205 | 168.9 | 224.9 | 168.9
45177 | LOCKHRT | 45493 | STAT ST | 115 | 115 | PAC:CBAY | PAC:CBAY | 1 | Closed | Line | NO | 0.00834 | 0.02356 | 0.00324 | 117 | 138 | 158
45166 | EAGLE PT | 45496 | STEVENRD | 115 | 115 | PAC:MDFD | PAC:MDFD | 1 | Closed | Line | NO | 0.00622 | 0.02018 | 0.00219 | 114 | 114 | 154
40604 | KENNEDY+ | 40645 | LEDBEDER+ | 115 | 115 | Lower Columbia Basin | Lower Columbia Basin | 1 | Closed | Line | NO | 0.00121 | 0.01113 | 0.00158 | 201.2 | 201.2 | 257
10009 | ALLISONT | 10007 | ALLISON# | 115 | 115 | PNM: Northwestern | PNM: Northwestern | 1 | Closed | Line | NO | 0.0092 | 0.0214 | 0.0024 | 107 | 107 | 107
40218 | LYLE# | 40382 | EECLOUSE# | 115 | 115 | Lower Columbia Basin | Lower Columbia Basin | 1 | Open | Line | NO | 0.0842 | 0.13522 | 0.01391 | 85.6 | 85.6 | 109.6
73088 | HOYT | 73493 | SANDCRK | 115 | 115 | ZoneEC | ZoneEC | 1 | Closed | Line | NO | 0.00962 | 0.09066 | 0.01213 | 208 | 208 | 208
73069 | GLENDO | 73568 | WHTROCK | 115 | 115 | ZoneEW | ZoneEW | 1 | Closed | Line | NO | 0.04766 | 0.15884 | 0.02155 | 117 | 120 | 117
10328 | SPEDRO_T | 10299 | SANPEDRO | 115 | 115 | PNM: Albuquerque | PNM: Albuquerque | 1 | Closed | Line | NO | 0.0003 | 0.0011 | 0.0002 | 133.5 | 133.5 | 133.5
33310 | SANMATEO | 33311 | BAY MDWS | 115 | 115 | Conf Load (Peninsula) | Conf Load (Peninsula) | 2 | Closed | Line | NO | 0.00958 | 0.02431 | 0.00309 | 97.2 | 110.3 | 111.5
33310 | SANMATEO | 33308 | SFIA-MA | 115 | 115 | Conf Load (Peninsula) | Conf Load (Peninsula) | 2 | Closed | Line | NO | 0.0089 | 0.0318 | 0.0045 | 227.9 | 227.9 | 239
45109 | FRY | 45169 | LEBANONP | 115 | 115 | PAC:WLMT | PAC:WLMT | 1 | Closed | Line | NO | 0.01238 | 0.04879 | 0.00673 | 128 | 157 | 172
45099 | EMPIRE P | 45493 | STAT ST | 115 | 115 | PAC:CBAY | PAC:CBAY | 1 | Open | Line | NO | 0.00818 | 0.02226 | 0.00312 | 85 | 85 | 105
41167 | BROTHERS+ | 40237 | CHRSTMS_VAL | 115 | 115 | Southern Oregon | Southern Oregon | 1 | Open | Line | NO | 0.08996 | 0.18405 | 0.02254 | 84.6 | 84.6 | 115.3
45073 | CULLY | 45328 | HOLLYW T | 115 | 115 | PAC:PTLD | PAC:PTLD | 1 | Closed | Line | NO | 0.00182 | 0.0082 | 0.00105 | 143 | 143 | 193
365680 | Q1103JCT | 365681 | Q1103 | 115 | 115 | Conf Load (Stanislaus) | Conf Load (Stanislaus) | 1 | Closed | Line | NO | 4e-05 | 7e-05 | 1e-05 | 76 | 87 | 76
33356 | BURLNGME | 33208 | MARTIN C | 115 | 115 | Conf Load (Peninsula) | Conf Load (S.F.) | 4 | Closed | Line | NO | 0.01487 | 0.05209 | 0.01624 | 199.2 | 261.1 | 199.2
32568 | IGNACIO | 30445 | IGNACIO | 115 | 230 | Conf Load (North Bay) | Conf Load (North Bay) | 4 | Closed | Transformer | YES | 0.00042 | 0.02426 | 0 | 403.2 | 463.7 | 403.2
73309 | HENDERSON | 73310 | FME | 115 | 115 | ZoneEC | ZoneEC | 1 | Closed | Line | NO | 0.0036 | 0.00536 | 0 | 120 | 120 | 120
40580 | JENKINS# | 40582 | SMITHSON# | 115 | 115 | Central Washington | Central Washington | 1 | Closed | Line | NO | 0.00348 | 0.0224 | 0.00304 | 213.1 | 213.1 | 274.9
73325 | RIPPLE | 73468 | WELL TP | 115 | 115 | ZoneFH | ZoneFH | 1 | Open | Line | NO | 0.0051 | 0.0115 | 0.00138 | 68 | 68 | 68
73364 | WARMSPGS | 73611 | EMI TAP | 115 | 115 | ZoneEW | ZoneEW | 1 | Closed | Line | NO | 0 | 0.00029 | 0 | 100 | 149 | 100
73366 | WAGNHNDS | 73607 | WAGHN NT | 115 | 115 | ZoneEW | ZoneEW | 1 | Open | Line | NO | 0 | 0.0001 | 0 | 100 | 149 | 149
38432 | OAKDLTID | 38420 | TUOLUMN | 115 | 115 | Conf Load (TID) | Conf Load (TID) | 2 | Closed | Line | NO | 0.0261 | 0.0531 | 0.0063 | 82 | 92 | 97
73390 | CSOC | 73405 | GEESEN | 115 | 115 | ZoneCS | ZoneCS | 1 | Closed | Line | NO | 0.0107 | 0.0376 | 0.00484 | 21 | 21 | 21
999906 | FIBCRO11 | 33002 | CROWN Z | 115 | 115 | Conf Load (Diablo) | Conf Load (Diablo) | 1 | Closed | Line | NO | 0.00026 | 0.00043 | 5e-05 | 59.2 | 68.7 | 88.2
41340 | NINE_MILE# | 41131 | WALAWALA | 115 | 115 | Lower Columbia Basin | Southeast Washington | 1 | Closed | Line | NO | 0.03433 | 0.10948 | 0.01291 | 131.5 | 131.5 | 167.3
38432 | OAKDLTID | 38420 | TUOLUMN | 115 | 115 | Conf Load (TID) | Conf Load (TID) | 1 | Closed | Line | NO | 0.0261 | 0.0531 | 0.0063 | 82 | 92 | 97
72137 | TELLURID | 79189 | SUNSH SM | 115 | 115 | ZoneR4 | ZoneR4 | 1 | Closed | Line | NO | 0.00792 | 0.02784 | 0.00356 | 65 | 65 | 65
34134 | WILSON A | 30800 | WILSON | 115 | 230 | Conf Load (Yosemite) | Conf Load (Yosemite) | 1 | Closed | Transformer | YES | 0.00011 | 0.03673 | 0 | 269 | 318 | 269.1
72155 | SHERHILL | 73063 | FRENCHCK | 115 | 115 | ZoneEC | ZoneEC | 1 | Closed | Line | NO | 0.01945 | 0.07306 | 0.00909 | 120 | 120 | 120
40539 | HOLCOMB+ | 41272 | OXBOW# | 115 | 115 | Seattle Area, Olympic Peninsula | Portland Area | 1 | Closed | Line | NO | 0.002 | 0.00849 | 0.00108 | 85.6 | 85.6 | 105.6
405140 | STARVRIDGE | 40514 | STARVRIDGE# | 115 | 115 | Southern Oregon | Southern Oregon | 1 | Closed | Line | NO | 0.0137 | 0.00916 | 5e-05 | 34.9 | 34.9 | 34.9
33045 | FIBRJCT1 | 33048 | RVECTP | 115 | 115 | Conf Load (Diablo) | Conf Load (Diablo) | 1 | Closed | Line | NO | 0.00087 | 0.00187 | 0.00021 | 64.7 | 75.1 | 96
72142 | REDBOX | 72144 | REDTAIL | 115 | 115 | ZoneEC | ZoneEC | 1 | Closed | Line | NO | 0.00619 | 0.03362 | 0.00462 | 244 | 244 | 244
40529 | HEDGES+ | 47279 | CHEVRON# | 115 | 115 | Lower Columbia Basin | Lower Columbia Basin | 1 | Closed | Line | NO | 0.00151 | 0.00298 | 0.00045 | 77.7 | 87.6 | 110.5
72191 | GATEWY | 78101 | BOYD | 115 | 115 | ZoneFH | PRPA | 1 | Closed | Line | NO | 0.00331 | 0.02337 | 0.00288 | 147 | 147 | 147
72195 | PIERCE | 73145 | NUNN | 115 | 115 | ZoneFH | ZoneFH | 1 | Closed | Line | NO | 0.00381 | 0.03888 | 0.00487 | 119 | 119 | 119
40523 | HAUSER# | 40623 | LAKE_SID+ | 115 | 115 | Western Oregon | Western Oregon | 1 | Closed | Line | NO | 0.01125 | 0.02379 | 0.00277 | 105.6 | 105.6 | 129.5
10227 | NORTHPNM | 10212 | MPLAZA_T | 115 | 115 | PNM: Albuquerque | PNM: Albuquerque | 1 | Closed | Line | NO | 0.0032 | 0.0118 | 0.00156 | 156 | 156 | 196
73311 | FMS | 73377 | EXCEL | 115 | 115 | ZoneEC | ZoneEC | 1 | Open | Line | NO | 0 | 0.0003 | 0 | 109 | 109 | 109
10313 | SHELLTAP | 10086 | CUCHILLA | 115 | 115 | PNM: Sandoval | PNM: Sandoval | 1 | Closed | Line | NO | 0.0036 | 0.0127 | 0.00202 | 131 | 156 | 167
44520 | VERNON | 44531 | KENNEDY | 115 | 115 | PAC:PTLD | PAC:PTLD | 1 | Closed | Line | NO | 0.00137 | 0.00726 | 0.00113 | 144 | 182 | 229
45077 | DAYSCREK | 45091 | DIXONVLE | 115 | 115 | PAC:ROSE | PAC:ROSE | 1 | Closed | Line | NO | 0.03617 | 0.10984 | 0.01322 | 110 | 122 | 155
66245 | PLATTE | 73177 | SEMINOTP | 115 | 115 | WY CENTRAL | ZoneEW | 1 | Open | Line | NO | 0.0398 | 0.1293 | 0.0162 | 100 | 100 | 100
41182 | ALDERWOD | 47137 | CHESHIRE+ | 115 | 115 | Western Oregon | Western Oregon | 1 | Closed | Line | NO | 0.01501 | 0.04314 | 0.00603 | 137.4 | 137.4 | 167.3
73452 | BLACKFOR | 73455 | BLKFORTP | 115 | 115 | ZoneCS | ZoneCS | 1 | Closed | Line | NO | 0.0029 | 0.0111 | 0.00148 | 92 | 92 | 92
47165 | HANLY R1 | 40507 | HARNEY | 115 | 115 | Southern Oregon | Southern Oregon | 1 | Closed | Line | NO | 0.01707 | 0.0353 | 0.0043 | 91.6 | 91.6 | 91.6
48079 | COLBERT | 40255 | COLBERT# | 115 | 115 | AVA: Spokane | Spokane Area Publics | 1 | Closed | Line | NO | 0.01372 | 0.02027 | 0.00233 | 61.7 | 61.7 | 90.2
72432 | LINDON | 73125 | LSCHANCE | 115 | 115 | ZoneEC | ZoneEC | 1 | Closed | Line | NO | 0.03694 | 0.08641 | 0.00979 | 68 | 68 | 68
300104 | KERNRDGE_S20 | 300110 | KERNRDGE_L18 | 115 | 115 | Conf Load (Kern) | Conf Load (Kern) | 1 | Closed | Line | NO | 0.00056 | 0.00148 | 0.00021 | 98.2 | 112.1 | 141.8
79068 | WOLCOTT | 79069 | WOLCOTT | 115 | 230 | ZoneRW | ZoneRW | T2 | Closed | Transformer | YES | 0 | 0.08667 | 0 | 100 | 100 | 100
40506 | EOF/PSF+ | 40510 | HANFORD2_CON | 115 | 115 | Lower Columbia Basin | Lower Columbia Basin | 1 | Closed | Line | NO | 0.00203 | 0.00326 | 0.00034 | 85.6 | 85.6 | 109.6
33048 | RVECTP | 33049 | RVEC | 115 | 115 | Conf Load (Diablo) | Conf Load (Diablo) | 1 | Closed | Line | NO | 0.00087 | 0.00187 | 0.00021 | 65 | 75 | 96
72407 | DOWEFLAT | 73127 | LYONS | 115 | 115 | ZoneFH | ZoneFH | 1 | Closed | Line | NO | 0.01144 | 0.02369 | 0.00287 | 21.6 | 21.6 | 21.6
40259 | COLUMBIA | 41105 | VALHALLA | 115 | 115 | Central Washington | Central Washington | 2 | Closed | Line | NO | 0.00502 | 0.02884 | 0.00398 | 213.1 | 213.1 | 274.9
33305 | SHAWROAD | 33208 | MARTIN C | 115 | 115 | Conf Load (Peninsula) | Conf Load (S.F.) | 6 | Closed | Line | NO | 0.01012 | 0.03625 | 0.01018 | 239 | 239 | 239
32991 | MARTNZ E | 33043 | IMHOFF_2 | 115 | 115 | Conf Load (Diablo) | Conf Load (Diablo) | 2 | Closed | Line | NO | 0.0046 | 0.0163 | 0.0022 | 224.2 | 224.2 | 239
40495 | HALFMOON+ | 41099 | TUM_TUM# | 115 | 115 | Spokane Area, N Idaho, W Montana | Spokane Area, N Idaho, W Montana | 1 | Closed | Line | NO | 0.0009 | 0.01034 | 0.00126 | 278.9 | 278.9 | 358.5
10906 | REDMESA | 10322 | SLUCAS_T | 115 | 115 | PNM: EHV and Gen | PNM: Northwestern | 1 | Closed | Line | NO | 0.03353 | 0.13412 | 0.01642 | 133 | 133 | 167
10230 | NORTON_1 | 10201 | MEJIA_T | 115 | 115 | PNM: Santa Fe | PNM: Santa Fe | 1 | Closed | Line | NO | 0.01083 | 0.0526 | 0.00696 | 184 | 184 | 184
45021 | BOYER | 47200 | NESTUCCA# | 115 | 115 | PAC:LNCT | Portland Area | 1 | Closed | Line | NO | 0.03674 | 0.07844 | 0.00896 | 105.6 | 105.6 | 131.5
38410 | WESTL115 | 38434 | MARSHALL | 115 | 115 | Conf Load (TID) | Conf Load (TID) | 1 | Closed | Line | NO | 0.0065 | 0.0423 | 0.0065 | 176 | 187 | 210
45010 | ASHLAND | 45501 | TALENT | 115 | 115 | PAC:MDFD | PAC:MDFD | 1 | Closed | Line | NO | 0.00826 | 0.03143 | 0.00473 | 121 | 152 | 181
33200 | LARKIN D | 33204 | POTRERO | 115 | 115 | Conf Load (S.F.) | Conf Load (S.F.) | 1 | Closed | Line | NO | 0.00199 | 0.00662 | 0.08521 | 149.4 | 199.2 | 149.4
41229 | LOOKOUTN | 44274 | LOKOUT_PT_PH | 115 | 115 | Western Oregon | Western Oregon | 1 | Closed | Line | NO | 0.00029 | 0.00119 | 0.00016 | 169.3 | 169.3 | 219.1
41239 | MOYIE# | 41240 | NORTH_BENCH# | 115 | 115 | Spokane Area, N Idaho, W Montana | Spokane Area, N Idaho, W Montana | 1 | Closed | Line | NO | 0.01192 | 0.01869 | 0.00192 | 41.8 | 41.8 | 85.6
42047 | BAKERVUE | 42069 | LABOUNTY | 115 | 115 | WHATCOM | WHATCOM | 1 | Closed | Line | NO | 0.00963 | 0.032 | 0.00468 | 135.4 | 135.4 | 159.9
78106 | LONGPEAK | 78107 | DEL CTAP | 115 | 115 | PRPA | PRPA | 1 | Closed | Line | NO | 0.002 | 0.01555 | 0.00198 | 238 | 238 | 238
79071 | HESPERUS | 79078 | BODO | 115 | 115 | ZoneR4 | Zone69 | 1 | Closed | Line | NO | 0.009 | 0.0558 | 0.00742 | 137 | 137 | 137
38436 | WALNT115 | 38411 | WASHINGTON | 115 | 115 | Conf Load (TID) | Conf Load (TID) | 1 | Closed | Line | NO | 0 | 0.002 | 0 | 176 | 187 | 210
46757 | OHOP-2 | 41243 | OHOP-T | 115 | 115 | Tacoma Power - General | Tacoma Power - Mutuals | 1 | Closed | Line | NO | 0 | 0.0001 | 0 | 276.1 | 305.9 | 312.3
40475 | GOLD_BEACH | 47048 | GLDBCHL1 | 115 | 115 | Western Oregon | Western Oregon | DS | Closed | Line | NO | 0 | 0.00029 | 0 | 239 | 334.2 | 344.3
40469 | GLASGOW# | 40523 | HAUSER# | 115 | 115 | Western Oregon | Western Oregon | 1 | Closed | Line | NO | 0.0165 | 0.03493 | 0.00406 | 105.6 | 105.6 | 129.5
10035 | BELAIR_T | 10133 | HW-CG | 115 | 115 | PNM: Albuquerque | PNM: Albuquerque | 1 | Closed | Line | NO | 0.00137 | 0.0049 | 0.00066 | 154 | 154 | 169
45021 | BOYER | 45387 | DEVIL LK | 115 | 115 | PAC:LNCT | PAC:LNCT | 2 | Closed | Line | NO | 0.04564 | 0.11536 | 0.01364 | 77 | 77 | 103
72740 | COWCREEK | 79190 | DALLASCR | 115 | 115 | Zone69 | Zone69 | 1 | Closed | Line | NO | 0.0079 | 0.0299 | 0.00396 | 119 | 119 | 119
43395 | ARMSTRONG | 43772 | ARMSTRONG# | 115 | 115 | Portland General - SUBT NODE | Portland General - BES NODE | 1 | Open | Line | NO | 0.00219 | 0.00317 | 0.00036 | 83 | 83 | 108
45011 | ASTOR TP | 45314 | LWSCLARK | 115 | 115 | PAC:CLTP | PAC:CLTP | 1 | Closed | Line | NO | 0.0014 | 0.00394 | 0.00054 | 116 | 127 | 165
32412 | ATLANTIC | 30335 | ATLANTC | 115 | 230 | Conf Load (Sierra) | Conf Load (Sierra) | 2 | Closed | Transformer | YES | 0.00026 | 0.02057 | 0 | 420 | 462 | 420
40393 | ELY+ | 40605 | KENNEWIC# | 115 | 115 | Lower Columbia Basin | Lower Columbia Basin | 2 | Closed | Line | NO | 0.00323 | 0.0093 | 0.00131 | 101.6 | 101.6 | 153.4
72755 | IRONHRS | 79099 | FLOR.RIV | 115 | 115 | Zone69 | Zone69 | 1 | Closed | Line | NO | 0.00869 | 0.04875 | 0.00477 | 199 | 199 | 199
40455 | GARIBALD+ | 40743 | MOHLER | 115 | 115 | Portland Area | Portland Area | 1 | Closed | Line | NO | 0.0214 | 0.06297 | 0.00797 | 115 | 124 | 124
32214 | RIO OSO | 30330 | RIO OSO | 115 | 230 | Conf Load (Sierra) | Conf Load (Sierra) | 2 | Closed | Transformer | YES | 0.00263 | 0.07002 | 0 | 126.7 | 126.7 | 134.4
37910 | CANBY | 37919 | EAST RDG | 115 | 115 | Conf Load (Redding) | Conf Load (Redding) | 1 | Closed | Line | NO | 0.00363 | 0.0129 | 0.00199 | 189 | 209 | 169
43423 | PROGRESS | 43591 | TIGARD 2 | 115 | 115 | Portland General - BES S/S | Portland General - BES NODE | 1 | Closed | Line | NO | 0.00116 | 0.00611 | 0.00096 | 198 | 198 | 266
41322 | TANNER | 42309 | MOUNT SI | 115 | 115 | PSEOTHER | N.KING | 1 | Closed | Line | NO | 0.00427 | 0.02233 | 0.00359 | 175.3 | 175.3 | 233
40269 | CONNEL# | 40729 | MESA+ | 115 | 115 | Lower Columbia Basin | Lower Columbia Basin | 1 | Closed | Line | NO | 0.01292 | 0.02724 | 0.00319 | 105.6 | 105.6 | 137.4
33208 | MARTIN C | 33303 | EST GRND | 115 | 115 | Conf Load (S.F.) | Conf Load (Peninsula) | 2 | Closed | Line | NO | 0.00596 | 0.02126 | 0.00304 | 258.9 | 261.1 | 244.8
43451 | REDLAND2 | 43447 | REDLAND | 115 | 115 | Portland General - BES NODE | Portland General - BES NODE | 1 | Open | Line | NO | 7e-05 | 0.00035 | 6e-05 | 219 | 219 | 285
41297 | FOSTER_WELS# | 40442 | FRANKL W | 115 | 115 | Lower Columbia Basin | Lower Columbia Basin | 1 | Closed | Line | NO | 0.00191 | 0.01489 | 0.00209 | 231.1 | 231.1 | 302.8
74060 | CPGSTN | 74220 | SWEETGRASS | 115 | 115 | ZoneEW | ZoneEW | 2 | Closed | Line | NO | 0.00464 | 0.04576 | 0.00609 | 285 | 285 | 285
40273 | CONSER# | 40921 | SALEM | 115 | 115 | Western Oregon | Portland Area | 1 | Closed | Line | NO | 0.02381 | 0.10063 | 0.01295 | 165.3 | 165.3 | 201.2
72786 | BASKTMKR | 79118 | Y.JACK W | 115 | 115 | Zone69 | Zone69 | 1 | Closed | Line | NO | 8e-05 | 0.0006 | 8e-05 | 119 | 119 | 119
40436 | E_OMAK# | 40448 | CHCKN_CK+ | 115 | 115 | Central Washington | Central Washington | 1 | Closed | Line | NO | 0.00675 | 0.05546 | 0.00695 | 85.6 | 85.6 | 111.5
47123 | BIGPASCO+ | 40440 | FRANKL E | 115 | 115 | Lower Columbia Basin | Lower Columbia Basin | 1 | Closed | Line | NO | 0.00123 | 0.0106 | 0.00194 | 200 | 229 | 280
40277 | COSMOPLS | 40871 | RAYMOND | 115 | 115 | Seattle Area, Olympic Peninsula | Seattle Area, Olympic Peninsula | 1 | Closed | Line | NO | 0.02493 | 0.10776 | 0.01324 | 165.3 | 165.3 | 201.2
72781 | DOECANYN | 72782 | ANASAZI | 115 | 115 | ZoneR4 | Zone69 | 1 | Closed | Line | NO | 0.00628 | 0.04032 | 0.00492 | 142 | 142 | 142
48125 | FOURLBPA | 40439 | FOURLKS | 115 | 115 | AVA: Spokane | AVA: Spokane | 1 | Closed | Line | NO | 0.01346 | 0.02772 | 0.00339 | 76.9 | 76.9 | 112.7
48001 | 4LAKE TP | 40439 | FOURLKS | 115 | 115 | AVA: Spokane | AVA: Spokane | 1 | Open | Line | NO | 0.01692 | 0.03484 | 0.00426 | 78.1 | 78.1 | 114.3
47044 | FSTR CR | 40437 | FOSTER_C+ | 115 | 115 | Central Washington | Central Washington | DS | Open | Line | NO | 0.00017 | 0.00027 | 2e-05 | 119.5 | 167.1 | 179.8
40436 | E_OMAK# | 40437 | FOSTER_C+ | 115 | 115 | Central Washington | Central Washington | 1 | Closed | Line | NO | 0.00411 | 0.00702 | 0.00071 | 85.6 | 85.6 | 111.5
19067 | ED-5 | 19048 | EMPIRE | 115 | 115 | WAPA-DSW | WAPA-DSW | 1 | Closed | Line | NO | 0.00915 | 0.05172 | 0.00711 | 170 | 170 | 170
43410 | PEN PARK | 43414 | PEN TP2 | 115 | 115 | Portland General - BES NODE | Portland General - BES NODE | 1 | Open | Line | NO | 0.00054 | 0.00274 | 0.00047 | 198 | 198 | 266
45067 | COQUILLE | 45296 | LHRT TAP | 115 | 115 | PAC:CBAY | PAC:CBAY | 1 | Closed | Line | NO | 0.01796 | 0.07179 | 0.00965 | 144 | 171 | 174
43109 | CORNELUS | 40427 | FOR GROV | 115 | 115 | Portland General - BES S/S | Portland Area | 1 | Closed | Line | NO | 0.00216 | 0.01146 | 0.00178 | 198 | 198 | 266
73035 | BURLNGTN | 96175 | mid_96175 | 115 | 230 | ZoneEC | ZoneEC | 2 | Closed | TransformerWinding | YES | 0.00126 | -0.00849 | 0 | 159.3 | 159.3 | 159.3
19048 | EMPIRE | 19222 | CASAGRND | 115 | 115 | WAPA-DSW | WAPA-DSW | 1 | Closed | Line | NO | 0.0171 | 0.09669 | 0.01329 | 170 | 170 | 170
40431 | FORTROCK+ | 40636 | CONNLEY# | 115 | 115 | Southern Oregon | Southern Oregon | 1 | Closed | Line | NO | 0.00853 | 0.05072 | 0.00652 | 201.2 | 201.2 | 256.9
15102 | ASARCOTP | 15138 | CRUSHER | 115 | 115 | SRP EMA 115kV | SRP EMA 115kV | 1 | Closed | Line | NO | 0.00078 | 0.0023 | 0.0003 | 135.1 | 143.8 | 135.1
73578 | GLDNPNDS | 78114 | ROGERSRD | 115 | 115 | ZoneFH | PRPA | 1 | Closed | Line | NO | 0.00139 | 0.00644 | 0.01266 | 159 | 159 | 159
40419 | FIRST+ | 47271 | SAND_HILL+ | 115 | 115 | Lower Columbia Basin | Lower Columbia Basin | 1 | Closed | Line | NO | 0.00108 | 0.0062 | 0.00088 | 213.1 | 213.1 | 274.9
31504 | TBLE MTN | 30300 | TABLE MTN D | 115 | 230 | Conf Load (N. Valley) | Conf Load (N. Valley) | 4 | Closed | Transformer | YES | 0.00029 | 0.02197 | 0 | 420 | 462 | 420
73610 | EMIGRNT | 73611 | EMI TAP | 115 | 115 | ZoneEW | ZoneEW | 1 | Closed | Line | NO | 0.002 | 0.0055 | 0.00077 | 100 | 149 | 100
42964 | PT. MAD | 42983 | WINSLOWT | 115 | 115 | KITSAP | KITSAP | 1 | Closed | Line | NO | 3e-05 | 0.00014 | 2e-05 | 110 | 110 | 180.3
72954 | MAVERICK | 79011 | CAHONE | 115 | 115 | ZoneR4 | ZoneR4 | 1 | Closed | Line | NO | 0.02408 | 0.24227 | 0.03113 | 168 | 168 | 168
32972 | EBAYMUDJ | 33035 | LKWD_JCT | 115 | 115 | Conf Load (Diablo) | Conf Load (Diablo) | 1 | Closed | Line | NO | 0.00135 | 0.00673 | 0.00114 | 151.2 | 175.5 | 193.6
43388 | OSTLTP2 | 43463 | RIVRGT B | 115 | 115 | Portland General - BES S/S | Portland General - BES S/S | 1 | Closed | Line | NO | 0.00127 | 0.0067 | 0.00105 | 198 | 198 | 239
73003 | AKRON | 73372 | OTIS LM | 115 | 115 | ZoneEC | ZoneEC | 1 | Closed | Line | NO | 0.0504 | 0.1036 | 0.0122 | 85 | 93.5 | 85
73578 | GLDNPNDS | 78110 | LNGMNTNW | 115 | 115 | ZoneFH | PRPA | 1 | Closed | Line | NO | 0.00039 | 0.00409 | 0.00265 | 199 | 199 | 199
12007 | BELEN_PG | 10109 | BELEN_PST | 115 | 115 | PNM: Belen | PNM: Belen | 1 | Closed | Transformer | YES | 0 | 0.11667 | 0 | 120 | 120 | 120
32974 | LAKEWD-M | 32976 | LK_REACT | 115 | 115 | Conf Load (Diablo) | Conf Load (Diablo) | 9 | Closed | Line | NO | 0.0005 | 0.068 | 0 | 159 | 159 | 159
40407 | FAIRVIEW | 41045 | SUMNER# | 115 | 115 | Western Oregon | Western Oregon | 1 | Closed | Line | NO | 0.01383 | 0.03279 | 0.00372 | 105.6 | 105.6 | 129.5
15106 | FRAZIER | 15115 | MOONSHIN | 115 | 115 | SRP EMA 115kV | SRP EMA 115kV | 1 | Closed | Line | NO | 0.02584 | 0.14536 | 0.02015 | 182.1 | 196.2 | 182.1
40407 | FAIRVIEW | 40783 | NORWAY+ | 115 | 115 | Western Oregon | Western Oregon | 1 | Closed | Line | NO | 0.03573 | 0.07589 | 0.00881 | 51.8 | 51.8 | 97.6
15106 | FRAZIER | 15134 | ROOSEVLT | 115 | 115 | SRP EMA 115kV | SRP EMA 115kV | 1 | Closed | Line | NO | 0.00901 | 0.01407 | 0.00143 | 40.6 | 48.4 | 40.6
33208 | MARTIN C | 33207 | BAYSHOR2 | 115 | 115 | Conf Load (S.F.) | Conf Load (S.F.) | 2 | Closed | Line | NO | 0.00093 | 0.00699 | 0.08571 | 166.7 | 252.6 | 166.7
15107 | GOLDFELD | 15109 | HORSMESA | 115 | 115 | SRP EMA 115kV | SRP EMA 115kV | 1 | Closed | Line | NO | 0.01752 | 0.09946 | 0.01364 | 204 | 221.9 | 204
73002 | AIRPORT | 73433 | WINDSORT | 115 | 115 | ZoneFH | ZoneFH | 1 | Closed | Line | NO | 0.00272 | 0.0168 | 0.0024 | 166 | 170 | 166
40401 | FAIRMONT | 47293 | DISCOVERY# | 115 | 115 | Seattle Area, Olympic Peninsula | Seattle Area, Olympic Peninsula | 1 | Closed | Line | NO | 0.001 | 0.00763 | 0.00276 | 145 | 145 | 235
73006 | ANTON | 73010 | ARICKARE | 115 | 115 | ZoneEC | ZoneEC | 1 | Closed | Line | NO | 0.0476 | 0.0977 | 0.01 | 56 | 56 | 56
31491 | GPH-BC | 30265 | BCKS CRK | 115 | 230 | Conf Load (N. Valley) | Conf Load (N. Valley) | 1 | Open | Transformer | YES | 0.01122 | 0.30944 | 0 | 30 | 30 | 30
40401 | FAIRMONT | 47040 | QUILCENE+ | 115 | 115 | Seattle Area, Olympic Peninsula | Seattle Area, Olympic Peninsula | 1 | Closed | Line | NO | 0.0314 | 0.0664 | 0.00775 | 51.8 | 51.8 | 95.6
40401 | FAIRMONT | 47002 | IRONDALE | 115 | 115 | Seattle Area, Olympic Peninsula | Seattle Area, Olympic Peninsula | 1 | Closed | Line | NO | 0.00617 | 0.03772 | 0.0052 | 129 | 129 | 129
45442 | NEHAL TP | 45033 | CANNON B | 115 | 115 | PAC:CLTP | PAC:CLTP | 1 | Closed | Line | NO | 0.0213 | 0.06268 | 0.00793 | 114 | 124 | 124
40401 | FAIRMONT | 41018 | T3BA_DAS+ | 115 | 115 | Seattle Area, Olympic Peninsula | Seattle Area, Olympic Peninsula | 2 | Closed | Line | NO | 0.06723 | 0.27938 | 0.03645 | 79.7 | 79.7 | 155.4
40397 | FAIRCHLD | 48388 | SILVRLK2 | 115 | 115 | AVA: Spokane | AVA: Spokane | 1 | Closed | Line | NO | 0.01193 | 0.04416 | 0.007 | 119.7 | 119.7 | 176.5
46221 | DILLARDT | 40395 | EUGENE | 115 | 115 | Eugene, OR | Western Oregon | 2 | Closed | Line | NO | 0.01744 | 0.05424 | 0.00683 | 137.4 | 137.4 | 169.3
66185 | PALISADES | 66472 | PAL_SNR_CIO | 115 | 115 | ID BPA | ID BPA | 1 | Closed | Line | NO | 0 | 0.00029 | 0 | 188.8 | 188.8 | 234.4
79089 | SHENDOAH | 79111 | MANCOSTP | 115 | 115 | Zone69 | Zone69 | 1 | Closed | Line | NO | 0.0189 | 0.1181 | 0.01571 | 238 | 238 | 238
40395 | EUGENE | 40815 | VA_PARKER+ | 115 | 115 | Western Oregon | Western Oregon | 1 | Closed | Line | NO | 0.00378 | 0.0216 | 0.003 | 203.2 | 203.2 | 251
40391 | ELMO+ | 629094 | KERR BPA | 115 | 115 | Western Montana | MISSOULA_MT | 1 | Closed | Line | NO | 0.01741 | 0.07404 | 0.0094 | 165.3 | 165.3 | 211.1
10206 | MIMBRES | 10510 | AIRPOR_T | 115 | 115 | PNM: Deming | PNM: Deming | 1 | Closed | Line | NO | 0.0692 | 0.2757 | 0.0339 | 133 | 133 | 133
73142 | N.YUMA | 73166 | REDWILLW | 115 | 115 | ZoneEC | ZoneEC | 1 | Closed | Line | NO | 0.0075 | 0.029 | 0.00371 | 79 | 79 | 79
14355 | PRESCOTT | 14364 | BAGDTWN | 115 | 115 | APS | APS | 1 | Closed | Line | NO | 0.04558 | 0.24268 | 0.03323 | 99 | 118.7 | 99
40385 | E_ELLENSBRG# | 40387 | ELLENSBG | 115 | 115 | Central Washington | Central Washington | 1 | Closed | Line | NO | 0.00077 | 0.00606 | 0.00083 | 249 | 249 | 320.7
42005 | ARCO N | 42050 | BIRCHBAY | 115 | 115 | WHATCOMI | WHATCOM | 1 | Closed | Line | NO | 0.00098 | 0.00796 | 0.00164 | 239 | 239 | 239
40384 | EGYPT# | 40637 | LARENE+ | 115 | 115 | Spokane Area, N Idaho, W Montana | Spokane Area, N Idaho, W Montana | 1 | Closed | Line | NO | 0.00197 | 0.01158 | 0.00152 | 203.2 | 203.2 | 263
42067 | HANNEGAN | 42007 | LYNDEN | 115 | 115 | WHATCOM | WHATCOM | 1 | Closed | Line | NO | 0.01072 | 0.03005 | 0.00427 | 135.4 | 135.4 | 159.9
33203 | MISSON | 33205 | HNTRS PT | 115 | 115 | Conf Load (S.F.) | Conf Load (S.F.) | 2 | Closed | Line | NO | 0.0027 | 0.0093 | 0.0995 | 105.6 | 243 | 105.6
73008 | ARCHER | 96179 | mid_96179 | 115 | 230 | ZoneEW | ZoneEW | 2 | Closed | TransformerWinding | YES | 0.00333 | 0.09817 | 0 | 200 | 240 | 200
45045 | CHILQUIN | 45047 | CHILQUIN | 115 | 230 | PAC:KFAL | PAC:KFAL | 1 | Closed | Transformer | YES | 0.00312 | 0.07884 | 0 | 100 | 135 | 120
33206 | BAYSHOR1 | 33204 | POTRERO | 115 | 115 | Conf Load (S.F.) | Conf Load (S.F.) | 1 | Closed | Line | NO | 0.00044 | 0.00318 | 0.04084 | 166.7 | 252.6 | 166.7
40380 | EECLOUSE | 41372 | JOHNDAY | 115 | 115 | Lower Columbia Basin | Lower Columbia Basin | 1 | Closed | Line | NO | 0.03189 | 0.05791 | 0.0067 | 83 | 83 | 83
10284 | S.JOSEPH | 10019 | ASPEN | 115 | 115 | PNM: Albuquerque | PNM: Albuquerque | 1 | Closed | Line | NO | 0.001 | 0.0108 | 0.0018 | 322 | 322 | 409
40377 | EAGLE_LAKE+ | 40860 | RADAR_HILL# | 115 | 115 | Lower Columbia Basin | Lower Columbia Basin | 1 | Closed | Line | NO | 0.00144 | 0.00439 | 0.00054 | 137.4 | 137.4 | 175.3
73010 | ARICKARE | 73094 | JOES | 115 | 115 | ZoneEC | ZoneEC | 1 | Closed | Line | NO | 0.0217 | 0.0838 | 0.0108 | 97 | 97 | 97
10035 | BELAIR_T | 10033 | BEL_AIR | 115 | 115 | PNM: Albuquerque | PNM: Albuquerque | 1 | Closed | Line | NO | 0.0027 | 0.0045 | 0.00052 | 133 | 133 | 143
78656 | BRIARGATE N | 78657 | BRIARGATE S | 115 | 115 | CSU | CSU | 1 | Closed | Line | NO | 0 | 0.00029 | 0 | 343 | 378 | 343
40370 | PINECREEK# | 41085 | TONASKET | 115 | 115 | Central Washington | Central Washington | 2 | Closed | Line | NO | 0.01017 | 0.06229 | 0.00757 | 213.1 | 213.1 | 274.9
43756 | CLACKMA# | 43766 | JENGSL # | 115 | 115 | Portland General - BES NODE | Portland General - BES NODE | 1 | Closed | Line | NO | 0.00117 | 0.00615 | 0.00097 | 198 | 198 | 266
40371 | E OMAK | 40370 | PINECREEK# | 115 | 115 | Central Washington | Central Washington | 2 | Closed | Line | NO | 0.00939 | 0.05775 | 0.00695 | 213.1 | 213.1 | 274.9
43037 | BETHEL | 43318 | MIDGRV # | 115 | 115 | Portland General - BES S/S | Portland General - BES NODE | 1 | Closed | Line | NO | 0.00268 | 0.01433 | 0.0022 | 198 | 198 | 266
45045 | CHILQUIN | 45105 | FISHHOLE | 115 | 115 | PAC:KFAL | PAC:KFAL | 1 | Closed | Line | NO | 0.09718 | 0.28789 | 0.03593 | 109 | 120 | 148
43745 | HORIZN3 | 43740 | HORIZN | 115 | 230 | Portland General - BES S/S | Portland General - BES S/S | 3 | Closed | Transformer | YES | 0.00043 | 0.02574 | 0 | 398 | 398 | 478
79079 | BULLOCK | 79115 | SPRCKTAP | 115 | 115 | Zone69 | Zone69 | 1 | Closed | Line | NO | 0.005 | 0.0153 | 0.00186 | 79 | 79 | 79
10082 | CORRALB | 10303 | SARA_CT | 115 | 115 | PNM: Sandoval | PNM: Sandoval | 1 | Closed | Line | NO | 0.00031 | 0.00118 | 0.00016 | 133 | 133 | 133
73008 | ARCHER | 96180 | mid_96180 | 115 | 230 | ZoneEW | ZoneEW | 1 | Closed | TransformerWinding | YES | 0.0006 | -0.00254 | 0 | 200 | 240 | 200
78656 | BRIARGATE N | 78672 | KETTLECK N | 115 | 115 | CSU | CSU | 1 | Closed | Line | NO | 0.00415 | 0.02599 | 0.02235 | 186 | 215 | 186
623112 | COLSTRIP 115 | 97951 | mid_97951 | 115 | 115 | COLSTRIP_MT | COLSTRIP_MT | 1 | Closed | TransformerWinding | YES | 0 | 0.22312 | 0 | 24 | 26.4 | 24
33008 | GRIZLYJ2 | 32780 | CLARMNT | 115 | 115 | Conf Load (Diablo) | Conf Load (East Bay) | 2 | Closed | Line | NO | 0.00907 | 0.02556 | 0.01155 | 140 | 159.7 | 192
10054 | MSSIONT | 10227 | NORTHPNM | 115 | 115 | PNM: Albuquerque | PNM: Albuquerque | 1 | Closed | Line | NO | 0.0002 | 0.0008 | 0.0001 | 135 | 135 | 169
10463 | ROY | 10023 | AVILA_T | 115 | 115 | PNM: Albuquerque | PNM: Sandoval | 1 | Closed | Line | NO | 0.0125 | 0.0497 | 0.00604 | 155 | 155 | 195
32561 | MTCLPHJ1 | 32560 | MNTCLOPH | 115 | 115 | Conf Load (North Bay) | Conf Load (North Bay) | 1 | Open | Line | NO | 0.0022 | 0.0037 | 0.0004 | 59.2 | 68.7 | 88.2
40343 | DEMOSS | 47330 | PATU# | 115 | 115 | Lower Columbia Basin | Lower Columbia Basin | 1 | Closed | Line | NO | 0.01678 | 0.04873 | 0.01334 | 137.4 | 137.4 | 175.3
78655 | BRADLEY S | 78668 | FOUNTAIN N | 115 | 115 | CSU | CSU | 1 | Closed | Line | NO | 0.00449 | 0.02315 | 0.0031 | 195 | 212 | 195
45378 | BLOSS | 45053 | COLUM PG | 115 | 115 | PAC:PTLD | PAC:PTLD | 1 | Closed | Line | NO | 0.00194 | 0.01946 | 0.0032 | 256 | 283 | 344
42001 | PORWY N | 42003 | PORWY S | 115 | 115 | WHATCOM | WHATCOM | 1 | Closed | Line | NO | 0 | 0.0001 | 0 | 430 | 430 | 518
43709 | KP TAP | 43710 | KELLEYPT | 115 | 115 | Portland General - BES NODE | Portland General - BES NODE | 1 | Closed | Line | NO | 0.00188 | 0.01076 | 0.00143 | 198 | 198 | 239
43764 | BARNESTP1 | 43704 | HILLCRST | 115 | 115 | Portland General - BES NODE | Portland General - BES S/S | 1 | Closed | Line | NO | 0.00104 | 0.00547 | 0.00086 | 198 | 198 | 266
43697 | GLISAN | 43715 | MCGILL | 115 | 115 | Portland General - BES S/S | Portland General - BES S/S | 1 | Closed | Line | NO | 0.00209 | 0.01116 | 0.00172 | 198 | 198 | 266
42002 | BELNGM E | 42058 | BRITTON | 115 | 115 | WHATCOM | WHATCOM | 1 | Closed | Line | NO | 0.00223 | 0.01732 | 0.00305 | 280.9 | 280.9 | 330.8
43686 | BLUELAKE2 | 43685 | BLUELAKE | 115 | 230 | Portland General - BES S/S | Portland General - BES S/S | 2 | Closed | Transformer | YES | 0.00038 | 0.02623 | 0 | 390 | 390 | 478
43818 | WSTPRT 2 | 43657 | WSTPRTLD | 115 | 115 | Portland General - BES NODE | Portland General - BES S/S | 1 | Open | Line | NO | 0 | 0.0003 | 0 | 198 | 198 | 239
43817 | WSTPRT 1 | 43657 | WSTPRTLD | 115 | 115 | Portland General - BES NODE | Portland General - BES S/S | 1 | Closed | Line | NO | 0 | 0.0003 | 0 | 198 | 198 | 239
43651 | SULZER | 43793 | SULZER # | 115 | 115 | Portland General - Industrial | Portland General - BES NODE | 1 | Closed | Line | NO | 0.00063 | 0.00151 | 0.00021 | 114 | 114 | 153
44565 | FRIEND_115 | 44566 | FRIEND_230 | 115 | 230 | PAC:C.OR | PAC:C.OR | 2 | Closed | Transformer | YES | 0.00048 | 0.03207 | 0 | 250 | 283 | 305
40309 | COWL CCP | 40669 | LONGVIEW_S | 115 | 115 | Cowlitz County, WA | Cowlitz County, WA | 1 | Closed | Line | NO | 0.00339 | 0.02013 | 0.00275 | 213.1 | 213.1 | 262.9
33020 | MORAGA | 32780 | CLARMNT | 115 | 115 | Conf Load (Diablo) | Conf Load (East Bay) | 1 | Closed | Line | NO | 0.00888 | 0.02583 | 0.0035 | 99 | 111 | 112
79103 | GARNET M | 79104 | GARNETAP | 115 | 115 | Zone69 | Zone69 | 1 | Closed | Line | NO | 0.0089 | 0.035 | 0.00447 | 143 | 143 | 143
73020 | BEAVERCK | 73065 | GARY | 115 | 115 | ZoneEC | ZoneEC | 1 | Closed | Line | NO | 0.0165 | 0.0537 | 0.0068 | 109 | 109 | 109
15135 | MIAMI 4 | 15133 | ELLISOTP | 115 | 115 | SRP EMA 115kV | SRP EMA 115kV | 1 | Closed | Line | NO | 0.00161 | 0.00742 | 0.0011 | 131.3 | 131.3 | 131.3
11316 | OTERO | 11122 | ORO_GRAN | 115 | 115 | EPE - Native Load | EPE - Native Load | 1 | Closed | Line | NO | 0.03476 | 0.14494 | 0.018 | 135.4 | 164.7 | 135.4
43357 | NEWBERG | 43533 | SPNWSPR1 | 115 | 115 | Portland General - BES S/S | Portland General - BES NODE | 1 | Closed | Line | NO | 0.00128 | 0.0067 | 0.00108 | 198 | 198 | 239
33208 | MARTIN C | 33205 | HNTRS PT | 115 | 115 | Conf Load (S.F.) | Conf Load (S.F.) | 1 | Closed | Line | NO | 0.00232 | 0.00776 | 0.09027 | 129.5 | 204.2 | 129.5
43364 | NORTHERN | 43461 | RIVRGT A | 115 | 115 | Portland General - BES S/S | Portland General - BES S/S | 1 | Closed | Line | NO | 0.00348 | 0.01821 | 0.00295 | 198 | 198 | 266
32780 | CLARMNT | 32782 | STATIN D | 115 | 115 | Conf Load (East Bay) | Conf Load (East Bay) | 2 | Closed | Line | NO | 0.00113 | 0.00445 | 0.09921 | 182.1 | 207.7 | 209.1
11110 | NEWMAN | 11126 | NEW_SHEARMAN | 115 | 115 | EPE - Native Load | EPE - Native Load | 1 | Closed | Line | NO | 0.00988 | 0.03708 | 0.00482 | 135.4 | 179.5 | 135.4
10313 | SHELLTAP | 10329 | STATEPEN | 115 | 115 | PNM: Sandoval | PNM: Santa Fe | 1 | Closed | Line | NO | 0.0377 | 0.1504 | 0.01844 | 131 | 156 | 167
15181 | AVSOLAR | 15180 | AVSOLAR | 115 | 500 | SRP OTHER SUB 69kV | SRP OTHER SUB 69kV | 1 | Closed | Transformer | YES | 0.00065 | 0.04437 | 0 | 240 | 300 | 240
42004 | ARCO C | 42006 | ARCO S | 115 | 115 | WHATCOMI | WHATCOMI | 1 | Closed | Line | NO | 0.00015 | 0.00145 | 0.00023 | 239 | 239 | 239
43371 | OAKGROVE | 43372 | LKHARIET | 115 | 115 | Portland General - BES S/S | Portland General - Generation | 1 | Closed | Line | NO | 0.01528 | 0.03521 | 0.0522 | 54 | 54 | 54
32562 | PUEBLOJT | 32564 | PUEBLO | 115 | 115 | Conf Load (N. Coast) | Conf Load (North Bay) | 1 | Closed | Line | NO | 0.0201 | 0.0932 | 0.0138 | 125.7 | 147.8 | 193.6
32768 | RICHMOND | 33010 | SOBRANTE | 115 | 115 | Conf Load (East Bay) | Conf Load (Diablo) | 2 | Closed | Line | NO | 0.01834 | 0.04056 | 0.07919 | 71.5 | 79.7 | 79.7
31464 | COTWDPGE | 30107 | COTWD_F2 | 115 | 230 | Conf Load (N. Valley) | Conf Load (N. Valley) | 4 | Closed | Transformer | YES | 0.00056 | 0.03152 | 0 | 270 | 297 | 270
38031 | LOMPCJ1 | 38030 | LMPC-CTY | 115 | 115 | Conf Load (Los Padres) | Conf Load (NCPA) | 1 | Open | Line | NO | 0.0005 | 0.0005 | 0 | 97.2 | 110.3 | 119.5
38230 | STANDFRD | 38238 | HUNTWSTP | 115 | 115 | Conf Load (MID) | Conf Load (MID) | 2 | Open | Line | NO | 0.00749 | 0.0476 | 0.00686 | 157.8 | 223.5 | 157.8
79110 | MAIN CO | 79120 | MOQUI C | 115 | 115 | Zone69 | ZoneR4 | 1 | Closed | Line | NO | 0.014 | 0.0501 | 0.00128 | 95 | 95 | 95
45061 | COPCO | 45065 | COPCO 2 | 115 | 115 | PAC:YRKA | PAC:YRKA | 1 | Closed | Line | NO | 0.0002 | 0.00076 | 0.00011 | 119 | 149 | 172
10322 | SLUCAS_T | 10297 | SANLUCAS | 115 | 115 | PNM: Northwestern | PNM: Northwestern | 1 | Closed | Line | NO | 0.0067 | 0.0505 | 0.0069 | 131 | 131 | 134
15127 | SPURLOCK | 15129 | SUPERIOR | 115 | 115 | SRP EMA 115kV | SRP EMA 115kV | 1 | Closed | Line | NO | 0.03392 | 0.10392 | 0.02028 | 132.5 | 150.8 | 132.5
43587 | TIGARD | 43589 | TIGARD 1 | 115 | 115 | Portland General - BES NODE | Portland General - BES NODE | 1 | Closed | Line | NO | 0.00013 | 0.00067 | 0.00011 | 198 | 198 | 266
66540 | THERPACE | 73197 | THERMOPL | 115 | 115 | WY NORTH | ZoneBH | 1 | Closed | Line | NO | 9e-05 | 0.00079 | 0.00011 | 108 | 108 | 108
38226 | MC CLURE | 38228 | SNTA CRZ | 115 | 115 | Conf Load (MID) | Conf Load (MID) | 1 | Closed | Line | NO | 0.00296 | 0.01704 | 0.0032 | 162.5 | 211.5 | 225.9
13321 | WTA | 13304 | ETA | 115 | 115 | Los Alamos County | Los Alamos County | 1 | Closed | Line | NO | 0.0056 | 0.0202 | 0.0024 | 119.5 | 119.5 | 119.5
40275 | COOK_MTN# | 40879 | REPUBLIC | 115 | 115 | Spokane Area, N Idaho, W Montana | Spokane Area, N Idaho, W Montana | 1 | Closed | Line | NO | 0.01055 | 0.0223 | 0.0026 | 105.6 | 105.6 | 135.4
40273 | CONSER# | 44590 | CONSER RD | 115 | 115 | Western Oregon | PAC:WLMT | 1 | Open | Line | NO | 0.00099 | 0.00526 | 0.00082 | 153 | 191 | 238
33514 | MANTECA | 33513 | LID JCT | 115 | 115 | Conf Load (Stockton) | Conf Load (Stockton) | 1 | Closed | Line | NO | 0.00721 | 0.02575 | 0.00352 | 147.8 | 166.3 | 206.9
74037 | CHEY S | 73488 | TERRY RANCH | 115 | 230 | ZoneEW | ZoneEW | 1 | Closed | Transformer | YES | 0.00124 | 0.078 | 0 | 200 | 200 | 200
38224 | CLAUS | 38226 | MC CLURE | 115 | 115 | Conf Load (MID) | Conf Load (MID) | 1 | Closed | Line | NO | 0.00105 | 0.00605 | 0.00113 | 162.5 | 199.2 | 199.2
43570 | SWAN TAP | 43576 | SWAN TP1 | 115 | 115 | Portland General - BES NODE | Portland General - BES NODE | 1 | Closed | Line | NO | 0.00183 | 0.00964 | 0.00152 | 198 | 198 | 266
31256 | FLTN JCT | 31973 | ZAMORA2 | 115 | 115 | Conf Load (Sacramento) | Conf Load (Sacramento) | 1 | Open | Line | NO | 0.0516 | 0.1059 | 0.013 | 64.7 | 75.1 | 96
42459 | TOTEM | 42461 | VITULLI | 115 | 115 | N.KING | N.KING | 1 | Closed | Line | NO | 0.00371 | 0.02062 | 0.00291 | 211.1 | 211.1 | 249
73039 | CARTERLK TAP | 73058 | FLATIRON | 115 | 115 | ZoneFH | ZoneFH | 1 | Closed | Line | NO | 0.002 | 0.0111 | 0.0016 | 166 | 166 | 166
70110 | CHEROKEE_N | 70107 | CHEROKEE | 115 | 230 | ZoneRD | ZoneRD | T2 | Closed | Transformer | YES | 0.00058 | 0.03239 | 0 | 280 | 350 | 280
41404 | HORNBUTTE# | 414041 | HOR_HOR_CIO | 115 | 115 | Lower Columbia Basin | Lower Columbia Basin | 1 | Closed | Line | NO | 0.00012 | 0.00068 | 9e-05 | 190.5 | 190.5 | 190.5
40335 | DAYT_MAS# | 40969 | SHELTON | 115 | 115 | Seattle Area, Olympic Peninsula | Seattle Area, Olympic Peninsula | 1 | Closed | Line | NO | 0.00173 | 0.01053 | 0.00129 | 137.4 | 137.4 | 167.3
32754 | OLEUM | 32849 | P66_SUB100 | 115 | 115 | Conf Load (East Bay) | Conf Load (East Bay) | 1 | Closed | Line | NO | 0.002 | 0.002 | 0 | 999 | 999 | 999
43533 | SPNWSPR1 | 43535 | SPNWSPR | 115 | 115 | Portland General - BES NODE | Portland General - Industrial | 1 | Closed | Line | NO | 0 | 0.0003 | 0 | 198 | 198 | 239
43525 | SHERWD B | 43527 | SHERWOOD | 115 | 230 | Portland General - BES S/S | Portland General - BES S/S | 2 | Closed | Transformer | YES | 0.00043 | 0.0262 | 0 | 398 | 398 | 433
32750 | PPSTLTAP | 32774 | PTPNLTAP | 115 | 115 | Conf Load (East Bay) | Conf Load (East Bay) | 1 | Closed | Line | NO | 0.0005 | 0.0005 | 0 | 65.3 | 74.1 | 88.2
43509 | SCHNTZTAP | 43815 | RVGTSOUTH | 115 | 115 | Portland General - Industrial | Portland General - BES NODE | 1 | Open | Line | NO | 7e-05 | 0.00036 | 6e-05 | 198 | 198 | 266
43507 | BETSY_J# | 43506 | BETSY_JOHN | 115 | 115 | Portland General - BES NODE | Portland General - BES NODE | 1 | Closed | Line | NO | 9e-05 | 0.00046 | 6e-05 | 198 | 198 | 266
32770 | GRIZZLY2 | 32740 | HILLSIDE | 115 | 115 | Conf Load (East Bay) | Conf Load (East Bay) | 1 | Closed | Line | NO | 0.0005 | 0.0005 | 0 | 97.2 | 110.3 | 132.7
43479 | ROSEMONT | 43559 | SULIVAN | 115 | 115 | Portland General - BES S/S | Portland General - BES NODE | 1 | Closed | Line | NO | 0.00479 | 0.02522 | 0.00399 | 198 | 198 | 239
43475 | ROCKWD | 43477 | ROCKWD2 | 115 | 115 | Portland General - BES NODE | Portland General - BES NODE | 1 | Open | Line | NO | 6e-05 | 0.00032 | 5e-05 | 198 | 198 | 239
43473 | ROCKCRTAP | 43742 | SHUTE | 115 | 115 | Portland General - BES NODE | Portland General - BES S/S | 1 | Closed | Line | NO | 0.00144 | 0.00798 | 0.00125 | 337 | 337 | 375
73044 | COBBLKTP | 73600 | COBBLAKE | 115 | 115 | ZoneFH | ZoneRN | 1 | Closed | Line | NO | 0 | 0.0005 | 0 | 100 | 100 | 100
40353 | DRAIN | 40703 | MARTN CR | 115 | 115 | Western Oregon | Western Oregon | 1 | Closed | Line | NO | 0.05194 | 0.08349 | 0.00857 | 85.6 | 85.6 | 105.6
300104 | KERNRDGE_S20 | 300120 | KERNRDGE_L06 | 115 | 115 | Conf Load (Kern) | Conf Load (Kern) | 1 | Closed | Line | NO | 0.0058 | 0.01536 | 0.00216 | 98.2 | 112.1 | 141.8
66245 | PLATTE | 66247 | TROWBRDG | 115 | 115 | WY CENTRAL | WY CENTRAL | 1 | Closed | Line | NO | 0.0745 | 0.2069 | 0.0252 | 68 | 68 | 68
73348 | CORLETT | 74038 | WEST CHEY | 115 | 115 | ZoneEW | ZoneEW | 1 | Closed | Line | NO | 0.00284 | 0.01731 | 0.00243 | 212 | 212 | 239
73354 | JACKLOPE | 73364 | WARMSPGS | 115 | 115 | ZoneEW | ZoneEW | 1 | Closed | Line | NO | 0.013 | 0.0381 | 0.0054 | 100 | 149 | 100
73017 | B.SANDY | 96177 | mid_96177 | 115 | 115 | ZoneEC | ZoneEC | 1 | Closed | TransformerWinding | YES | -0.00084 | -0.01672 | 0 | 187 | 187 | 187
43706 | HUBER 1 | 43453 | REEDVILE | 115 | 115 | Portland General - BES NODE | Portland General - BES S/S | 1 | Closed | Line | NO | 0.00266 | 0.01402 | 0.00222 | 198 | 198 | 266
43435 | RAINIER | 43776 | RAINIER# | 115 | 115 | Portland General - SUBT NODE | Portland General - BES NODE | 1 | Closed | Line | NO | 0.00059 | 0.00313 | 0.0005 | 197 | 197 | 263.9
43439 | RALGHHIL | 43777 | RALGHHL# | 115 | 115 | Portland General - BES NODE | Portland General - BES NODE | 1 | Closed | Line | NO | 0.00011 | 0.00053 | 0.0001 | 219 | 219 | 285
43421 | PORTSMTH | 43461 | RIVRGT A | 115 | 115 | Portland General - BES NODE | Portland General - BES S/S | 1 | Closed | Line | NO | 0.00316 | 0.01678 | 0.0025 | 198 | 198 | 266
43415 | MILL CR | 43788 | TURNER # | 115 | 115 | Portland General - BES S/S | Portland General - BES NODE | 1 | Closed | Line | NO | 0.0002 | 0.00099 | 0.00017 | 198 | 198 | 266
15115 | MOONSHIN | 15132 | REFINETP | 115 | 115 | SRP EMA 115kV | SRP EMA 115kV | 1 | Closed | Line | NO | 0.00042 | 0.002 | 0.00028 | 131.3 | 131.3 | 131.3
40239 | CLARKSTN | 40835 | POMEROY+ | 115 | 115 | Spokane Area Publics | Southeast Washington | 1 | Closed | Line | NO | 0.0326 | 0.14086 | 0.01734 | 167.7 | 167.7 | 215.9
33208 | MARTIN C | 33322 | UAL TAP | 115 | 115 | Conf Load (S.F.) | Conf Load (Peninsula) | 5 | Closed | Line | NO | 0.00735 | 0.02622 | 0.00376 | 261.1 | 261.1 | 244.8
10082 | CORRALB | 10268 | RIOHONDO | 115 | 115 | PNM: Sandoval | PNM: Sandoval | 1 | Closed | Line | NO | 0.00188 | 0.01311 | 0.00201 | 156 | 156 | 196
44519 | PARKRS T | 45305 | HEMLCKTP | 115 | 115 | PAC:PTLD | PAC:PTLD | 1 | Closed | Line | NO | 0.00231 | 0.0162 | 0.00281 | 153 | 191 | 237
73137 | MIRACLEM | 73362 | MEDBOWTP | 115 | 115 | ZoneEW | ZoneEW | 1 | Closed | Line | NO | 0.057 | 0.26583 | 0.03521 | 120 | 120 | 120
404932 | H2F_2 | 404933 | H2F_3+ | 115 | 115 | Lower Columbia Basin | Lower Columbia Basin | 1 | Closed | Line | NO | 0.0049 | 0.01417 | 0.00186 | 99.6 | 113.5 | 143.4
32974 | LAKEWD-M | 32976 | LK_REACT | 115 | 115 | Conf Load (Diablo) | Conf Load (Diablo) | 4 | Open | Line | NO | 0.0005 | 0.03 | 0 | 159 | 159 | 159
79256 | SILVERTN | 79262 | CEMNT CK | 115 | 115 | ZoneR4 | Zone69 | 1 | Closed | Line | NO | 0.0022 | 0.0085 | 0.00118 | 143 | 143 | 143
405470 | HORSE_HV_N# | 405473 | COLMBA_CRST+ | 115 | 115 | Lower Columbia Basin | Lower Columbia Basin | 1 | Closed | Line | NO | 0.00662 | 0.01873 | 0.00256 | 99.6 | 113.5 | 143.4
33020 | MORAGA | 32790 | STATIN X | 115 | 115 | Conf Load (Diablo) | Conf Load (East Bay) | 3 | Closed | Line | NO | 0.01474 | 0.03093 | 0.00357 | 71.5 | 80.9 | 96
405474 | HORSE_HV_S# | 405477 | SANDPIPER# | 115 | 115 | Lower Columbia Basin | Lower Columbia Basin | 1 | Closed | Line | NO | 0.00834 | 0.02356 | 0.00323 | 99.6 | 113.5 | 143.4
43393 | OSWEGO | 43479 | ROSEMONT | 115 | 115 | Portland General - BES S/S | Portland General - BES S/S | 1 | Closed | Line | NO | 0.00263 | 0.01386 | 0.00219 | 198 | 198 | 266
32576 | SKGGS J1 | 32580 | SKAGGS | 115 | 115 | Conf Load (North Bay) | Conf Load (North Bay) | 1 | Closed | Line | NO | 0.0022 | 0.0036 | 0.0002 | 65.3 | 74.1 | 88.2
45266 | JORDANTP | 45493 | STAT ST | 115 | 115 | PAC:CBAY | PAC:CBAY | 1 | Closed | Line | NO | 0.00977 | 0.02712 | 0.00356 | 70 | 80 | 95
73077 | HAPPYJCK | 73570 | SNOWYRNG | 115 | 115 | ZoneEW | ZoneEW | 1 | Closed | Line | NO | 0.05121 | 0.23181 | 0.03076 | 133 | 133 | 133
10349 | TRUMAN_T | 10347 | TRUMAN | 115 | 115 | PNM: Albuquerque | PNM: Albuquerque | 1 | Closed | Line | NO | 0.0005 | 0.0019 | 0.0003 | 133 | 133 | 134
10843 | JICARILLA | 10844 | DULCE | 115 | 115 | PNM: EHV and Gen | PNM: Other | 1 | Closed | Line | NO | 0.1055 | 0.3709 | 0.0475 | 156 | 156 | 156
40211 | CHEMAWA | 43195 | FARGO | 115 | 115 | Portland Area | Portland General - BES NODE | 2 | Closed | Line | NO | 0.02647 | 0.10744 | 0.0137 | 125.5 | 125.5 | 153.4
73089 | HRSTHTAP | 73235 | MASONVIL | 115 | 115 | ZoneFH | ZoneFH | 1 | Closed | Line | NO | 0.0066 | 0.0231 | 0.00264 | 27 | 27 | 27
40192 | WAHKIAKUM+ | 41208 | GRAYS_RIVER+ | 115 | 115 | Portland Area | Portland Area | 1 | Closed | Line | NO | 0.02324 | 0.11198 | 0.01254 | 105.6 | 105.6 | 131.5
73137 | MIRACLEM | 96154 | mid_96154 | 115 | 230 | ZoneEW | ZoneEW | 2 | Closed | TransformerWinding | YES | 0.00078 | 0.03703 | 0 | 163 | 195.6 | 163
73088 | HOYT | 73103 | L.MEADOW | 115 | 115 | ZoneEC | ZoneEC | 1 | Closed | Line | NO | 0.01056 | 0.01011 | 0.00552 | 120 | 120 | 120
37928 | MOORE | 37914 | CLEAR CR | 115 | 115 | Conf Load (Redding) | Conf Load (Redding) | 1 | Closed | Line | NO | 0.00616 | 0.02189 | 0.00338 | 189 | 209 | 169
42110 | FDS115 N | 42189 | WILSON P | 115 | 115 | SKAGIT | SKAGIT | 1 | Closed | Line | NO | 0.00118 | 0.00924 | 0.00158 | 280.9 | 280.9 | 330.8
40193 | CEDRVIL_JCT+ | 40333 | DAVIS CR+ | 115 | 115 | Southern Oregon | Southern Oregon | 1 | Closed | Line | NO | 0.01371 | 0.07254 | 0.01128 | 144 | 182 | 230
42605 | HAZELWD | 42452 | SOMERSET | 115 | 115 | S.KING | N.KING | 1 | Closed | Line | NO | 0.00306 | 0.01572 | 0.00259 | 211.1 | 211.1 | 249
37948 | SULP JCT | 37910 | CANBY | 115 | 115 | Conf Load (Redding) | Conf Load (Redding) | 1 | Closed | Line | NO | 0.00532 | 0.01684 | 0.00245 | 179 | 179 | 199
629024 | KERR NWE | 629025 | PLAINS | 115 | 115 | MISSOULA_MT | MISSOULA_MT | A | Closed | Line | NO | 0.07959 | 0.21129 | 0.02437 | 78.9 | 95.6 | 78.9
73094 | JOES | 73110 | LIBERTY | 115 | 115 | ZoneEC | ZoneEC | 1 | Closed | Line | NO | 0.00208 | 0.0429 | 0.00504 | 68 | 68 | 68
37922 | EUREKA W | 37934 | OREGON | 115 | 115 | Conf Load (Redding) | Conf Load (Redding) | 1 | Closed | Line | NO | 0.00405 | 0.01283 | 0.00187 | 179 | 179 | 199
43364 | NORTHERN | 43570 | SWAN TAP | 115 | 115 | Portland General - BES S/S | Portland General - BES NODE | 1 | Closed | Line | NO | 0.00035 | 0.00182 | 0.00029 | 198 | 198 | 266
37919 | EAST RDG | 37925 | GOODWAT | 115 | 115 | Conf Load (Redding) | Conf Load (Redding) | 1 | Closed | Line | NO | 0.00213 | 0.00759 | 0.00117 | 189 | 209 | 169
43525 | SHERWD B | 43349 | SCHOLFRY | 115 | 115 | Portland General - BES S/S | Portland General - BES S/S | 1 | Closed | Line | NO | 0.00749 | 0.03755 | 0.00513 | 150 | 150 | 201
42803 | ST CLAIR | 42804 | ST CLR W | 115 | 115 | THURSTN | THURSTN | 1 | Closed | Line | NO | 0 | 0.0001 | 0 | 645 | 645 | 777
72752 | SUNNYSDE | 79099 | FLOR.RIV | 115 | 115 | Zone69 | Zone69 | 1 | Closed | Line | NO | 0.00513 | 0.03112 | 0.00448 | 200 | 200 | 200
73228 | YELLOWTL | 73229 | YELLOWTL EST | 115 | 230 | ZoneBH | ZoneBH | 1 | Closed | Transformer | YES | 0.00041 | 0.03602 | 0 | 166 | 199.2 | 166
40175 | CARDWELL | 47421 | MG TAP | 115 | 115 | Cowlitz County, WA | Cowlitz County, WA | 1 | Closed | Line | NO | 0.00291 | 0.01111 | 0.00481 | 118.3 | 158.8 | 187.6
40175 | CARDWELL | 47420 | MEEKER | 115 | 115 | Cowlitz County, WA | Cowlitz County, WA | 1 | Closed | Line | NO | 0.00353 | 0.01202 | 0.00438 | 118.3 | 152 | 172.3
73099 | KORTES | 73137 | MIRACLEM | 115 | 115 | ZoneEW | ZoneEW | 1 | Closed | Line | NO | 0.008 | 0.02 | 0.00344 | 100 | 100 | 100
11253 | GR | 11167 | VISTA__# | 115 | 115 | EPE - Native Load | EPE - Native Load | 1 | Closed | Line | NO | 0.0026 | 0.01652 | 0.00232 | 329.3 | 329.3 | 329.3
40175 | CARDWELL | 47015 | CARROLLS | 115 | 115 | Cowlitz County, WA | Cowlitz County, WA | 1 | Closed | Line | NO | 0.00294 | 0.01621 | 0.00342 | 147.6 | 199.2 | 235.2
42108 | BAKER SW | 42177 | SHANNON | 115 | 115 | SKAGIT | SKAGIT | 1 | Closed | Line | NO | 0.00943 | 0.04789 | 0.00626 | 186 | 186 | 219.5
40175 | CARDWELL | 40309 | COWL CCP | 115 | 115 | Cowlitz County, WA | Cowlitz County, WA | 1 | Closed | Line | NO | 0.00739 | 0.04235 | 0.00589 | 213.1 | 213.1 | 262.9
11195 | LEASBURG | 11218 | JORNADA | 115 | 115 | EPE - Native Load | EPE - Native Load | 1 | Open | Line | NO | 0.02379 | 0.06187 | 0.00728 | 86.4 | 115.7 | 86.4
10367 | WESMECOT | 10365 | WESMECO | 115 | 115 | PNM: Albuquerque | PNM: Albuquerque | 1 | Closed | Line | NO | 0.0006 | 0.0021 | 0.0003 | 133.5 | 133.5 | 133.5
20241 | PNM-115 | 20326 | JOY-115 | 115 | 115 | ZoneTJ | ZoneTJ | 1 | Closed | Line | NO | 0.00805 | 0.04264 | 0.00733 | 120 | 132 | 120
73104 | LAGRANGE | 73189 | STEGALL | 115 | 115 | ZoneEW | ZoneWN | 1 | Closed | Line | NO | 0.02 | 0.1 | 0.01 | 120 | 132 | 120
11212 | PATRIOT | 11340 | CE2TAP | 115 | 115 | EPE - Native Load | EPE - Native Load | 1 | Closed | Line | NO | 0.02089 | 0.09335 | 0.01216 | 135.4 | 179.5 | 135.4
42109 | FDS115 S | 42110 | FDS115 N | 115 | 115 | SKAGIT | SKAGIT | 1 | Closed | Line | NO | 0 | 0.0001 | 0 | 304 | 304 | 354
42108 | BAKER SW | 42169 | HAMILTNP | 115 | 115 | SKAGIT | SKAGIT | 1 | Closed | Line | NO | 0.00793 | 0.06639 | 0.01024 | 280.9 | 280.9 | 330.8
40163 | CAMAS | 47276 | N_CAMAS | 115 | 115 | Clark County, WA | Clark County, WA | 1 | Closed | Line | NO | 0.00666 | 0.01097 | 0.00114 | 85.6 | 85.6 | 105.6
10114 | GIRARD | 10250 | RICHMOND_PNM | 115 | 115 | PNM: Albuquerque | PNM: Albuquerque | 1 | Closed | Line | NO | 0.00036 | 0.00146 | 0.00019 | 156 | 156 | 200
10370 | WESTMS_1 | 10060 | CENTRALP | 115 | 115 | PNM: Albuquerque | PNM: Albuquerque | 1 | Closed | Line | NO | 0.0058 | 0.023 | 0.00282 | 156 | 156 | 196
10367 | WESMECOT | 10460 | RANDLPHT | 115 | 115 | PNM: Albuquerque | PNM: Albuquerque | 1 | Closed | Line | NO | 0.0023 | 0.0082 | 0.0011 | 154 | 154 | 169
40158 | WORDEN# | 40587 | JOSO+ | 115 | 115 | Lower Columbia Basin | Lower Columbia Basin | 1 | Closed | Line | NO | 0.00175 | 0.01029 | 0.00136 | 203.2 | 203.2 | 262.9
10121 | HAWKINS# | 10380 | WYOMING | 115 | 115 | PNM: Albuquerque | PNM: Albuquerque | 1 | Closed | Line | NO | 0.00281 | 0.01118 | 0.00138 | 156 | 156 | 196
11256 | VERDE | 11245 | SOLAR_HV | 115 | 115 | EPE - Native Load | EPE - Native Load | 1 | Closed | Line | NO | 0.00099 | 0.00525 | 0.00081 | 165.3 | 219.7 | 165.3
32235 | NEWCSTL2 | 32239 | FLINT2 | 115 | 115 | Conf Load (Sierra) | Conf Load (Sierra) | 2 | Closed | Line | NO | 0.00533 | 0.01904 | 0.00261 | 224.3 | 224.3 | 244.8
401570 | RADAR_5+ | 40157 | MILLICAN+ | 115 | 115 | Southern Oregon | Southern Oregon | 1 | Closed | Line | NO | 0.02138 | 0.08651 | 0.01192 | 203.2 | 203.2 | 262.9
11265 | PIPELINE | 11250 | BIGGS | 115 | 115 | EPE - Native Load | EPE - Native Load | 1 | Closed | Line | NO | 0.01571 | 0.07711 | 0.01045 | 135.4 | 179.5 | 135.4
32951 | KIRKER | 33032 | KIRKTAP1 | 115 | 115 | Conf Load (Diablo) | Conf Load (Diablo) | 1 | Open | Line | NO | 0.0005 | 0.0005 | 0 | 256.7 | 256.7 | 244.8
408193 | PRIOR_3+ | 405491 | PRIOR_4# | 115 | 115 | Lower Columbia Basin | Lower Columbia Basin | 1 | Closed | Line | NO | 0.00578 | 0.01625 | 0.00226 | 99.6 | 113.5 | 143.4
405490 | SUNHEAVEN2# | 405491 | PRIOR_4# | 115 | 115 | Lower Columbia Basin | Lower Columbia Basin | 1 | Open | Line | NO | 0.01623 | 0.04556 | 0.00633 | 99.6 | 113.5 | 143.4
11267 | PICANTE | 11250 | BIGGS | 115 | 115 | EPE - Native Load | EPE - Native Load | 1 | Closed | Line | NO | 0.00194 | 0.01292 | 0.00178 | 184.8 | 239 | 184.8
73123 | LOVELL | 73228 | YELLOWTL | 115 | 115 | ZoneBH | ZoneBH | 2 | Closed | Line | NO | 0.0594 | 0.2652 | 0.0352 | 145 | 159 | 145
40151 | BROOKING+ | 47056 | BROOK_L2# | 115 | 115 | Western Oregon | Western Oregon | 1 | Closed | Line | NO | 0.0001 | 0.001 | 0 | 119.4 | 119.4 | 119.4
73123 | LOVELL | 73228 | YELLOWTL | 115 | 115 | ZoneBH | ZoneBH | 1 | Closed | Line | NO | 0.0808 | 0.2714 | 0.0344 | 118 | 130 | 118
11250 | BIGGS | 11280 | BLISS_IND | 115 | 115 | EPE - Native Load | EPE - Native Load | 1 | Closed | Line | NO | 0.00185 | 0.01228 | 0.00169 | 184.8 | 239 | 184.8
73223 | WRAY | 96162 | mid_96162 | 115 | 230 | ZoneEC | ZoneEC | 1 | Closed | TransformerWinding | YES | 0.00122 | -0.00611 | 0 | 167 | 167 | 167
40147 | BREWSTER+ | 47209 | PATEROS# | 115 | 115 | Central Washington | Central Washington | 1 | Closed | Line | NO | 0.01441 | 0.03567 | 0.00419 | 66 | 66 | 87
40147 | BREWSTER+ | 47129 | BRIDGBAR# | 115 | 115 | Central Washington | Central Washington | 1 | Closed | Line | NO | 0.00529 | 0.02137 | 0.00287 | 119 | 119 | 119
11267 | PICANTE | 11253 | GR | 115 | 115 | EPE - Native Load | EPE - Native Load | 1 | Closed | Line | NO | 0.005 | 0.03283 | 0.0047 | 184.8 | 239 | 184.8
40147 | BREWSTER+ | 40801 | OPHIR# | 115 | 115 | Central Washington | Central Washington | 1 | Closed | Line | NO | 0.0098 | 0.0387 | 0.00552 | 135 | 177 | 179
66490 | TARGEE# | 66766 | VICTOR+ | 115 | 115 | ID BPA | ID BPA | 1 | Closed | Line | NO | 0.00863 | 0.01819 | 0.00213 | 105.6 | 105.6 | 137.4
43769 | MULTNM2# | 43345 | MULTNMAH | 115 | 115 | Portland General - BES NODE | Portland General - BES NODE | 1 | Closed | Line | NO | 0.00211 | 0.00696 | 0.00099 | 108 | 108 | 145
11283 | LIBERTY_ | 11253 | GR | 115 | 115 | EPE - Native Load | EPE - Native Load | 1 | Closed | Line | NO | 0.00216 | 0.01448 | 0.002 | 184.8 | 239 | 184.8
10126 | HERMANAS | 10130 | HONDALE | 115 | 115 | PNM: Deming | PNM: Deming | 1 | Closed | Line | NO | 0.00765 | 0.04831 | 0.00632 | 96 | 96 | 96
42120 | SEDRO E | 42175 | RITA P | 115 | 115 | SKAGIT | SKAGIT | 1 | Closed | Line | NO | 0.00135 | 0.01044 | 0.00185 | 260.5 | 260.5 | 323.9
43205 | GLENCULN | 43786 | SYLVAN # | 115 | 115 | Portland General - BES NODE | Portland General - BES NODE | 1 | Closed | Line | NO | 0.00198 | 0.01042 | 0.00165 | 198 | 198 | 239
11289 | ROBERTS | 11265 | PIPELINE | 115 | 115 | EPE - Native Load | EPE - Native Load | 1 | Closed | Line | NO | 0.004 | 0.0253 | 0.00395 | 184.8 | 199.6 | 184.8
73112 | LINGLE | 73255 | LINGLETP | 115 | 115 | ZoneEW | ZoneEW | 1 | Closed | Line | NO | 0.01 | 0.0332 | 0.0042 | 109 | 109 | 109
66530 | TETON | 66710 | WILSON | 115 | 115 | ID BPA | ID BPA | 1 | Closed | Line | NO | 0.00321 | 0.01286 | 0.0018 | 125.9 | 159.5 | 170.5
42125 | CFALLTAP | 42609 | LKYOUNGS | 115 | 115 | PSEOTHER | S.KING | 1 | Closed | Line | NO | 0.03449 | 0.09648 | 0.01373 | 125 | 126 | 155
66546 | CATTLE_C | 66547 | HORSE BU_ | 115 | 115 | ID BPA | ID BPA | 1 | Closed | Line | NO | 0 | 0.0003 | 0 | 250 | 250 | 250
42185 | LINDE | 42135 | TEXACO E | 115 | 115 | SKAGITI | SKAGITI | 1 | Closed | Line | NO | 0.00065 | 0.00487 | 0.00094 | 280.9 | 280.9 | 330.8
42150 | N.POINTE | 42151 | N.POINTW | 115 | 115 | SKAGIT | SKAGIT | 1 | Open | Line | NO | 0 | 0.0001 | 0 | 88 | 88 | 104
42177 | SHANNON | 42123 | UP BAKER | 115 | 115 | SKAGIT | SKAGIT | 1 | Closed | Line | NO | 0.0002 | 0.00105 | 0.00015 | 186 | 186 | 219.5
42154 | AIR LIQP | 42173 | PADILTAP | 115 | 115 | SKAGITI | SKAGIT | 1 | Closed | Line | NO | 9e-05 | 0.00069 | 0.00012 | 280.9 | 280.9 | 330.8
42200 | WHIDBY N | 42202 | WHIDBY S | 115 | 115 | ISLAND | ISLAND | 1 | Closed | Line | NO | 0 | 0.0001 | 0 | 139 | 139 | 164
40083 | BEAVER+ | 40527 | HEBO+ | 115 | 115 | Portland Area | Portland Area | 1 | Closed | Line | NO | 0.0129 | 0.02742 | 0.00316 | 105.6 | 105.6 | 131.5
40015 | ADAIR# | 400150 | ADAIR | 115 | 115 | Portland Area | Portland Area | 2 | Closed | Line | NO | 0.00289 | 0.00607 | 0.00072 | 89.6 | 89.6 | 119.5
42156 | ALGER | 42171 | NORLUM | 115 | 115 | SKAGIT | SKAGIT | 1 | Closed | Line | NO | 0.0249 | 0.0705 | 0.00864 | 112.3 | 112.3 | 132.9
42155 | ANACPUMP | 42176 | RIVERBND | 115 | 115 | SKAGITI | SKAGIT | 1 | Closed | Line | NO | 0.00093 | 0.00731 | 0.00126 | 182.5 | 182.5 | 259.9
34370 | MC CALL | 30876 | MCCALL1M | 115 | 115 | Conf Load (Fresno) | Conf Load (Fresno) | 1 | Closed | TransformerWinding | YES | 0.00024 | -0.00502 | 0 | 0 | 0 | 0
409210 | GRNDROND152# | 409211 | GRNDROND126# | 115 | 115 | Portland General - BES S/S | Portland General - BES S/S | DS | Open | Line | NO | 0 | 0.00029 | 0 | 239 | 334.2 | 344.3
40133 | BONNERS | 41239 | MOYIE# | 115 | 115 | Spokane Area, N Idaho, W Montana | Spokane Area, N Idaho, W Montana | 1 | Closed | Line | NO | 0.01774 | 0.03743 | 0.00438 | 105.6 | 105.6 | 135.4
33307 | MILLBRAE | 33310 | SANMATEO | 115 | 115 | Conf Load (Peninsula) | Conf Load (Peninsula) | 1 | Closed | Line | NO | 0.00661 | 0.02358 | 0.00337 | 261.1 | 261.1 | 244.8
32290 | OLIVH J1 | 32288 | E.MRY J1 | 115 | 115 | Conf Load (Sierra) | Conf Load (Sierra) | 1 | Closed | Line | NO | 0.0082 | 0.02928 | 0.00401 | 224 | 224 | 239
43311 | MCLGHLNB | 43333 | MT PLSN1 | 115 | 115 | Portland General - BES S/S | Portland General - BES NODE | 1 | Closed | Line | NO | 0.00163 | 0.01277 | 0.0022 | 265 | 265 | 357
73046 | DALTON | 73179 | SIDNEY | 115 | 115 | ZoneWN | ZoneWN | 1 | Closed | Line | NO | 0.0251 | 0.0815 | 0.0102 | 100 | 100 | 100
40120 | COUGAR | 46211 | CARMEN# | 115 | 115 | Eugene, OR | Eugene, OR | 1 | Closed | Line | NO | 0.00244 | 0.0125 | 0.00152 | 141.4 | 141.4 | 199.2
32268 | SHPRING2 | 32265 | SHPRING | 115 | 115 | Conf Load (Sierra) | Conf Load (Sierra) | 2 | Open | Line | NO | 0.0005 | 0.0005 | 0 | 125.7 | 147.8 | 193.6
10371 | WESTMS_2 | 10194 | MARIPOSA | 115 | 115 | PNM: Albuquerque | PNM: Albuquerque | 1 | Closed | Line | NO | 0.0049 | 0.0195 | 0.0024 | 156 | 156 | 196
11293 | EXECUTIVE | 11374 | SNO_EXEC_TAP | 115 | 115 | EPE - Native Load | EPE - Native Load | 1 | Closed | Line | NO | 6e-05 | 0.00029 | 0.00015 | 369.6 | 493.2 | 369.6
10018 | ARRIBA_T | 10357 | VALENCIA | 115 | 115 | PNM: Las Vegas NM | PNM: Las Vegas NM | 1 | Closed | Line | NO | 0.0099 | 0.0286 | 0.00332 | 102 | 102 | 102
464014 | BOTHELL115_D | 464016 | BOTHELL115_F | 115 | 115 | Seattle City Light | Seattle City Light | 1 | Closed | Breaker | NO | 0 | 1e-05 | 0 | 308 | 359 | 308
40119 | BLUE_RIVER# | 46211 | CARMEN# | 115 | 115 | Eugene, OR | Eugene, OR | 1 | Closed | Line | NO | 0.00418 | 0.02129 | 0.00262 | 141.4 | 141.4 | 199.2
19060 | ADAMSTAP | 17001 | APACHE | 115 | 115 | WAPA-DSW | AEPCO | 1 | Closed | Line | NO | 0.0153 | 0.0943 | 0.01314 | 115 | 115 | 115
11310 | EMRLDTAP | 11356 | LARGO | 115 | 115 | EPE - Native Load | EPE - Native Load | 1 | Closed | Line | NO | 0.0281 | 0.0689 | 0.0081 | 25 | 25 | 25
11110 | NEWMAN | 11126 | NEW_SHEARMAN | 115 | 115 | EPE - Native Load | EPE - Native Load | 2 | Closed | Line | NO | 0.0085 | 0.03752 | 0.00477 | 135.4 | 179.5 | 135.4
40117 | BLACKRCK+ | 40257 | COLD_CRK+ | 115 | 115 | Lower Columbia Basin | Lower Columbia Basin | 1 | Closed | Line | NO | 0.00442 | 0.02597 | 0.00341 | 203.2 | 203.2 | 262.9
11357 | EMRLD | 11310 | EMRLDTAP | 115 | 115 | EPE - Native Load | EPE - Native Load | 1 | Closed | Line | NO | 0.00443 | 0.01561 | 0.00201 | 123.1 | 162.7 | 123.1
10062 | CG-1 | 10272 | RITA | 115 | 115 | PNM: Albuquerque | PNM: Albuquerque | 1 | Open | Line | NO | 0 | 0.00029 | 0 | 154 | 154 | 169
10133 | HW-CG | 10272 | RITA | 115 | 115 | PNM: Albuquerque | PNM: Albuquerque | 1 | Open | Line | NO | 0 | 0.00029 | 0 | 154 | 154 | 169
40113 | BIGELOW+ | 40483 | GREEN BL | 115 | 115 | Spokane Area, N Idaho, W Montana | Spokane Area, N Idaho, W Montana | 1 | Closed | Line | NO | 0.02085 | 0.04394 | 0.00516 | 105.6 | 105.6 | 137.4
10065 | CHURCHRT | 10063 | CHURCH_R | 115 | 115 | PNM: Northwestern | PNM: Northwestern | 1 | Closed | Line | NO | 0.0126 | 0.0293 | 0.0034 | 91.6 | 91.6 | 91.6
73197 | THERMOPL | 73222 | WORLANTP | 115 | 115 | ZoneBH | ZoneBH | 1 | Closed | Line | NO | 0.0538 | 0.1793 | 0.0226 | 80 | 80 | 80
40107 | BIG EDDY | 44055 | T_DALES_PH1 | 115 | 115 | Lower Columbia Basin | Lower Columbia Basin | 1 | Closed | Line | NO | 0.00037 | 0.00469 | 0.00059 | 239 | 239 | 239
11087 | LARGOTAP | 11356 | LARGO | 115 | 115 | EPE - Native Load | EPE - Native Load | 1 | Closed | Line | NO | 0.00443 | 0.01561 | 0.00201 | 123.1 | 162.7 | 123.1
73211 | WELD LM | 73554 | BOOMERNG | 115 | 115 | ZoneFH | ZoneFH | 1 | Closed | Line | NO | 0.003 | 0.01153 | 0.00151 | 120 | 120 | 120
45121 | GRANT PS | 45123 | GRANT PS | 115 | 230 | PAC:GRPS | PAC:GRPS | 2 | Closed | Transformer | YES | 0.00053 | 0.03095 | 0 | 292 | 327 | 350
40107 | BIG EDDY | 44056 | T_DALES_PH2 | 115 | 115 | Lower Columbia Basin | Lower Columbia Basin | 2 | Closed | Line | NO | 0.00048 | 0.00483 | 0.00059 | 239 | 239 | 338.6
464012 | BOTHELL115_B | 464013 | BOTHELL115_C | 115 | 115 | Seattle City Light | Seattle City Light | 1 | Closed | Breaker | NO | 0 | 1e-05 | 0 | 308 | 359 | 308
73207 | WAANIBE | 73209 | WANIBETP | 115 | 115 | ZoneEC | ZoneEC | 1 | Closed | Line | NO | 0.008 | 0.0181 | 0.0022 | 92 | 92 | 92
73146 | OASISTAP | 73362 | MEDBOWTP | 115 | 115 | ZoneEW | ZoneEW | 1 | Closed | Line | NO | 0.04562 | 0.21279 | 0.02819 | 119 | 119 | 119
32950 | PITSBURG | 33030 | COLSTJT1 | 115 | 115 | Conf Load (Diablo) | Conf Load (Diablo) | 1 | Closed | Line | NO | 0.00818 | 0.02917 | 0.004 | 119.5 | 119.5 | 119.5
40105 | BERRYDALE# | 41139 | WENDSON | 115 | 115 | Western Oregon | Western Oregon | 1 | Closed | Line | NO | 0.01735 | 0.03896 | 0.00437 | 105.6 | 105.6 | 131.5
73208 | WAGES | 73210 | WAUNETA | 115 | 115 | ZoneEC | ZoneEC | 1 | Closed | Line | NO | 0.0318 | 0.0743 | 0.0082 | 68 | 68 | 68
40105 | BERRYDALE# | 41059 | TAHKNICH | 115 | 115 | Western Oregon | Western Oregon | 1 | Closed | Line | NO | 0.03985 | 0.08512 | 0.00972 | 105.6 | 105.6 | 131.5
17006 | BICKNELL | 17022 | THREEPNT | 115 | 115 | AEPCO: Trico | AEPCO: Trico | 1 | Closed | Line | NO | 0.03444 | 0.11272 | 0.01662 | 130 | 169 | 130
11316 | OTERO | 11380 | ESCONDIDO | 115 | 345 | EPE - Native Load | EPE - Native Load | 1 | Closed | Transformer | YES | 0.00104 | 0.05166 | 0 | 224 | 257.6 | 224
43827 | MAXIM1 | 43828 | MAXIM2 | 115 | 115 | Portland General - Industrial | Portland General - Industrial | 1 | Open | Line | NO | 1e-05 | 6e-05 | 1e-05 | 198 | 198 | 266
10370 | WESTMS_1 | 10371 | WESTMS_2 | 115 | 115 | PNM: Albuquerque | PNM: Albuquerque | 1 | Closed | Line | NO | 0 | 0.00029 | 0 | 355 | 355 | 355
45382 | CAVEMAN | 45121 | GRANT PS | 115 | 115 | PAC:GRPS | PAC:GRPS | 1 | Closed | Line | NO | 0.00543 | 0.01614 | 0.00201 | 98 | 123 | 156
40103 | BERRIAN# | 40493 | H2F# | 115 | 115 | Lower Columbia Basin | Lower Columbia Basin | 1 | Closed | Line | NO | 0.0011 | 0.01161 | 0.00169 | 308.7 | 308.7 | 398.4
42225 | FREELAND | 42201 | GREENBNK | 115 | 115 | ISLAND | ISLAND | 1 | Closed | Line | NO | 0.00533 | 0.03786 | 0.00782 | 199.2 | 199.2 | 199.2
40101 | BENTON_CITY+ | 40858 | ACORD+ | 115 | 115 | Lower Columbia Basin | Lower Columbia Basin | 1 | Closed | Line | NO | 0.00347 | 0.00733 | 0.00083 | 51.8 | 51.8 | 103.6
24165 | VALLEYSP | 24160 | VALLEYSC | 115 | 115 | SCE Valley 115kV | SCE Valley 115kV | EQ | Open | Line | NO | 0 | 0.00029 | 0 | 9999 | 9999 | 9999
24165 | VALLEYSP | 24229 | VALLEY-S | 115 | 115 | SCE Valley 115kV | SCE Valley 115kV | EQ | Open | Line | NO | 0 | 0.00029 | 0 | 9999 | 9999 | 9999
10194 | MARIPOSA | 10239 | PARADIS1 | 115 | 115 | PNM: Albuquerque | PNM: Albuquerque | 1 | Closed | Line | NO | 0.0035 | 0.0138 | 0.0017 | 156 | 156 | 196
40097 | BENTON | 40887 | RINGOLD+ | 115 | 115 | Lower Columbia Basin | Lower Columbia Basin | 1 | Closed | Line | NO | 0.00794 | 0.04355 | 0.00598 | 137.4 | 137.4 | 177.3
33310 | SANMATEO | 33321 | RVNSWD D | 115 | 115 | Conf Load (Peninsula) | Conf Load (Peninsula) | 1 | Closed | Line | NO | 0.02238 | 0.06957 | 0.00886 | 91.8 | 123.1 | 124.1
24229 | VALLEY-S | 25423 | ESRP MWD | 115 | 115 | SCE Valley 115kV | SCE Valley 115kV | 1 | Closed | Line | NO | 0.01 | 0.045 | 0.00655 | 169 | 169 | 169
73202 | TORRNGTN | 73715 | LTG TAP | 115 | 115 | ZoneEW | ZoneEW | 1 | Closed | Line | NO | 0 | 0.0001 | 0 | 60 | 60 | 60
40097 | BENTON | 40467 | GLADE+ | 115 | 115 | Lower Columbia Basin | Lower Columbia Basin | 2 | Closed | Line | NO | 0.01154 | 0.06796 | 0.00892 | 203.2 | 203.2 | 262.9
12007 | BELEN_PG | 12127 | BURRIS_T | 115 | 115 | PNM: Belen | TSGT: Central NM | 1 | Closed | Line | NO | 0.0151 | 0.08189 | 0.01399 | 197 | 197 | 197
40097 | BENTON | 40379 | SCOOTENEY# | 115 | 115 | Lower Columbia Basin | Lower Columbia Basin | 1 | Closed | Line | NO | 0.0141 | 0.0827 | 0.01091 | 203.2 | 203.2 | 262.9
19096 | MARANATAP | 17012 | MARANA | 115 | 115 | WAPA-DSW | AEPCO: Trico | 1 | Closed | Line | NO | 0.00046 | 0.00119 | 0.00015 | 143 | 159 | 143
999941 | BERBEL12 | 12007 | BELEN_PG | 115 | 115 | TSGT: Southern NM | PNM: Belen | 1 | Open | Line | NO | 0 | 0.20416 | 0 | 74 | 76 | 74
10139 | INEZ | 10202 | MENAUL | 115 | 115 | PNM: Albuquerque | PNM: Albuquerque | 1 | Closed | Line | NO | 0.0014 | 0.0046 | 0.0007 | 133 | 133 | 167
10333 | SUNSHN_T | 10065 | CHURCHRT | 115 | 115 | PNM: Northwestern | PNM: Northwestern | 1 | Closed | Line | NO | 0.0133 | 0.0553 | 0.0068 | 133 | 133 | 133
12008 | BERNARDO | 12073 | SOCORROP | 115 | 115 | TSGT: Southern NM | TSGT: Southern NM | 1 | Closed | Line | NO | 0.0549 | 0.1629 | 0.01995 | 74 | 74 | 74
10265 | REEVES_1 | 10553 | HAWKINS2 | 115 | 115 | PNM: Albuquerque | PNM: Albuquerque | 1 | Closed | Line | NO | 0.00177 | 0.00704 | 0.00087 | 156 | 156 | 196
40093 | BELLNGHM | 42055 | TEN MILE | 115 | 115 | Seattle Area, Olympic Peninsula | WHATCOM | 1 | Closed | Line | NO | 0.00479 | 0.01784 | 0.00265 | 135.4 | 135.4 | 159.9
47068 | FERNDALE# | 40093 | BELLNGHM | 115 | 115 | Seattle Area, Olympic Peninsula | Seattle Area, Olympic Peninsula | 1 | Closed | Line | NO | 0.0232 | 0.05552 | 0.00608 | 132.5 | 132.5 | 138.2
17015 | PANTANO | 17039 | KARTCHNR | 115 | 115 | AEPCO: SSVEC | AEPCO: SSVEC | 1 | Closed | Line | NO | 0.05904 | 0.20811 | 0.02638 | 130 | 169 | 130
12008 | BERNARDO | 999940 | BERBEL11 | 115 | 115 | TSGT: Southern NM | TSGT: Southern NM | 1 | Open | Line | NO | 0.0253 | 0.075 | 0.0095 | 74 | 76 | 74
40093 | BELLNGHM | 42002 | BELNGM E | 115 | 115 | Seattle Area, Olympic Peninsula | WHATCOM | 3 | Closed | Line | NO | 0.00224 | 0.01752 | 0.00304 | 280.9 | 280.9 | 330.8
45127 | HARRISON | 45133 | HARRIS 1 | 115 | 115 | PAC:PTLD | PAC:PTLD | 2 | Open | Line | NO | 0 | 0.0001 | 0 | 239 | 239 | 239
12011 | BLACKLAK | 12077 | SPRINGER | 115 | 115 | TSGT: North NM | TSGT: North NM | 1 | Closed | Line | NO | 0.039 | 0.2206 | 0.031 | 239 | 239 | 239
42301 | SAMMAMSH | 42323 | SAMMSH E | 115 | 115 | N.KING | N.KING | 1 | Closed | Line | NO | 0 | 0.0001 | 0 | 430 | 430 | 518
17022 | THREEPNT | 17023 | VALEN-AE | 115 | 115 | AEPCO: Trico | AEPCO: Trico | 1 | Closed | Line | NO | 0.01886 | 0.06173 | 0.0091 | 130 | 169 | 130
42430 | NORKIRK | 42301 | SAMMAMSH | 115 | 115 | N.KING | N.KING | 1 | Closed | Line | NO | 0.0025 | 0.01303 | 0.00208 | 110 | 110 | 180.3
17022 | THREEPNT | 17089 | SNDARIO | 115 | 115 | AEPCO: Trico | AEPCO: Trico | 1 | Closed | Line | NO | 0.06405 | 0.11986 | 0.01344 | 72 | 93 | 72
12011 | BLACKLAK | 12081 | TAOS | 115 | 115 | TSGT: North NM | TSGT: North NM | 1 | Closed | Line | NO | 0.0211 | 0.1197 | 0.0168 | 238 | 238 | 238
17023 | VALEN-AE | 19201 | BLACKMTN | 115 | 115 | AEPCO: Trico | WAPA-DSW | 1 | Closed | Line | NO | 0.00284 | 0.02147 | 0.00404 | 235 | 306 | 235
32950 | PITSBURG | 32978 | LMEC | 115 | 115 | Conf Load (Diablo) | Conf Load (Diablo) | 2 | Closed | Line | NO | 0.0005 | 0.0026 | 0.02 | 274.9 | 370.5 | 274.9
10371 | WESTMS_2 | 10455 | VOLCANOT | 115 | 115 | PNM: Albuquerque | PNM: Albuquerque | 1 | Closed | Line | NO | 0.0047 | 0.0186 | 0.0023 | 156 | 173 | 196
12012 | BLUEWATR | 12035 | GRANTS_T | 115 | 115 | TSGT: Western NM | TSGT: Western NM | 1 | Closed | Line | NO | 0.031 | 0.0708 | 0.0083 | 102 | 102 | 114
10024 | B-A | 10315 | SIGNET_T | 115 | 115 | PNM: Sandoval | PNM: Albuquerque | 1 | Closed | Line | NO | 0.0306 | 0.1222 | 0.015 | 155 | 155 | 167
10143 | IRVING | 10372 | WAYNE 2 | 115 | 115 | PNM: Sandoval | PNM: Albuquerque | 1 | Closed | Line | NO | 0.0028 | 0.0111 | 0.00137 | 156 | 156 | 196
12012 | BLUEWATR | 12056 | PEGS | 115 | 115 | TSGT: Western NM | TSGT: Western NM | 1 | Closed | Line | NO | 0.01 | 0.0828 | 0.0125 | 197 | 197 | 197
43821 | MAXIM | 43828 | MAXIM2 | 115 | 115 | Portland General - Industrial | Portland General - Industrial | 1 | Closed | Line | NO | 0 | 2e-05 | 0 | 198 | 198 | 266
33313 | BAIR | 33319 | SHREDJCT | 115 | 115 | Conf Load (Peninsula) | Conf Load (Peninsula) | 2 | Closed | Line | NO | 0.0005 | 0.0005 | 0.0001 | 140 | 159.7 | 193.6
42201 | GREENBNK | 42231 | SWANTOWN | 115 | 115 | ISLAND | ISLAND | 1 | Closed | Line | NO | 0.02199 | 0.11407 | 0.01843 | 108.8 | 108.8 | 178.1
19202 | BRADY | 17174 | BRADY-AZ | 115 | 115 | WAPA-DSW | CAP | 1 | Closed | Line | NO | 0 | 0.0005 | 0 | 120 | 132 | 120
42385 | CENTER | 42303 | LAKESIDE | 115 | 115 | N.KING | N.KING | 1 | Closed | Line | NO | 0.00326 | 0.0187 | 0.00303 | 211.1 | 211.1 | 249
19209 | PICACHOW | 17175 | PICACH-AZ | 115 | 115 | WAPA-DSW | CAP | 1 | Closed | Line | NO | 0 | 0.0005 | 0 | 120 | 132 | 120
12083 | TAYLOR_P | 12012 | BLUEWATR | 115 | 115 | TSGT: Western NM | TSGT: Western NM | 1 | Closed | Line | NO | 0.0206 | 0.0614 | 0.0077 | 119 | 119 | 119
19211 | RED ROCK | 17176 | REDRCK-AZ | 115 | 115 | WAPA-DSW | CAP | 1 | Closed | Line | NO | 0 | 0.0005 | 0 | 120 | 132 | 120
12014 | CABALLOT | 12041 | HOT_SPRG | 115 | 115 | TSGT: Southern NM | TSGT: Southern NM | 1 | Closed | Line | NO | 0.02377 | 0.08438 | 0.01067 | 119 | 119 | 119
43806 | MURAY LD | 43808 | MURRAY#2 | 115 | 115 | Portland General - BES NODE | Portland General - BES NODE | 1 | Open | Line | NO | 0 | 0.0003 | 0 | 219 | 219 | 285
19216 | TWINPEAK | 17177 | TWINPK-AZ | 115 | 115 | WAPA-DSW | CAP | 1 | Closed | Line | NO | 0 | 0.0005 | 0 | 120 | 132 | 120
19212 | SANDARIO | 17178 | SANDAR-AZ | 115 | 115 | WAPA-DSW | CAP | 1 | Closed | Line | NO | 0 | 0.0005 | 0 | 120 | 132 | 120
12014 | CABALLOT | 12195 | ALTLUNTP | 115 | 115 | TSGT: Southern NM | TSGT: Southern NM | 1 | Closed | Line | NO | 0.10796 | 0.1845 | 0.02438 | 47 | 47 | 47
19203 | BRAWLEY | 17179 | BRAWLY-AZ | 115 | 115 | WAPA-DSW | CAP | 1 | Closed | Line | NO | 0 | 0.0005 | 0 | 120 | 132 | 120
32950 | PITSBURG | 32978 | LMEC | 115 | 115 | Conf Load (Diablo) | Conf Load (Diablo) | 1 | Closed | Line | NO | 0.0005 | 0.0026 | 0.02 | 274.9 | 370.5 | 274.9
45141 | HOLLADAY | 45167 | KNOTT | 115 | 115 | PAC:PTLD | PAC:PTLD | 1 | Closed | Line | NO | 0.00077 | 0.00415 | 0.00063 | 153 | 191 | 238
67185 | HILLTP1 | 67399 | KIRBY CK | 115 | 115 | WY NORTH | WY NORTH | 1 | Closed | Line | NO | 0.02859 | 0.15009 | 0.02377 | 85 | 85 | 85
19214 | SNYDHILL | 17181 | SNYDHL-AZ | 115 | 115 | WAPA-DSW | CAP | 1 | Closed | Line | NO | 0 | 0.0005 | 0 | 120 | 132 | 120
43816 | WSTPRT | 43817 | WSTPRT 1 | 115 | 115 | Portland General - BES S/S | Portland General - BES NODE | 1 | Closed | Line | NO | 0 | 0.0003 | 0 | 208 | 208 | 285
19201 | BLACKMTN | 17182 | BLKMTN-AZ | 115 | 115 | WAPA-DSW | CAP | 1 | Closed | Line | NO | 0 | 0.0005 | 0 | 120 | 132 | 120
12017 | CINIZA | 12089 | WINGATE | 115 | 115 | TSGT: Western NM | TSGT: Western NM | 1 | Closed | Line | NO | 0.02162 | 0.04566 | 0.00547 | 114 | 114 | 114
19057 | ORACLE | 17608 | S.BRKRCH | 115 | 115 | WAPA-DSW | AEPCO: Trico | 1 | Closed | Line | NO | 0.00296 | 0.01234 | 0.00163 | 119 | 147 | 119
42303 | LAKESIDE | 42447 | SBELLVUE | 115 | 115 | N.KING | N.KING | 1 | Closed | Line | NO | 0.00223 | 0.01279 | 0.00202 | 211.1 | 211.1 | 249
19057 | ORACLE | 17620 | ORACLE-AE | 115 | 115 | WAPA-DSW | AEPCO: Trico | 1 | Closed | Line | NO | 0 | 0.0005 | 0 | 120 | 120 | 120
10386 | ZIA_1 | 10481 | ZAFARANT | 115 | 115 | PNM: Santa Fe | PNM: Santa Fe | 1 | Closed | Line | NO | 0.00149 | 0.00808 | 0.00148 | 184 | 184 | 184
12020 | CLAPHAM | 12062 | ROSEBUD | 115 | 115 | TSGT: North NM | TSGT: North NM | 1 | Closed | Line | NO | 0.0378 | 0.10395 | 0.0226 | 119 | 119 | 119
24602 | VICTOR | 24607 | ROADWAY | 115 | 115 | SCE Victor | SCE Victor | 1 | Closed | Line | NO | 0.005 | 0.0297 | 0.0044 | 231 | 304 | 231
24602 | VICTOR | 24702 | KRAMER | 115 | 115 | SCE Victor | SCE Kramer/Inyokern/Coolwater | 1 | Closed | Line | NO | 0.0311 | 0.1868 | 0.0277 | 229 | 267 | 229
24602 | VICTOR | 25668 | WDT1655H | 115 | 115 | SCE Victor | SCE Victor | 1 | Closed | Line | NO | 0 | 0.003 | 0 | 35 | 50 | 35
24607 | ROADWAY | 24702 | KRAMER | 115 | 115 | SCE Victor | SCE Kramer/Inyokern/Coolwater | 1 | Closed | Line | NO | 0.0262 | 0.1571 | 0.0233 | 231 | 268 | 231
29230 | HAMLIN | 24607 | ROADWAY | 115 | 115 | SCE Victor | SCE Victor | 1 | Closed | Line | NO | 0.00134 | 0.01544 | 0.00179 | 470 | 625 | 470
12028 | EL_BUTTE | 12023 | CUCHILLO | 115 | 115 | TSGT: Southern NM | TSGT: Southern NM | 1 | Closed | Line | NO | 0.00427 | 0.01506 | 0.00186 | 59 | 59 | 59
11043 | MARLOW | 11041 | TROWBRIG | 115 | 115 | EPE - Native Load | EPE - Native Load | 1 | Closed | Line | NO | 0.00137 | 0.00618 | 0.00087 | 184.8 | 246.6 | 184.8
45133 | HARRIS 1 | 45141 | HOLLADAY | 115 | 115 | PAC:PTLD | PAC:PTLD | 1 | Closed | Line | NO | 0.0022 | 0.01213 | 0.00173 | 153 | 191 | 238
10212 | MPLAZA_T | 10187 | M_PLAZA | 115 | 115 | PNM: Albuquerque | PNM: Albuquerque | 1 | Closed | Line | NO | 0.0004 | 0.0014 | 0.00018 | 133.5 | 133.5 | 133.5
12041 | HOT_SPRG | 12023 | CUCHILLO | 115 | 115 | TSGT: Southern NM | TSGT: Southern NM | 1 | Closed | Line | NO | 0.003 | 0.0051 | 0.0006 | 167 | 167 | 167
45143 | HLLYWOOD | 45328 | HOLLYW T | 115 | 115 | PAC:PTLD | PAC:PTLD | 1 | Closed | Line | NO | 0.00038 | 0.00163 | 0.00021 | 143 | 143 | 193
31200 | MENDOCNO | 31202 | CALPELLA | 115 | 115 | Conf Load (N. Coast) | Conf Load (N. Coast) | 1 | Closed | Line | NO | 0.0042 | 0.0197 | 0.0032 | 125.7 | 147.8 | 193.6
24648 | IVANPAH | 24649 | COLOSEM2 | 115 | 115 | SCE Ivanpah | SCE Ivanpah | 1 | Closed | Line | NO | 0.00094 | 0.00462 | 0.01049 | 144.4 | 144.4 | 144.4
12027 | DONA_ANA | 12059 | PICACHO | 115 | 115 | TSGT: Southern NM | TSGT: Southern NM | 1 | Closed | Line | NO | 0.00165 | 0.00667 | 0.0009 | 153 | 153 | 153
24648 | IVANPAH | 24653 | COLOSEM3 | 115 | 115 | SCE Ivanpah | SCE Ivanpah | 1 | Closed | Line | NO | 0.00281 | 0.01363 | 0.01462 | 144.4 | 144.4 | 144.4
24648 | IVANPAH | 24778 | MTN PASS | 115 | 115 | SCE Ivanpah | SCE Kramer/Inyokern/Coolwater | 1 | Closed | Line | NO | 0.02591 | 0.03888 | 0.00407 | 83 | 106 | 83
10245 | PERSON | 10012 | ANDERSON | 115 | 115 | PNM: Albuquerque | PNM: Albuquerque | 1 | Closed | Line | NO | 0.0033 | 0.0133 | 0.0016 | 156 | 173 | 196
12027 | DONA_ANA | 13000 | ALAMOGCP | 115 | 115 | TSGT: Southern NM | PNM: Southeast | 1 | Closed | Line | NO | 0.0637 | 0.3619 | 0.0507 | 159 | 159 | 159
45151 | ISTHMUS | 45153 | ISTHMUS | 115 | 230 | PAC:CBAY | PAC:CBAY | 1 | Closed | Transformer | YES | 0.00091 | 0.00278 | 0 | 250 | 280 | 300
45150 | DIXON | 45320 | MARYSRVR | 115 | 115 | PAC:WLMT | PAC:WLMT | 1 | Closed | Line | NO | 0.00439 | 0.01216 | 0.00174 | 127 | 127 | 172
40085 | BELFAIR+ | 40080 | POTLCH_EM_TI | 115 | 115 | Seattle Area, Olympic Peninsula | Seattle Area, Olympic Peninsula | 2 | Closed | Line | NO | 0.00203 | 0.01711 | 0.00206 | 249 | 249 | 308.7
42307 | LKTRAD | 42441 | PINELKTP | 115 | 115 | N.KING | N.KING | 1 | Closed | Line | NO | 0.001 | 0.00523 | 0.00083 | 211.1 | 211.1 | 249
24702 | KRAMER | 24716 | COLWATER | 115 | 115 | SCE Kramer/Inyokern/Coolwater | SCE Kramer/Inyokern/Coolwater | 1 | Closed | Line | NO | 0.04876 | 0.24383 | 0.03458 | 189 | 255 | 189
24727 | HOLGATE | 24702 | KRAMER | 115 | 115 | SCE Kramer/Inyokern/Coolwater | SCE Kramer/Inyokern/Coolwater | 1 | Closed | Line | NO | 0.04487 | 0.07203 | 0.00785 | 82.7 | 111.6 | 82.7
24731 | INYOKERN | 24702 | KRAMER | 115 | 115 | SCE Kramer/Inyokern/Coolwater | SCE Kramer/Inyokern/Coolwater | 1 | Closed | Line | NO | 0.07735 | 0.15719 | 0.067 | 165 | 211 | 165
24702 | KRAMER | 24753 | SUNGEN | 115 | 115 | SCE Kramer/Inyokern/Coolwater | SCE Kramer/Inyokern/Coolwater | 1 | Closed | Line | NO | 0.00195 | 0.00908 | 0.0013 | 183 | 247 | 183
24702 | KRAMER | 24759 | TORTILLA | 115 | 115 | SCE Kramer/Inyokern/Coolwater | SCE Kramer/Inyokern/Coolwater | 1 | Closed | Line | NO | 0.04134 | 0.2069 | 0.02935 | 194 | 263 | 194
24761 | TAP701 | 24702 | KRAMER | 115 | 115 | SCE Kramer/Inyokern/Coolwater | SCE Kramer/Inyokern/Coolwater | 1 | Closed | Line | NO | 0.0177 | 0.1488 | 0.02226 | 214 | 267 | 214
45166 | EAGLE PT | 45185 | LOST CRK | 115 | 115 | PAC:MDFD | Western Oregon | 1 | Closed | Line | NO | 0.02352 | 0.07566 | 0.00824 | 114 | 114 | 153
13500 | ELBUT_US | 12028 | EL_BUTTE | 115 | 115 | USBR NM | TSGT: Southern NM | 1 | Closed | Line | NO | 0 | 0.0005 | 0 | 52 | 52 | 52
24710 | BSPHYD34 | 24723 | CONTROL | 115 | 115 | SCE Control | SCE Control | 1 | Closed | Line | NO | 0.01335 | 0.13294 | 0 | 15.9 | 21.5 | 15.9
25782 | BISHOP3 | 24710 | BSPHYD34 | 115 | 115 | SCE Control | SCE Control | 1 | Closed | Line | NO | 0.02353 | 0.15069 | 0 | 10 | 13.4 | 10
25784 | BISHOP4 | 24710 | BSPHYD34 | 115 | 115 | SCE Control | SCE Control | 1 | Closed | Line | NO | 0.0187 | 0.1418 | 0 | 10 | 13.4 | 10
24716 | COLWATER | 24765 | TAP705 | 115 | 115 | SCE Kramer/Inyokern/Coolwater | SCE Kramer/Inyokern/Coolwater | 1 | Closed | Line | NO | 0.00017 | 0.00085 | 0.00012 | 194 | 263 | 194
24716 | COLWATER | 24771 | GALE | 115 | 115 | SCE Kramer/Inyokern/Coolwater | SCE Kramer/Inyokern/Coolwater | 1 | Closed | Line | NO | 0.00128 | 0.00641 | 0.00091 | 194.2 | 262.2 | 194.2
24716 | COLWATER | 24773 | TIEFORT | 115 | 115 | SCE Kramer/Inyokern/Coolwater | SCE Kramer/Inyokern/Coolwater | 1 | Closed | Line | NO | 0.0853 | 0.1823 | 0.02 | 120.5 | 138.6 | 120.5
24716 | COLWATER | 24774 | DUNNSIDE | 115 | 115 | SCE Kramer/Inyokern/Coolwater | SCE Kramer/Inyokern/Coolwater | 1 | Closed | Line | NO | 0.14985 | 0.22311 | 0.02331 | 83 | 106 | 83
12050 | OJO | 12038 | HERNANDZ | 115 | 115 | PNM: Santa Fe | TSGT: North NM | 1 | Closed | Line | NO | 0.0054 | 0.0305 | 0.0043 | 186 | 186 | 205
43822 | MIDGRV 2 | 43781 | SALEMAL# | 115 | 115 | Portland General - BES NODE | Portland General - BES NODE | 1 | Closed | Line | NO | 0.00137 | 0.00719 | 0.00114 | 198 | 198 | 266
622118 | DUTTON PUMP | 622207 | CONRAD WAPA | 115 | 115 | NOGF_MT | NOGF_MT | 1 | Closed | Line | NO | 0.05328 | 0.18329 | 0.0246 | 133.5 | 133.5 | 133.5
24724 | OXBOW B | 24723 | CONTROL | 115 | 115 | SCE Control | SCE Control | 1 | Closed | Line | NO | 8e-05 | 0.00034 | 5e-05 | 115 | 155 | 115
24725 | CSA DIAB | 24723 | CONTROL | 115 | 115 | SCE Control | SCE Control | 1 | Closed | Line | NO | 0.11834 | 0.30945 | 0.02023 | 120.5 | 162.7 | 120.5
24723 | CONTROL | 24728 | INYO | 115 | 115 | SCE Control | SCE Control | 1 | Closed | Line | NO | 0.00659 | 0.01634 | 0.00212 | 114.5 | 139.4 | 114.5
40071 | BADGER | 47371 | SOUTHRDGE+ | 115 | 115 | Lower Columbia Basin | Lower Columbia Basin | 1 | Closed | Line | NO | 0.00376 | 0.02341 | 0.00275 | 213.1 | 213.1 | 274.9
41388 | 9CWIND# | 40071 | BADGER | 115 | 115 | Lower Columbia Basin | Lower Columbia Basin | 1 | Closed | Line | NO | 0.00939 | 0.06371 | 0.00778 | 213.1 | 213.1 | 274.9
10315 | SIGNET_T | 10151 | JEFFRSNT | 115 | 115 | PNM: Albuquerque | PNM: Albuquerque | 1 | Closed | Line | NO | 0.0018 | 0.007 | 0.00086 | 155 | 155 | 167
622149 | CUTBANKPUMPT | 625026 | SO CUTBK GEC | 115 | 115 | NOGF_MT | NOGF_MT | 1 | Closed | Line | NO | 0.00232 | 0.00798 | 0.00107 | 133.5 | 133.5 | 133.5
24764 | TAP704 | 24725 | CSA DIAB | 115 | 115 | SCE Control | SCE Control | 1 | Closed | Line | NO | 0.06561 | 0.10323 | 0.00536 | 82.7 | 111.6 | 82.7
24725 | CSA DIAB | 24775 | RUSH | 115 | 115 | SCE Control | SCE Control | 1 | Closed | Line | NO | 0.08209 | 0.13064 | 0.00683 | 82.7 | 111.6 | 82.7
24741 | MOGEN | 24727 | HOLGATE | 115 | 115 | SCE Kramer/Inyokern/Coolwater | SCE Kramer/Inyokern/Coolwater | 1 | Open | Line | NO | 0.0027 | 0.0068 | 0.0051 | 122 | 140.3 | 122
24769 | EDWARDS | 24727 | HOLGATE | 115 | 115 | SCE Kramer/Inyokern/Coolwater | SCE Kramer/Inyokern/Coolwater | 1 | Closed | Line | NO | 0.05456 | 0.08875 | 0.00972 | 82.7 | 111.6 | 82.7
24727 | HOLGATE | 24896 | BORAX | 115 | 115 | SCE Kramer/Inyokern/Coolwater | SCE Kramer/Inyokern/Coolwater | 1 | Closed | Line | NO | 0.00288 | 0.00787 | 0.00101 | 121 | 163 | 121
24728 | INYO | 24730 | INYO PS | 115 | 115 | SCE Control | SCE Control | 1 | Closed | Transformer | YES | 0 | 0.11088 | 0 | 123.2 | 134.4 | 123.2
12213 | TORREON | 10403 | CABEZON | 115 | 345 | TSGT: Central NM | PNM: EHV and Gen | T2 | Closed | Transformer | YES | 0.00108 | 0.06311 | 0 | 238.4 | 238.4 | 238.4
10533 | MENDOZAT | 12030 | GALLUPPG | 115 | 115 | PNM: Other | TSGT: Western NM | 1 | Closed | Line | NO | 0.02224 | 0.05068 | 0.006 | 114 | 114 | 114
79618 | DWIGHT AR | 79643 | NAVAJO | 115 | 115 | FEUS | FEUS | 1 | Closed | Line | NO | 0.00156 | 0.00616 | 0.00038 | 35 | 40 | 35
24731 | INYOKERN | 24749 | SEARLES | 115 | 115 | SCE Kramer/Inyokern/Coolwater | SCE Kramer/Inyokern/Coolwater | 1 | Closed | Line | NO | 0.12972 | 0.19313 | 0.02018 | 82.7 | 111.6 | 82.7
24761 | TAP701 | 24731 | INYOKERN | 115 | 115 | SCE Kramer/Inyokern/Coolwater | SCE Kramer/Inyokern/Coolwater | 1 | Closed | Line | NO | 0.01564 | 0.13142 | 0.01823 | 214 | 267 | 214
24782 | CAL GEN | 24731 | INYOKERN | 115 | 115 | SCE Kramer/Inyokern/Coolwater | SCE Kramer/Inyokern/Coolwater | 1 | Closed | Line | NO | 0.0392 | 0.1437 | 0.02223 | 229 | 309 | 229
24791 | TAP710 | 24731 | INYOKERN | 115 | 115 | SCE Kramer/Inyokern/Coolwater | SCE Kramer/Inyokern/Coolwater | 1 | Closed | Line | NO | 0.1395 | 0.2077 | 0.0217 | 83 | 106 | 83
24731 | INYOKERN | 24792 | DOWNS | 115 | 115 | SCE Kramer/Inyokern/Coolwater | SCE Kramer/Inyokern/Coolwater | 1 | Closed | Line | NO | 0.03667 | 0.0546 | 0.0057 | 82.7 | 111.6 | 82.7
73189 | STEGALL | 73365 | EMIGRANT | 115 | 115 | ZoneWN | ZoneWN | 1 | Closed | Line | NO | 0.0077 | 0.0228 | 0.0028 | 109 | 109 | 109
31206 | HPLND JT | 31208 | CLOVRDLE | 115 | 115 | Conf Load (N. Coast) | Conf Load (N. Coast) | 1 | Closed | Line | NO | 0.0158 | 0.0753 | 0.0118 | 125.7 | 147.8 | 193.6
33317 | CLY LND | 38028 | PLO ALTO | 115 | 115 | Conf Load (Peninsula) | Conf Load (NCPA) | 1 | Closed | Line | NO | 0.0028 | 0.01353 | 0.00198 | 155 | 189 | 193.6
77502 | POUDRE | 78076 | DIXON CK | 115 | 115 | PRPA | PRPA | 1 | Closed | Line | NO | 0.0047 | 0.03447 | 0.0047 | 120 | 120 | 120
42315 | CASCADEP | 42316 | CLE ELUM | 115 | 115 | N.KING | KITTITAS | 1 | Closed | Line | NO | 0.003 | 0.00849 | 0.00119 | 60 | 60 | 97.2
24792 | DOWNS | 24749 | SEARLES | 115 | 115 | SCE Kramer/Inyokern/Coolwater | SCE Kramer/Inyokern/Coolwater | 1 | Closed | Line | NO | 0.09178 | 0.15414 | 0.01715 | 82.7 | 111.6 | 82.7
45185 | LOST CRK | 45500 | TAKELMA | 115 | 115 | Western Oregon | PAC:MDFD | 1 | Closed | Line | NO | 0.00098 | 0.00289 | 0.00037 | 114 | 125 | 163
24759 | TORTILLA | 24765 | TAP705 | 115 | 115 | SCE Kramer/Inyokern/Coolwater | SCE Kramer/Inyokern/Coolwater | 1 | Closed | Line | NO | 0.01221 | 0.06108 | 0.00866 | 194 | 263 | 194
42316 | CLE ELUM | 42467 | WOLDALE | 115 | 115 | KITTITAS | KITTITAS | 1 | Open | Line | NO | 0.04015 | 0.11895 | 0.0171 | 45 | 45 | 72.7
40047 | ALVEY_N | 41211 | HIDEAWAY+ | 115 | 115 | Western Oregon | Western Oregon | 1 | Closed | Line | NO | 0.00468 | 0.01429 | 0.00177 | 115.5 | 115.5 | 153.4
31210 | AIDLINJCT | 31214 | GEYSERS34 | 115 | 115 | Conf Load (N. Coast) | Conf Load (N. Coast) | 1 | Closed | Line | NO | 0.0044 | 0.022 | 0.00314 | 126 | 148 | 194
32990 | MARTNZ D | 33016 | ALHAMTP2 | 115 | 115 | Conf Load (Diablo) | Conf Load (Diablo) | 1 | Closed | Line | NO | 0.0043 | 0.0152 | 0.0018 | 82.9 | 96.4 | 124.1
24776 | LEE VINE | 24775 | RUSH | 115 | 115 | SCE Control | SCE Control | 1 | Closed | Line | NO | 0.06498 | 0.10223 | 0.00531 | 183.3 | 247.4 | 183.3
24777 | BAKER | 24778 | MTN PASS | 115 | 115 | SCE Kramer/Inyokern/Coolwater | SCE Kramer/Inyokern/Coolwater | 1 | Closed | Line | NO | 0.14355 | 0.21373 | 0.02233 | 83 | 106 | 83
24790 | COSO | 24791 | TAP710 | 115 | 115 | SCE Kramer/Inyokern/Coolwater | SCE Kramer/Inyokern/Coolwater | 1 | Closed | Line | NO | 8e-05 | 0.00022 | 3e-05 | 121 | 163 | 121
40047 | ALVEY_N | 45115 | GOSHN | 115 | 115 | Western Oregon | PAC:WLMT | 1 | Closed | Line | NO | 0.00238 | 0.0127 | 0.00193 | 152 | 190 | 237
10295 | SANDIA_1 | 10154 | KAFB | 115 | 115 | PNM: Albuquerque | PNM: Albuquerque | 1 | Closed | Line | NO | 0.00292 | 0.01166 | 0.00143 | 156 | 156 | 196
10071 | COAL_TAP | 10069 | COAL | 115 | 115 | PNM: Albuquerque | PNM: Albuquerque | 1 | Closed | Line | NO | 0.0006 | 0.0036 | 0.00056 | 133.5 | 133.5 | 133.5
10404 | ACOMA_TAP | 12126 | SFIDEL_T | 115 | 115 | PNM: Albuquerque | TSGT: Western NM | 1 | Closed | Line | NO | 0.0054 | 0.0122 | 0.0014 | 102 | 102 | 114
12096 | PYRTAP2 | 12061 | PLAYAS | 115 | 115 | TSGT: Southern NM | TSGT: Southern NM | 1 | Closed | Line | NO | 0.0303 | 0.0918 | 0.0111 | 74 | 74 | 74
24805 | DEVERS | 24804 | DEVERS | 115 | 230 | SCE Devers 115kV | SCE EASTERN 500/230kV | 1 | Closed | Transformer | YES | 0 | 0.05751 | 0 | 280 | 328 | 280
24805 | DEVERS | 24804 | DEVERS | 115 | 230 | SCE Devers 115kV | SCE EASTERN 500/230kV | 3 | Closed | Transformer | YES | 0 | 0.06012 | 0 | 280 | 330 | 280
24805 | DEVERS | 24804 | DEVERS | 115 | 230 | SCE Devers 115kV | SCE EASTERN 500/230kV | 4 | Closed | Transformer | YES | 0 | 0.0611 | 0 | 280 | 336 | 280
45198 | GLIDE | 45495 | STEAMBT | 115 | 115 | PAC:ROSE | PAC:ROSE | 1 | Closed | Line | NO | 0.05173 | 0.18903 | 0.02254 | 114 | 114 | 154
12130 | RAINVL_T | 12077 | SPRINGER | 115 | 115 | TSGT: North NM | TSGT: North NM | 1 | Closed | Line | NO | 0.07026 | 0.24542 | 0.03155 | 92 | 92 | 92
10412 | FIRST_ST | 10418 | FRST_STT | 115 | 115 | PNM: Belen | PNM: Belen | 1 | Closed | Line | NO | 0.00011 | 0.00075 | 0.00011 | 154 | 154 | 154
47095 | VIEW TAP | 45201 | MERWIN | 115 | 115 | Clark County, WA | PAC:LWSR | 1 | Closed | Line | NO | 0.00883 | 0.04913 | 0.00691 | 176 | 195 | 255
47021 | CHELAT T | 45201 | MERWIN | 115 | 115 | Clark County, WA | PAC:LWSR | 1 | Closed | Line | NO | 0.00883 | 0.04913 | 0.00691 | 176 | 195 | 255
12077 | SPRINGER | 12148 | BISON | 115 | 115 | TSGT: North NM | TSGT: North NM | 1 | Closed | Line | NO | 0.00768 | 0.02256 | 0.00386 | 82 | 82 | 82
67932 | ELKHORN | 69123 | PLATTJCT | 115 | 115 | WY EAST | WY EAST | 1 | Closed | Line | NO | 0.00238 | 0.01277 | 0.00194 | 179 | 218 | 249
24810 | HI DESERT | 24805 | DEVERS | 115 | 115 | SCE Devers 115kV | SCE Devers 115kV | 1 | Closed | Line | NO | 0 | 0.0004 | 0 | 9999 | 9999 | 9999
24805 | DEVERS | 24815 | GARNET | 115 | 115 | SCE Devers 115kV | SCE Devers 115kV | 1 | Closed | Line | NO | 0.00291 | 0.02167 | 0.0026 | 169 | 229 | 169
24805 | DEVERS | 24815 | GARNET | 115 | 115 | SCE Devers 115kV | SCE Devers 115kV | eq | Closed | Line | NO | 0.00294 | 0.01681 | 0 | 9999 | 9999 | 9999
24805 | DEVERS | 24826 | INDIGO | 115 | 115 | SCE Devers 115kV | SCE Devers 115kV | eq | Closed | Line | NO | 0.00192 | 0.01173 | 0 | 9999 | 9999 | 9999
24837 | EISNHOW | 24805 | DEVERS | 115 | 115 | SCE Devers 115kV | SCE Devers 115kV | 1 | Closed | Line | NO | 0 | 0.0004 | 0 | 9999 | 9999 | 9999
24805 | DEVERS | 24839 | BLAST | 115 | 115 | SCE Devers 115kV | SCE Devers 115kV | eq | Closed | Line | NO | 0.0023 | 0.01432 | 0 | 9999 | 9999 | 9999
24805 | DEVERS | 24850 | BANWIND | 115 | 115 | SCE Devers 115kV | SCE Devers 115kV | eq | Closed | Line | NO | 0.01348 | 0.07309 | 0 | 9999 | 9999 | 9999
24805 | DEVERS | 25634 | BUCKWND | 115 | 115 | SCE Devers 115kV | SCE Devers 115kV | eq | Closed | Line | NO | 0.00267 | 0.01262 | 0 | 9999 | 9999 | 9999
42323 | SAMMSH E | 42453 | SOUTKIRK | 115 | 115 | N.KING | N.KING | 1 | Closed | Line | NO | 0.00333 | 0.01715 | 0.00282 | 211.1 | 211.1 | 249
24805 | DEVERS | 25636 | RENWIND | 115 | 115 | SCE Devers 115kV | SCE Devers 115kV | eq | Closed | Line | NO | 0.00886 | 0.04823 | 0 | 9999 | 9999 | 9999
24805 | DEVERS | 25637 | TRANWND | 115 | 115 | SCE Devers 115kV | SCE Devers 115kV | eq | Closed | Line | NO | 0.01265 | 0.07074 | 0 | 9999 | 9999 | 9999
10418 | FRST_STT | 10414 | JARALEST | 115 | 115 | PNM: Belen | PNM: Belen | 1 | Closed | Line | NO | 0.0016 | 0.00616 | 0.00084 | 154 | 154 | 154
31220 | EGLE RCK | 31219 | ERFT4_23CRJ | 115 | 115 | Conf Load (N. Coast) | Conf Load (N. Coast) | 1 | Closed | Line | NO | 0.0054 | 0.04443 | 0.00546 | 164.3 | 194.2 | 256.3
42330 | SNOQ SW | 42335 | SNOQPWR2 | 115 | 115 | N.KING | N.KING | 1 | Closed | Line | NO | 0.00065 | 0.00285 | 0.0004 | 71.7 | 71.7 | 116.7
24805 | DEVERS | 25646 | SANWIND | 115 | 115 | SCE Devers 115kV | SCE Devers 115kV | eq | Closed | Line | NO | 0.00352 | 0.01652 | 0 | 9999 | 9999 | 9999
12113 | OJOCALIT | 12081 | TAOS | 115 | 115 | TSGT: North NM | TSGT: North NM | 1 | Closed | Line | NO | 0.00851 | 0.08066 | 0.01206 | 169 | 169 | 169
69098 | RAWHIDE | 98271 | mid_98271 | 115 | 115 | WY EAST | WY EAST | 1 | Closed | TransformerWinding | YES | 0 | 0.0835 | 0 | 22 | 22 | 22
623112 | COLSTRIP 115 | 623760 | COLSTART12 T | 115 | 115 | COLSTRIP_MT | COLSTRIP_MT | 1 | Closed | Line | NO | 0.0007 | 0.00277 | 0.00038 | 145.4 | 145.4 | 145.4
10155 | PROSPER | 10276 | STUDIO | 115 | 115 | PNM: Albuquerque | PNM: Albuquerque | 1 | Closed | Line | NO | 0.00249 | 0.01149 | 0.00202 | 156 | 156 | 196
73154 | POLE CK | 73161 | QUALLS | 115 | 115 | ZoneEW | ZoneEW | 1 | Closed | Line | NO | 0.0469 | 0.1813 | 0.0232 | 53 | 53 | 53
40041 | ALLSTON | 47287 | DON_NYS+ | 115 | 115 | Portland Area | Portland Area | 4 | Closed | Line | NO | 0.00064 | 0.00596 | 0.00074 | 282.8 | 282.8 | 346.6
24807 | MIRAGE | 25633 | CAPWIND | 115 | 115 | SCE Mirage 115kV | SCE Mirage 115kV | eq | Closed | Line | NO | 0.00658 | 0.03036 | 0 | 9999 | 9999 | 9999
10414 | JARALEST | 12007 | BELEN_PG | 115 | 115 | PNM: Belen | PNM: Belen | 1 | Closed | Line | NO | 0.00218 | 0.01512 | 0.00225 | 154 | 154 | 154
40041 | ALLSTON | 40339 | DELENA+ | 115 | 115 | Portland Area | Portland Area | 2 | Closed | Line | NO | 0.00483 | 0.01964 | 0.00235 | 109.6 | 109.6 | 147.4
44879 | RIDDLE | 45465 | RIDDLEVN | 115 | 115 | PAC:ROSE | PAC:ROSE | 1 | Closed | Line | NO | 0.00617 | 0.01172 | 0.00166 | 89 | 109 | 127
40040 | ALDERWD_T3# | 40581 | JUNCT_CTY+ | 115 | 115 | Western Oregon | Western Oregon | 1 | Closed | Line | NO | 0.00235 | 0.01142 | 0.00155 | 203.2 | 203.2 | 251
10071 | COAL_TAP | 10079 | CORNEL_T | 115 | 115 | PNM: Albuquerque | PNM: Albuquerque | 1 | Closed | Line | NO | 0.0005 | 0.0017 | 0.0002 | 154 | 154 | 169
73151 | PILOT BU | 73217 | WINDRIVT | 115 | 115 | ZoneBH | ZoneBH | 1 | Closed | Line | NO | 0.0367 | 0.1466 | 0.0176 | 147 | 147 | 147
40036 | ALDERWD_T1# | 47137 | CHESHIRE+ | 115 | 115 | Western Oregon | Western Oregon | 1 | Closed | Line | NO | 0.00273 | 0.00786 | 0.00111 | 137.4 | 137.4 | 167.3
40038 | ALDERWD_T2# | 40815 | VA_PARKER+ | 115 | 115 | Western Oregon | Western Oregon | 1 | Closed | Line | NO | 0.00484 | 0.02774 | 0.00383 | 203.2 | 203.2 | 251
24904 | HIGROVE | 24903 | VSTA | 115 | 115 | SCE Vista 115kV | SCE Vista 115kV | 1 | Closed | Line | NO | 0.0018 | 0.0108 | 0.0016 | 217 | 217 | 217
12091 | YORKCANY | 12157 | VANBREMR | 115 | 115 | TSGT: North NM | TSGT: North NM | 1 | Closed | Line | NO | 0.01429 | 0.04271 | 0.00496 | 79 | 79 | 79
41252 | ROSALC42 | 40034 | ROSALC49 | 115 | 115 | Portland Area | Portland Area | 2 | Closed | Line | NO | 0.00128 | 0.00533 | 0.0007 | 169.3 | 169.3 | 209.1
78071 | LAPORTE | 78070 | LAPORTE | 115 | 230 | PRPA | PRPA | 2 | Closed | Transformer | YES | 0.0011 | 0.0871 | 0 | 112 | 134 | 112
45214 | GRIFFINP | 45363 | VOORHIES | 115 | 115 | PAC:MDFD | PAC:MDFD | 1 | Open | Line | NO | 0.00396 | 0.02045 | 0.00335 | 151 | 191 | 227
42767 | HOLDEN | 42768 | HOLDN TP | 115 | 115 | PIERCE | PIERCE | 1 | Closed | Line | NO | 0.00032 | 0.0017 | 0.00027 | 110 | 110 | 180.3
33203 | MISSON | 33204 | POTRERO | 115 | 115 | Conf Load (S.F.) | Conf Load (S.F.) | 1 | Closed | Line | NO | 0.00179 | 0.00542 | 0.06852 | 139.4 | 157 | 139.4
31968 | WODLNDJ2 | 31970 | WOODLD | 115 | 115 | Conf Load (Sacramento) | Conf Load (Sacramento) | 2 | Closed | Line | NO | 0.01187 | 0.05747 | 0.0086 | 125.7 | 163.3 | 193.6
42757 | FRUTLAND | 42787 | WOODLDSW | 115 | 115 | PIERCE | PIERCE | 1 | Closed | Line | NO | 0.00087 | 0.00455 | 0.00073 | 208.9 | 208.9 | 246.4
42755 | FAIRCHIL | 42757 | FRUTLAND | 115 | 115 | PIERCEI | PIERCE | 1 | Closed | Line | NO | 0.00108 | 0.00562 | 0.0009 | 108.8 | 108.8 | 178.1
11188 | LEO_EAST | 11063 | DYER | 115 | 115 | EPE - Native Load | EPE - Native Load | 1 | Closed | Line | NO | 0.00358 | 0.02247 | 0.00366 | 184.8 | 246.4 | 184.8
40029 | ALBENI F | 40856 | PRIEST_AVA# | 115 | 115 | Spokane Area, N Idaho, W Montana | Spokane Area, N Idaho, W Montana | 1 | Closed | Line | NO | 0.00427 | 0.02452 | 0.0034 | 213.1 | 213.1 | 274.9
40025 | ALBANY | 45131 | HAZELWOD | 115 | 115 | Western Oregon | PAC:WLMT | 1 | Closed | Line | NO | 7e-05 | 0.00048 | 7e-05 | 402 | 432 | 445
45219 | NORTH PK | 45231 | PACIFIC | 115 | 115 | PAC:YKMA | PAC:YKMA | 1 | Closed | Line | NO | 0.00201 | 0.01033 | 0.0017 | 178 | 196 | 257
623212 | COLSTART BK6 | 623762 | COLSTART34 T | 115 | 115 | COLSTRIP_MT | COLSTRIP_MT | 1 | Closed | Line | NO | 0.00066 | 0.00262 | 0.00036 | 145.4 | 145.4 | 145.4
42380 | AMES_LAKE | 42381 | AMESLKTP | 115 | 115 | PSEOTHER | N.KING | 1 | Closed | Line | NO | 0.00755 | 0.01732 | 0.00222 | 63.3 | 63.3 | 95.2
40017 | ADDY | 48071 | CHEWELAH | 115 | 115 | Spokane Area, N Idaho, W Montana | AVA: Big Bend | 1 | Closed | Line | NO | 0.01395 | 0.05425 | 0.00778 | 119.7 | 119.7 | 176.5
33503 | FRGTNTP2 | 33936 | MELNS JB | 115 | 115 | Conf Load (Stockton) | Conf Load (Stanislaus) | 1 | Closed | Line | NO | 0.0275 | 0.0479 | 0.0052 | 56 | 64.9 | 82.7
70023 | ALLISON | 70400 | SODALAKE | 115 | 115 | ZoneRD | ZoneRD | 1 | Closed | Line | NO | 0.00495 | 0.02278 | 0.00348 | 153 | 174 | 153
40017 | ADDY | 48135 | GIFFORD | 115 | 115 | Spokane Area, N Idaho, W Montana | AVA: Big Bend | 1 | Closed | Line | NO | 0.14267 | 0.13079 | 0.01488 | 31.3 | 31.3 | 45.2
70576 | COMPARK_CR | 70581 | GRNDVIEW_CR | 115 | 115 | ZoneRS | ZoneRS | 1 | Closed | Line | NO | 0.00222 | 0.00307 | 0.01663 | 239 | 239 | 239
70582 | GREENLND_CR | 70584 | CRYSTVA_CR | 115 | 115 | ZoneRS | ZoneRS | 1 | Closed | Line | NO | 0.00908 | 0.05684 | 0.00791 | 162 | 178 | 162
70540 | BASLTDST | 79003 | BASALT | 115 | 115 | ZoneRW | ZoneRW | 1 | Closed | Line | NO | 0.00081 | 0.00383 | 0.00061 | 80 | 80 | 80
70541 | ASPEN_PS | 70542 | SNOWMASS | 115 | 115 | ZoneRW | ZoneRW | 1 | Closed | Line | NO | 0.00745 | 0.01981 | 0.00209 | 159 | 189 | 159
70523 | SULPHUR | 70524 | SULPHUR | 115 | 230 | ZoneRD | ZoneRD | T2 | Closed | Transformer | YES | 0.00096 | 0.05432 | 0 | 165 | 222 | 165
42861 | AIRPORTP | 42800 | OLYMPA P | 115 | 115 | THURSTN | THURSTN | 1 | Closed | Line | NO | 0.00605 | 0.04199 | 0.00697 | 110 | 110 | 180.3
70515 | DAVIDSON_CR | 70521 | PEAKVIEW_CR | 115 | 115 | ZoneRS | ZoneRS | 1 | Closed | Line | NO | 0.00103 | 0.00554 | 0.00074 | 239 | 239 | 239
70516 | PONDERSA_CR | 70581 | GRNDVIEW_CR | 115 | 115 | ZoneRS | ZoneRS | 1 | Closed | Line | NO | 0.00287 | 0.01552 | 0.00207 | 239 | 239 | 239
31972 | ZAMORA | 31971 | ZAMORA1 | 115 | 115 | Conf Load (Sacramento) | Conf Load (Sacramento) | 1 | Open | Line | NO | 0.0005 | 0.005 | 0 | 87.6 | 102.4 | 119.5
42766 | MERIDTAP | 42780 | SW28TIE | 115 | 115 | PIERCE | PIERCE | 1 | Closed | Line | NO | 0.001 | 0.00524 | 0.00084 | 211.1 | 211.1 | 249
42763 | KNOBLEP | 42769 | ORTING | 115 | 115 | PIERCE | PIERCE | 1 | Closed | Line | NO | 0.00362 | 0.01907 | 0.003 | 110 | 110 | 180.3
70467 | WAVERLY | 70656 | CARMEL | 115 | 115 | ZoneSL | ZoneSL | 1 | Closed | Line | NO | 0.003 | 0.0116 | 0.0014 | 170 | 170 | 170
42759 | GRAVELLY | 42784 | TILCM TI | 115 | 115 | PIERCE | PIERCE | 1 | Closed | Line | NO | 0.00218 | 0.01691 | 0.00303 | 211.1 | 211.1 | 249
31966 | WODLNDJ1 | 31971 | ZAMORA1 | 115 | 115 | Conf Load (Sacramento) | Conf Load (Sacramento) | 1 | Closed | Line | NO | 0.0237 | 0.0523 | 0.0063 | 64.7 | 75.1 | 96
45227 | OUTLOOK | 45261 | PUNKIN C | 115 | 115 | PAC:YKMA | PAC:YKMA | 1 | Closed | Line | NO | 0.00829 | 0.03 | 0.00426 | 115 | 126 | 164
70463 | WATERTON | 70483 | WATERTN_TP | 115 | 115 | ZoneRD | ZoneRD | 1 | Closed | Line | NO | 0 | 7e-05 | 0 | 159 | 175 | 181
70374 | SANLSVLY | 70411 | STANLEY | 115 | 115 | ZoneSL | ZoneSL | 1 | Closed | Line | NO | 0.0063 | 0.0237 | 0.00292 | 119 | 119 | 119
70456 | W.STATON | 71023 | PUEBLO_W | 115 | 115 | ZoneWP | ZoneWP | 1 | Closed | Line | NO | 0.0054 | 0.03477 | 0.00455 | 222 | 222 | 222
42741 | AIR PROD | 42776 | SHAW | 115 | 115 | PIERCEI | PIERCE | 1 | Closed | Line | NO | 0.0007 | 0.0038 | 0.00056 | 110 | 110 | 180.3
31964 | KNIGHT2 | 31963 | KNIGHTLD | 115 | 115 | Conf Load (Sacramento) | Conf Load (Sacramento) | 1 | Open | Line | NO | 0.0005 | 0.0005 | 0 | 105.2 | 121.5 | 132.7
70411 | STANLEY | 70658 | PLAZA | 115 | 115 | ZoneSL | ZoneSL | 1 | Closed | Line | NO | 0.0236 | 0.0914 | 0.01185 | 143 | 143 | 143
70412 | STMBEACH | 70458 | WALSENBG | 115 | 115 | ZoneRS | ZoneRS | 1 | Closed | Line | NO | 0.0623 | 0.2197 | 0.0378 | 92 | 92 | 92
70398 | BEAVER_CK1 | 70399 | B.CRK_PS | 115 | 230 | ZoneRD | ZoneRN | T1 | Closed | Transformer | YES | 0.00082 | 0.04999 | 0 | 221 | 239 | 221
42708 | ALDRTN E | 42761 | HEMLOCK | 115 | 115 | PIERCE | PIERCE | 1 | Closed | Line | NO | 0.00456 | 0.0245 | 0.00385 | 211.1 | 211.1 | 249
70395 | SMOKYHIL | 70396 | SMOKYHIL | 115 | 230 | ZoneRD | ZoneRD | T2 | Closed | Transformer | YES | 0.00119 | 0.0491 | 0 | 159 | 159 | 159
70395 | SMOKYHIL | 70416 | STRASBRG_CR | 115 | 115 | ZoneRD | ZoneRD | 1 | Closed | Line | NO | 0.04021 | 0.15445 | 0.02003 | 118 | 130 | 118
42704 | ALDERTON | 42708 | ALDRTN E | 115 | 115 | PIERCE | PIERCE | 1 | Closed | Line | NO | 0 | 0.0001 | 0 | 395.1 | 395.1 | 454
31953 | AMEGTAP | 32022 | PUTHCRK1 | 115 | 115 | Conf Load (Sacramento) | Conf Load (Sacramento) | 1 | Closed | Line | NO | 0.00289 | 0.00624 | 0.00069 | 64.7 | 75.1 | 96
37901 | AIRPORTW | 37925 | GOODWAT | 115 | 115 | Conf Load (Redding) | Conf Load (Redding) | 1 | Closed | Line | NO | 0.00305 | 0.01085 | 0.00167 | 189 | 209 | 169
70374 | SANLSVLY | 70937 | BLANCAPEAK | 115 | 115 | ZoneSL | ZoneSL | 1 | Closed | Line | NO | 0.01347 | 0.0532 | 0.00684 | 60 | 60 | 60
70374 | SANLSVLY | 70971 | mid pt | 115 | 115 | ZoneSL | ZoneSL | T2 | Closed | TransformerWinding | YES | 0.00132 | 0.00306 | 0 | 150 | 150 | 150
37901 | AIRPORTW | 37945 | STILLWAT | 115 | 115 | Conf Load (Redding) | Conf Load (Redding) | 1 | Open | Line | NO | 0.00588 | 0.021 | 0.00328 | 199 | 199 | 239
42448 | SCENIC | 46827 | SUMMIT | 115 | 115 | N.KING | Central Washington | 1 | Closed | Line | NO | 0.0108 | 0.02661 | 0.00345 | 75.5 | 75.5 | 113.7
42614 | LIQ. AIR | 42504 | OBRIEN | 115 | 115 | S.KINGI | S.KING | 1 | Closed | Line | NO | 0.00076 | 0.00412 | 0.00061 | 211.1 | 211.1 | 249
46714 | FT_LEW_S | 46914 | SEQUCEW | 115 | 115 | Tacoma Power - General | Tacoma Power - General | 1 | Closed | Line | NO | 0.00886 | 0.02231 | 0.00283 | 121.9 | 134.1 | 146.2
32228 | PLACER | 32239 | FLINT2 | 115 | 115 | Conf Load (Sierra) | Conf Load (Sierra) | 2 | Closed | Line | NO | 0.00251 | 0.00896 | 0.00123 | 224.3 | 224.3 | 239
43126 | CULVER | 43788 | TURNER # | 115 | 115 | Portland General - BES S/S | Portland General - BES NODE | 1 | Closed | Line | NO | 0.00305 | 0.01469 | 0.00281 | 198 | 198 | 239
32226 | BRUNSWCK | 32227 | BRNSWALT | 115 | 115 | Conf Load (Sierra) | Conf Load (Sierra) | 1 | Open | Line | NO | 0.0005 | 0.0005 | 0 | 98 | 112 | 142
43099 | CNTENIAL | 43103 | CNTENL 2 | 115 | 115 | Portland General - BES NODE | Portland General - BES NODE | 1 | Closed | Line | NO | 0.00045 | 0.00236 | 0.00038 | 198 | 198 | 266
43755 | CEDARHL# | 43092 | CORN TP2 | 115 | 115 | Portland General - BES NODE | Portland General - BES NODE | 1 | Closed | Line | NO | 0.00213 | 0.01121 | 0.00177 | 198 | 198 | 239
11197 | PELICANO | 11082 | HORIZON | 115 | 115 | EPE - Native Load | EPE - Native Load | 1 | Closed | Line | NO | 0.00563 | 0.03529 | 0.00556 | 184.8 | 239 | 184.8
43088 | CARVER B | 43095 | CLACKMAS | 115 | 115 | Portland General - BES S/S | Portland General - BES NODE | 1 | Closed | Line | NO | 0.00227 | 0.01173 | 0.00192 | 198 | 198 | 266
43087 | CARVER | 43801 | CARVER1 | 115 | 115 | Portland General - BES S/S | Portland General - BES NODE | 1 | Closed | Line | NO | 0 | 0.0003 | 0 | 239 | 239 | 365
43085 | CANYON | 43786 | SYLVAN # | 115 | 115 | Portland General - BES S/S | Portland General - BES NODE | 1 | Closed | Line | NO | 0.00186 | 0.00986 | 0.00154 | 198 | 198 | 239
43083 | CANEMAH | 43333 | MT PLSN1 | 115 | 115 | Portland General - BES S/S | Portland General - BES NODE | 1 | Closed | Line | NO | 0.00067 | 0.00524 | 0.0009 | 265 | 265 | 357
43070 | BUTLER | 43719 | OAKHILL2 | 115 | 115 | Portland General - BES S/S | Portland General - BES NODE | 1 | Closed | Line | NO | 0.00299 | 0.01479 | 0.00234 | 337 | 337 | 375
43068 | BROOKWOOD | 43553 | STMARYSA | 115 | 115 | Portland General - BES S/S | Portland General - BES S/S | 1 | Closed | Line | NO | 0.00564 | 0.031 | 0.00491 | 337 | 337 | 375
43547 | STMARYE1 | 43056 | CORNEL # | 115 | 115 | Portland General - BES NODE | Portland General - BES NODE | 1 | Closed | Line | NO | 0.00165 | 0.00971 | 0.00134 | 319 | 319 | 319
70165 | ENGLE3TP | 70263 | LITTLET1 | 115 | 115 | ZoneRD | ZoneRD | 1 | Closed | Line | NO | 0.01286 | 0.06197 | 0.00871 | 159 | 175 | 159
32280 | E.MRY J2 | 32212 | E.NICOLS | 115 | 115 | Conf Load (Sierra) | Conf Load (Sierra) | 1 | Closed | Line | NO | 0.01532 | 0.1007 | 0.01534 | 164 | 194 | 245
72909 | MONO_TP | 73187 | SPRINGCK | 115 | 115 | ZoneEW | ZoneEW | 1 | Closed | Line | NO | 0 | 0.00027 | 0 | 80 | 80 | 80
32208 | GREENLEAF1JT | 32210 | GREENLEAF1 | 115 | 115 | Conf Load (Sierra) | Conf Load (Sierra) | 1 | Closed | Line | NO | 0.00533 | 0.02662 | 0.0038 | 119.5 | 119.5 | 119.5
40411 | FERN_RIDGE+ | 40863 | RAINBOW_VLY# | 115 | 115 | Western Oregon | Western Oregon | 1 | Closed | Line | NO | 0.00539 | 0.03169 | 0.00417 | 203.2 | 203.2 | 251
40417 | FILBRT# | 40427 | FOR GROV | 115 | 115 | Portland Area | Portland Area | 1 | Closed | Line | NO | 0.002 | 0.00406 | 0.00052 | 97.6 | 97.6 | 125.5
32204 | OLIVHRST | 32286 | OLIVH J3 | 115 | 115 | Conf Load (Sierra) | Conf Load (Sierra) | 1 | Open | Line | NO | 0.0005 | 0.005 | 0 | 87.6 | 102.4 | 132.7
43014 | BASIN TP | 45001 | ALBINA | 115 | 115 | Portland General - BES NODE | PAC:PTLD | 1 | Closed | Line | NO | 0.0018 | 0.00833 | 0.00126 | 190 | 190 | 239
43007 | ALDERCRT | 43237 | HARSNPGE | 115 | 115 | Portland General - BES S/S | Portland General - BES S/S | 1 | Closed | Line | NO | 0.00178 | 0.00938 | 0.00148 | 198 | 198 | 239
43001 | ABRNATHY | 43750 | ABRNTHY# | 115 | 115 | Portland General - BES NODE | Portland General - BES NODE | 1 | Open | Line | NO | 0.00141 | 0.0073 | 0.00119 | 198 | 198 | 266
70162 | EAST | 70537 | FITZSMNS | 115 | 115 | ZoneRD | ZoneRD | 1 | Closed | Line | NO | 0.00142 | 0.00617 | 0.00082 | 120 | 120 | 120
70308 | PALMER | 73414 | FOXRUN | 115 | 115 | ZoneRS | ZoneCS | 1 | Closed | Line | NO | 0.01079 | 0.03802 | 0.00486 | 151 | 162 | 151
73412 | MIDWAYBR | 70285 | MIDWAYPS | 115 | 115 | ZoneCS | ZoneRS | 1 | Open | Line | NO | 0 | 0.0003 | 0 | 120 | 120 | 120
42609 | LKYOUNGS | 999932 | LKYFAI11 | 115 | 115 | S.KING | S.KING | 1 | Closed | Line | NO | 0.0081 | 0.02289 | 0.00319 | 125 | 126 | 155
42595 | ELLNGTAP | 42701 | WHITRV N | 115 | 115 | S.KING | PIERCE | 1 | Closed | Line | NO | 0.00132 | 0.00804 | 0.00113 | 110 | 110 | 180
999932 | LKYFAI11 | 42597 | FAIRWOOD | 115 | 115 | S.KING | S.KING | 1 | Closed | Line | NO | 0.00071 | 0.00369 | 0.00059 | 110 | 110 | 180.3
42593 | ELLINGTP | 42650 | SHERWD T | 115 | 115 | S.KING | S.KING | 1 | Closed | Line | NO | 0.0001 | 0.00052 | 9e-05 | 211.1 | 211.1 | 249
42591 | E.VALLEY | 42630 | NORPAC | 115 | 115 | S.KING | S.KING | 1 | Closed | Line | NO | 0.00133 | 0.00693 | 0.0011 | 211.1 | 211.1 | 249
70259 | LEETSDAL1 | 70282 | LEETSDAL2 | 115 | 115 | ZoneRD | ZoneRD | 1 | Closed | Line | NO | 0 | 0.0005 | 0 | 181 | 181 | 181
70259 | LEETSDAL1 | 70377 | SANDOWN | 115 | 115 | ZoneRD | ZoneRD | 1 | Closed | Line | NO | 0.00198 | 0.01548 | 0.00044 | 242 | 266 | 242
70253 | LAMAR_CO | 70956 | mid pt | 115 | 230 | ZoneWP | ZoneWP | T1 | Closed | TransformerWinding | YES | 0.00079 | -0.01127 | 0 | 129.5 | 129.5 | 129.5
70190 | DAVIS_PS_TAP | 70191 | FTLUPTON | 115 | 115 | ZoneRN | ZoneRN | 1 | Closed | Line | NO | 0.00365 | 0.01292 | 0.00782 | 159 | 175 | 159
70172 | FED_CTR | 70173 | FEDCTRTP | 115 | 115 | ZoneRD | ZoneRD | 1 | Closed | Line | NO | 0.00208 | 0.00417 | 0.00045 | 86 | 94 | 86
42956 | MURDEN T | 42983 | WINSLOWT | 115 | 115 | KITSAP | KITSAP | 1 | Open | Line | NO | 3e-05 | 0.00015 | 2e-05 | 110 | 110 | 180.3
42945 | KNGSTNTP | 42954 | MILLERBY | 115 | 115 | KITSAP | KITSAP | 1 | Closed | Line | NO | 3e-05 | 0.00017 | 3e-05 | 211.1 | 211.1 | 249
42949 | LOMOTAP | 42957 | NAVYKEYP | 115 | 115 | KITSAP | KITSAP | 1 | Closed | Line | NO | 0.00094 | 0.00507 | 0.00077 | 211.1 | 211.1 | 249
42950 | LONG LK | 42944 | FERNW TI | 115 | 115 | KITSAP | KITSAP | 1 | Closed | Line | NO | 0.00201 | 0.01034 | 0.00173 | 211.1 | 211.1 | 249
42513 | OBRIEN N | 42633 | ORILLIA | 115 | 115 | S.KING | S.KING | 1 | Closed | Line | NO | 0.00246 | 0.01285 | 0.00204 | 211.1 | 211.1 | 249
70208 | GRAY_ST. | 70402 | SOUTH_2 | 115 | 115 | ZoneRD | ZoneRD | 1 | Closed | Line | NO | 0.00778 | 0.0306 | 0.00398 | 120 | 154 | 120
70208 | GRAY_ST. | 70252 | LAKEWOD2 | 115 | 115 | ZoneRD | ZoneRD | 2 | Closed | Line | NO | 0.00597 | 0.01708 | 0.00223 | 111 | 120 | 111
13005 | GAVILAN | 13011 | RUIDOSO | 115 | 115 | PNM: Southeast | PNM: Southeast | 1 | Closed | Line | NO | 0.0172 | 0.03056 | 0.00433 | 65 | 65 | 65
40435 | FOSTER | 45285 | SWEETHOM | 115 | 115 | Western Oregon | PAC:WLMT | 1 | Closed | Line | NO | 0.00458 | 0.01767 | 0.00257 | 122 | 152 | 172
32259 | DIMOND_2 | 32268 | SHPRING2 | 115 | 115 | Conf Load (Sierra) | Conf Load (Sierra) | 2 | Closed | Line | NO | 0.00794 | 0.03902 | 0.00582 | 151.2 | 175.5 | 193.6
73173 | ROUNDTOP | 73178 | SENTINEL | 115 | 115 | ZoneEW | ZoneEW | 1 | Closed | Line | NO | 0.0081 | 0.0312 | 0.004 | 97 | 97 | 97
42586 | BOE2 N | 42575 | BOE2 S | 115 | 115 | S.KINGI | S.KING | 1 | Closed | Line | NO | 0 | 0.0001 | 0 | 304 | 304 | 354
43253 | HOGAN | 43254 | HOGAN #1 | 115 | 115 | Portland General - BES S/S | Portland General - BES NODE | 1 | Closed | Line | NO | 5e-05 | 0.00026 | 4e-05 | 198 | 198 | 266
42530 | STARWOOD | 46774 | STARWDTA | 115 | 115 | S.KING | Tacoma Power - General | 1 | Closed | Line | NO | 0.0004 | 0.00317 | 0.00054 | 239 | 239 | 239
70096 | CF&ISE1 | 70121 | COMANCHE | 115 | 115 | ZoneRS | ZoneRS | 1 | Closed | Line | NO | 0.005 | 0.01805 | 0.00226 | 128 | 140 | 128
70219 | ANDRKO_TP | 70238 | ANDRKO | 115 | 115 | ZoneRN | ZoneRN | 1 | Closed | Line | NO | 0.00375 | 0.00894 | 0.00098 | 144 | 144 | 144
10472 | PACHMANN | 10479 | IRIS | 115 | 115 | PNM: Sandoval | PNM: Sandoval | 1 | Closed | Line | NO | 0.00064 | 0.00452 | 0.00067 | 156 | 156 | 196
70231 | HOPKINS | 70387 | SHOSHONE | 115 | 115 | ZoneRW | ZoneRW | 1 | Closed | Line | NO | 0.01659 | 0.04415 | 0.00574 | 40 | 40 | 40
45315 | UNIONGAP | 45317 | UNIONGAP | 115 | 230 | PAC:YKMA | PAC:YKMA | 3 | Closed | Transformer | YES | 0.00065 | 0.03007 | 0 | 250 | 280 | 300
26053 | HSKLLCYN H | 26057 | PP 1E | 115 | 115 | LA BASIN | LA BASIN | 1 | Closed | Line | NO | 0.03632 | 0.12562 | 0.01442 | 98 | 119 | 98
26058 | PP 1W | 26059 | PP 2 | 115 | 115 | LA BASIN | LA BASIN | 1 | Closed | Line | NO | 0.01418 | 0.04392 | 0.00524 | 88 | 120 | 88
42622 | MER.IS.T | 42524 | SHUF115W | 115 | 115 | S.KING | S.KING | 1 | Closed | Line | NO | 0.00253 | 0.01303 | 0.00214 | 208.9 | 208.9 | 246.4
37505 | KESWICK | 37504 | KES MP3 | 115 | 115 | Conf Load (Western) | Conf Load (Western) | 3 | Closed | TransformerWinding | YES | 0.0041 | -0.0191 | 0 | 0 | 0 | 0
37505 | KESWICK | 37503 | KES MP2 | 115 | 115 | Conf Load (Western) | Conf Load (Western) | 2 | Closed | TransformerWinding | YES | 0.0041 | -0.0191 | 0 | 0 | 0 | 0
13003 | MD | 13014 | TURQUOIS | 115 | 115 | PNM: Southwest | PNM: Southwest | 1 | Closed | Line | NO | 0.015 | 0.07 | 0.00906 | 140 | 140 | 140
40015 | ADAIR# | 40025 | ALBANY | 115 | 115 | Portland Area | Western Oregon | 2 | Closed | Line | NO | 0.01012 | 0.04312 | 0.00545 | 165.3 | 165.3 | 201.2
42601 | FREEWAY | 42520 | MIDWAYP | 115 | 115 | S.KING | S.KING | 1 | Closed | Line | NO | 0 | 0.0003 | 0 | 100 | 100 | 100
42514 | OBRIEN S | 42520 | MIDWAYP | 115 | 115 | S.KING | S.KING | 1 | Closed | Line | NO | 0.0023 | 0.01414 | 0.00195 | 170.9 | 170.9 | 219.3
31466 | JESSUPJ1 | 31469 | SPIANDERSONJ | 115 | 115 | Conf Load (N. Valley) | Conf Load (N. Valley) | 1 | Closed | Line | NO | 0.00301 | 0.00988 | 0.00105 | 82.9 | 96.4 | 124.1
70166 | ENGLEWD1 | 70384 | SHERIDAN | 115 | 115 | ZoneRD | ZoneRD | 1 | Closed | Line | NO | 0.00466 | 0.01332 | 0.00174 | 160 | 176 | 160
70167 | ENGLEWD2 | 70168 | ENGLEWD3 | 115 | 115 | ZoneRD | ZoneRD | 1 | Open | Line | NO | 0 | 0.0005 | 0 | 182 | 213 | 182
70157 | DIVIDE | 70476 | WOODLAND | 115 | 115 | ZoneRS | ZoneRM | 1 | Closed | Line | NO | 0.00839 | 0.04936 | 0.00778 | 120 | 120 | 120
70162 | EAST | 70395 | SMOKYHIL | 115 | 115 | ZoneRD | ZoneRD | 1 | Closed | Line | NO | 0.01952 | 0.07665 | 0.00999 | 120 | 120 | 120
31456 | MALACHA1 | 31458 | MALACHA2 | 115 | 115 | Conf Load (N. Valley) | Conf Load (N. Valley) | 1 | Closed | Line | NO | 0.03185 | 0.09805 | 0.0165 | 35 | 35 | 35
70142 | DEERCRK | 70400 | SODALAKE | 115 | 115 | ZoneRD | ZoneRD | 1 | Closed | Line | NO | 0.00475 | 0.03728 | 0.00463 | 120 | 154 | 120
70127 | COORSREC | 70191 | FTLUPTON | 115 | 115 | ZoneRD | ZoneRN | 1 | Closed | Line | NO | 0.00119 | 0.01138 | 0.00161 | 239 | 239 | 239
70127 | COORSREC | 70194 | FULTONTS | 115 | 115 | ZoneRD | ZoneRD | 1 | Closed | Line | NO | 0.00103 | 0.00977 | 0.00138 | 213 | 235 | 213
70121 | COMANCHE | 70122 | COMANCHE | 115 | 230 | ZoneRS | ZoneRS | T1 | Closed | Transformer | YES | 0.00085 | 0.03619 | 0 | 280 | 378 | 280
70121 | COMANCHE | 70122 | COMANCHE | 115 | 230 | ZoneRS | ZoneRS | T2 | Closed | Transformer | YES | 0.00085 | 0.03619 | 0 | 280 | 378 | 280
70114 | CLIMAX | 70364 | ROBINSONRACK | 115 | 115 | ZoneRM | ZoneRM | 2 | Closed | Line | NO | 0.00344 | 0.01349 | 0.00176 | 94 | 109 | 94
44875 | DCFP TAP | 45367 | OAKLAND | 115 | 115 | PAC:ROSE | PAC:ROSE | 1 | Closed | Line | NO | 0.01955 | 0.05703 | 0.00735 | 115 | 126 | 164
70108 | CHEROKEE_S | 70298 | NORTH_PS | 115 | 115 | ZoneRD | ZoneRD | 1 | Closed | Line | NO | 0.00293 | 0.01625 | 0.00244 | 199 | 219 | 199
70110 | CHEROKEE_N | 70153 | DERBY_1 | 115 | 115 | ZoneRD | ZoneRD | 1 | Closed | Line | NO | 0.0044 | 0.01731 | 0.00225 | 159 | 175 | 159
70110 | CHEROKEE_N | 70154 | DERBY_2 | 115 | 115 | ZoneRD | ZoneRD | 1 | Closed | Line | NO | 0.0044 | 0.01731 | 0.00225 | 159 | 175 | 159
32258 | DMND SPR | 32259 | DIMOND_2 | 115 | 115 | Conf Load (Sierra) | Conf Load (Sierra) | 2 | Closed | Line | NO | 0.0005 | 0.0005 | 0 | 125.7 | 147.8 | 193.6
33517 | RPNJ2 | 33514 | MANTECA | 115 | 115 | Conf Load (Stockton) | Conf Load (Stockton) | 1 | Closed | Line | NO | 0.00961 | 0.01577 | 0.00169 | 56 | 64.9 | 82.7
70110 | CHEROKEE_N | 70126 | CONOCO | 115 | 115 | ZoneRD | ZoneRD | 1 | Closed | Line | NO | 0.00278 | 0.01047 | 0.00157 | 183 | 213 | 183
37054 | HURLEY | 37056 | STA. E | 115 | 115 | Conf Load (SMUD) | Conf Load (SMUD) | 1 | Closed | Line | NO | 0.00282 | 0.01824 | 0.00264 | 159.6 | 184.3 | 229.1
37054 | HURLEY | 37056 | STA. E | 115 | 115 | Conf Load (SMUD) | Conf Load (SMUD) | 2 | Closed | Line | NO | 0.00282 | 0.01824 | 0.00264 | 144.6 | 144.6 | 229
79628 | GLADE | 79630 | HARTCYN | 115 | 115 | FEUS | FEUS | 1 | Closed | Line | NO | 0.01568 | 0.05616 | 0.00425 | 99 | 103 | 125
45266 | JORDANTP | 45264 | JORDANPT | 115 | 115 | PAC:CBAY | PAC:CBAY | 1 | Closed | Line | NO | 2e-05 | 0.00011 | 2e-05 | 117 | 138 | 158
70202 | GODFRETP | 70240 | JOHNSTN | 115 | 115 | ZoneRN | ZoneRN | 1 | Closed | Line | NO | 0.00813 | 0.03893 | 0.00605 | 187 | 206 | 187
37052 | ELVERTAS | 37056 | STA. E | 115 | 115 | Conf Load (SMUD) | Conf Load (SMUD) | 1 | Closed | Line | NO | 0.00759 | 0.04058 | 0.00434 | 159.6 | 159.6 | 229.1
37051 | EAST CTY | 37055 | MID CTY | 115 | 115 | Conf Load (SMUD) | Conf Load (SMUD) | 1 | Closed | Line | NO | 0.00168 | 0.0106 | 0.00162 | 144.6 | 144.6 | 229.1
42575 | BOE2 S | 42634 | PACCAR | 115 | 115 | S.KING | S.KING | 1 | Closed | Line | NO | 0.00128 | 0.00999 | 0.00174 | 281 | 281 | 331
70246 | JOHNSTN2 | 70470 | WELD_PS | 115 | 115 | ZoneRN | ZoneRN | 1 | Closed | Line | NO | 0.01083 | 0.05869 | 0.00811 | 187 | 206 | 187
70253 | LAMAR_CO | 70452 | VILAS | 115 | 115 | ZoneWP | ZoneWP | 1 | Closed | Line | NO | 0.0539 | 0.341 | 0.04816 | 107 | 107 | 107
40013 | ACTON | 40139 | BONNVILE | 115 | 115 | Portland Area | Portland Area | 1 | Closed | Line | NO | 0.00036 | 0.00241 | 0.00025 | 215.1 | 215.1 | 264.9
42580 | BELMORE | 42620 | MARINVUE | 115 | 115 | S.KING | S.KING | 1 | Closed | Line | NO | 0.00153 | 0.00797 | 0.00129 | 211.1 | 211.1 | 249
70253 | LAMAR_CO | 70958 | mid pt | 115 | 230 | ZoneWP | ZoneWP | T2 | Closed | TransformerWinding | YES | 0.00115 | -0.00781 | 0 | 150 | 150 | 150
70257 | LEADVIL1 | 70273 | MALTA | 115 | 115 | ZoneRM | ZoneRM | 1 | Closed | Line | NO | 0.0097 | 0.02889 | 0.00387 | 132 | 145 | 132
79629 | HARE | 79657 | TURLY S | 115 | 115 | FEUS | FEUS | 1 | Closed | Line | NO | 0.01226 | 0.04842 | 0.003 | 80 | 100 | 80
70282 | LEETSDAL2 | 70260 | LEETSDAL | 115 | 230 | ZoneRD | ZoneRD | T5 | Closed | Transformer | YES | 0.00051 | 0.02973 | 0 | 280 | 378 | 280
70262 | LEYDEN_TP | 70340 | QUAKER1 | 115 | 115 | ZoneRB | ZoneRD | 1 | Closed | Line | NO | 0.00673 | 0.01676 | 0.00195 | 96 | 105 | 96
70263 | LITTLET1 | 70483 | WATERTN_TP | 115 | 115 | ZoneRD | ZoneRD | 1 | Closed | Line | NO | 0.00956 | 0.05738 | 0.00767 | 159 | 175 | 159
73170 | RIVERTON | 73217 | WINDRIVT | 115 | 115 | ZoneBH | ZoneBH | 1 | Closed | Line | NO | 0.0065 | 0.0261 | 0.0032 | 138 | 138 | 138
12167 | HESS_TAP | 12188 | BUEYEROS | 115 | 115 | TSGT: North NM | TSGT: North NM | 1 | Closed | Line | NO | 0.0158 | 0.0552 | 0.0072 | 20 | 20 | 20
70281 | MAYFLOWR | 70421 | SUMTAP2 | 115 | 115 | ZoneRM | ZoneRM | 1 | Closed | Line | NO | 0.01998 | 0.07191 | 0.0092 | 82 | 82 | 82
70285 | MIDWAYPS | 70456 | W.STATON | 115 | 115 | ZoneRS | ZoneWP | 1 | Closed | Line | NO | 0.03081 | 0.11248 | 0.01536 | 79 | 87 | 79
70290 | MONFORT | 70899 | LUCERNE_PS | 115 | 115 | ZoneRN | ZoneRN | 1 | Closed | Line | NO | 0.00175 | 0.01028 | 0.00162 | 220 | 220 | 220
12159 | CIMARRON | 12158 | mid pt | 115 | 115 | TSGT: North NM | TSGT: North NM | 1 | Closed | TransformerWinding | YES | 0.00533 | 0.15 | 0 | 34.5 | 34.5 | 34.5
42627 | NELSON | 42644 | S.CENTER | 115 | 115 | S.KING | S.KING | 1 | Closed | Line | NO | 0.00081 | 0.00387 | 0.02158 | 133.1 | 133.1 | 146.6
70327 | PONCHA | 70379 | SARGENT | 115 | 115 | ZoneRM | ZoneSL | 1 | Closed | Line | NO | 0.13512 | 0.39216 | 0.04797 | 98 | 114 | 98
70071 | CABINCRK | 70197 | GEORGETN | 115 | 115 | ZoneFR | ZoneFR | 1 | Closed | Line | NO | 0.00618 | 0.02597 | 0.00295 | 120 | 154 | 120
31236 | FULTON | 31251 | RINCONJ1 | 115 | 115 | Conf Load (N. Coast) | Conf Load (N. Coast) | 1 | Closed | Line | NO | 0.008 | 0.0286 | 0.0039 | 164.3 | 194.2 | 239
70327 | PONCHA | 99605 | mid_99605 | 115 | 230 | ZoneRM | Zone69 | T4 | Closed | TransformerWinding | YES | 0.00019 | 0.00049 | 0 | 0 | 0 | 0
10460 | RANDLPHT | 10461 | RANDLPH | 115 | 115 | PNM: Albuquerque | PNM: Albuquerque | 1 | Closed | Line | NO | 0.00082 | 0.00286 | 0.0004 | 154 | 154 | 169
70060 | BOONE | 70159 | DOT_TAP | 115 | 115 | ZoneWP | ZoneWP | 1 | Closed | Line | NO | 0.00268 | 0.0165 | 0.00237 | 99 | 99 | 99
70304 | OTEROTP | 70435 | TWNLAKTP | 115 | 115 | ZoneRM | ZoneRM | 1 | Closed | Line | NO | 0.01969 | 0.05327 | 0.01231 | 165 | 165 | 165
70336 | PUEB_TP | 70456 | W.STATON | 115 | 115 | ZoneRS | ZoneWP | 1 | Closed | Line | NO | 0.0012 | 0.0051 | 0.00066 | 145 | 145 | 145
70060 | BOONE | 71027 | S.FOWLR | 115 | 115 | ZoneWP | ZoneWP | 1 | Closed | Line | NO | 0.0168 | 0.105 | 0.0147 | 222 | 222 | 222
42409 | KENILWTH | 42415 | ARDMORE | 115 | 115 | N.KING | N.KING | 1 | Closed | Line | NO | 0.00122 | 0.00634 | 0.00107 | 211.1 | 211.1 | 249
42410 | KENMORE | 42456 | SW197TAP | 115 | 115 | N.KING | N.KING | 1 | Closed | Line | NO | 0.00032 | 0.00251 | 0.00044 | 285 | 285 | 335.6
70058 | BOULDERCAN2 | 70424 | SUNSHINE | 115 | 115 | ZoneRB | ZoneRB | 1 | Closed | Line | NO | 0.00478 | 0.01286 | 0.0014 | 125 | 137 | 125
70059 | BO_TERM | 70424 | SUNSHINE | 115 | 115 | ZoneRB | ZoneRB | 1 | Closed | Line | NO | 0.00966 | 0.02755 | 0.00315 | 125 | 137 | 125
70335 | PUEB_W | 70336 | PUEB_TP | 115 | 115 | ZoneRS | ZoneRS | 1 | Closed | Line | NO | 0.0052 | 0.0152 | 0.00166 | 92 | 92 | 92
42414 | LK LEOTA | 42457 | SW922TAP | 115 | 115 | N.KING | N.KING | 1 | Closed | Line | NO | 0.00306 | 0.01589 | 0.00256 | 211.1 | 211.1 | 249
70340 | QUAKER1 | 70341 | QUAKER2 | 115 | 115 | ZoneRD | ZoneRD | 1 | Open | Line | NO | 0.00375 | 0.00894 | 0.00098 | 96 | 106 | 96
10075 | COLINAS | 12065 | ROWE_TAP | 115 | 115 | PNM: Santa Fe | TSGT: North NM | 1 | Closed | Line | NO | 0.0375 | 0.1083 | 0.01258 | 102 | 102 | 102
12053 | PALM_T | 10472 | PACHMANN | 115 | 115 | PNM: Sandoval | PNM: Sandoval | 1 | Closed | Line | NO | 0.0059 | 0.0176 | 0.0022 | 120 | 120 | 120
70045 | BANCROFT | 70401 | SOUTH_1 | 115 | 115 | ZoneRD | ZoneRD | 1 | Closed | Line | NO | 0.00672 | 0.0264 | 0.00343 | 159 | 175 | 159
70037 | ARAP_B | 70165 | ENGLE3TP | 115 | 115 | ZoneRD | ZoneRD | 1 | Closed | Line | NO | 0.00245 | 0.02046 | 0.00256 | 159 | 175 | 159
70037 | ARAP_B | 70401 | SOUTH_1 | 115 | 115 | ZoneRD | ZoneRD | 1 | Closed | Line | NO | 0.0033 | 0.01334 | 0.00176 | 154 | 170 | 154
70022 | NYBERG | 70031 | BACULITE | 115 | 115 | ZoneWP | ZoneWP | 1 | Closed | Line | NO | 0.00426 | 0.0409 | 0.00564 | 285 | 285 | 358
42396 | EVERGREN | 42454 | SPIRTBRK | 115 | 115 | N.KING | N.KING | 1 | Closed | Line | NO | 0.00187 | 0.00994 | 0.00158 | 211.1 | 211.1 | 249
36998 | HW_TAP | 38238 | HUNTWSTP | 115 | 115 | City and County of San Francisco | Conf Load (MID) | 2 | Open | Line | NO | 0.00321 | 0.0204 | 0.00294 | 157.8 | 223.5 | 157.8
36975 | RB_TAP8 | 38230 | STANDFRD | 115 | 115 | City and County of San Francisco | Conf Load (MID) | 8 | Closed | Line | NO | 0.00497 | 0.03542 | 0.00435 | 170 | 199 | 236
70007 | FTN_LAKE | 70301 | NTHRIDGE | 115 | 115 | ZoneWP | ZoneWP | 1 | Closed | Line | NO | 0.00222 | 0.01386 | 0.00194 | 199 | 199 | 199
70148 | DENVTM | 70173 | FEDCTRTP | 115 | 115 | ZoneRD | ZoneRD | 1 | Closed | Line | NO | 0.00396 | 0.03125 | 0.00428 | 239 | 239 | 239
70008 | KELIM | 73002 | AIRPORT | 115 | 115 | ZoneRN | ZoneFH | 1 | Closed | Line | NO | 0 | 0.0005 | 0 | 45 | 45 | 45
36971 | CAL_TAP4 | 36972 | CALEVRAS | 115 | 115 | City and County of San Francisco | City and County of San Francisco | 4 | Open | Line | NO | 3e-05 | 0.00011 | 1e-05 | 100 | 117 | 120
38448 | OAK-TAP2 | 36969 | MID_TAP4 | 115 | 115 | City and County of San Francisco | City and County of San Francisco | 4 | Closed | Line | NO | 0.019 | 0.06201 | 0.007 | 100 | 117 | 120
36969 | MID_TAP4 | 36971 | CAL_TAP4 | 115 | 115 | City and County of San Francisco | City and County of San Francisco | 4 | Closed | Line | NO | 0.09235 | 0.30526 | 0.03446 | 100 | 117 | 120
70002 | BURNTMIL | 70004 | GREENHRN | 115 | 115 | ZoneWP | ZoneWP | 1 | Closed | Line | NO | 0.00372 | 0.02317 | 0.00324 | 221 | 221 | 239
70002 | BURNTMIL | 71022 | PUEBRESVR | 115 | 115 | ZoneWP | ZoneWP | 1 | Closed | Line | NO | 0.00525 | 0.03276 | 0.00458 | 181 | 181 | 181
73150 | PEETZ | 73191 | STERLING | 115 | 115 | ZoneEC | ZoneEC | 1 | Closed | Line | NO | 0.0446 | 0.1322 | 0.0164 | 109 | 119 | 109
38446 | OAK-TAP1 | 36967 | RB_TAP3 | 115 | 115 | City and County of San Francisco | City and County of San Francisco | 3 | Closed | Line | NO | 0.00739 | 0.02413 | 0.00272 | 100 | 117 | 120
36964 | WRNRVLLE | 38230 | STANDFRD | 115 | 115 | City and County of San Francisco | Conf Load (MID) | 7 | Closed | Line | NO | 0.01 | 0.07126 | 0.00875 | 170 | 199 | 236
47021 | CHELAT T | 45353 | YALE | 115 | 115 | Clark County, WA | PAC:LWSR | 1 | Closed | Line | NO | 0.00184 | 0.01061 | 0.00138 | 184 | 201 | 240
38446 | OAK-TAP1 | 36962 | MOCCASIN | 115 | 115 | City and County of San Francisco | City and County of San Francisco | 3 | Closed | Line | NO | 0.05818 | 0.18984 | 0.02143 | 100 | 117 | 120
42658 | W.CAMPUS | 42712 | WHITRV S | 115 | 115 | S.KING | PIERCE | 1 | Closed | Line | NO | 0.00819 | 0.04467 | 0.00701 | 110 | 110 | 180.3
12131 | BLAZER_T | 12138 | C_CANYON | 115 | 115 | TSGT: Southern NM | TSGT: Southern NM | 1 | Closed | Line | NO | 0.01762 | 0.06255 | 0.00791 | 119 | 119 | 119
43691 | CURTISPG | 43411 | PEN TP1 | 115 | 115 | Portland General - BES S/S | Portland General - BES NODE | 1 | Closed | Line | NO | 0.00021 | 0.00109 | 0.00017 | 198 | 198 | 266
36853 | NRS 300 | 36852 | SRS | 115 | 115 | Conf Load (Silicon Valley Power) | Conf Load (Silicon Valley Power) | 2 | Closed | Line | NO | 0.00235 | 0.01157 | 0.00163 | 283 | 303.3 | 302.3
42901 | S.BREM W | 42978 | SINCLARP | 115 | 115 | KITSAP | KITSAP | 1 | Closed | Line | NO | 0.00114 | 0.00898 | 0.00153 | 143.8 | 143.8 | 236.6
70368 | ROSEDALE | 73554 | BOOMERNG | 115 | 115 | ZoneRN | ZoneFH | 1 | Closed | Line | NO | 0.01899 | 0.07288 | 0.00952 | 120 | 120 | 120
79635 | LAKEVIEW | 79659 | VISTA FEUS | 115 | 115 | FEUS | FEUS | 1 | Closed | Line | NO | 0.00242 | 0.01532 | 0.00103 | 110 | 115 | 110
37571 | SHAST LK | 37648 | KNAUF | 115 | 115 | Conf Load (Redding) | Conf Load (Redding) | 1 | Closed | Line | NO | 0.00367 | 0.01113 | 0 | 97.6 | 97.6 | 97.6
70373 | S.ACACIO | 70414 | STOCKADE | 115 | 115 | ZoneSL | ZoneSL | 1 | Closed | Line | NO | 0.0389 | 0.1456 | 0.0197 | 143 | 143 | 143
36861 | Duane | 36852 | SRS | 115 | 115 | Conf Load (Silicon Valley Power) | Conf Load (Silicon Valley Power) | 1 | Closed | Line | NO | 0.0001 | 0.00067 | 0 | 331.8 | 380 | 331.8
33528 | KASSON | 33531 | OWENSTP1 | 115 | 115 | Conf Load (Stockton) | Conf Load (Stockton) | 1 | Closed | Line | NO | 0.00269 | 0.04784 | 0.00728 | 224.3 | 224.3 | 239
42305 | NOVELTY | 42383 | SAMNOVTP | 115 | 115 | N.KING | N.KING | 1 | Closed | Line | NO | 0.00294 | 0.02424 | 0.00386 | 280.9 | 280.9 | 330.8
12106 | DURAN | 12251 | VINCENTE | 115 | 115 | TSGT: Central NM | TSGT: Central NM | 1 | Closed | Line | NO | 0.0123 | 0.049 | 0.0055 | 79 | 79 | 79
35919 | SOLEDAD | 35930 | SLDAD 4M | 115 | 115 | Conf Load (Central Coast) | Conf Load (Central Coast) | 1 | Closed | Transformer | YES | 0.00185 | 0.06735 | 0 | 37.5 | 45 | 37.5
31995 | HALE | 32013 | HALE2 | 115 | 115 | Conf Load (Sacramento) | Conf Load (Sacramento) | 1 | Closed | Line | NO | 0.0005 | 0.005 | 0 | 65 | 75 | 96
31214 | GEYSERS34 | 31220 | EGLE RCK | 115 | 115 | Conf Load (N. Coast) | Conf Load (N. Coast) | 1 | Closed | Line | NO | 0.0011 | 0.0055 | 0.0008 | 125.7 | 147.8 | 159.3
33529 | LAMMERS | 33531 | OWENSTP1 | 115 | 115 | Conf Load (Stockton) | Conf Load (Stockton) | 1 | Closed | Line | NO | 0.0005 | 0.0005 | 0 | 224.3 | 224.3 | 239
36850 | KRS | 36861 | Duane | 115 | 115 | Conf Load (Silicon Valley Power) | Conf Load (Silicon Valley Power) | 1 | Closed | Line | NO | 1e-05 | 6e-05 | 0 | 331.8 | 380 | 331.8
40440 | FRANKL E | 41405 | FRKHDGT1# | 115 | 115 | Lower Columbia Basin | Lower Columbia Basin | 1 | Closed | Line | NO | 0.00547 | 0.02145 | 0.00258 | 137.4 | 137.4 | 175.3
36302 | GOLDTREE | 36304 | GLDTRJC2 | 115 | 115 | Conf Load (Los Padres) | Conf Load (Los Padres) | 1 | Open | Line | NO | 0 | 0.0003 | 0 | 97.2 | 110.3 | 132.7
45383 | CHERYPPL | 45399 | HZLDLPPL | 115 | 115 | Clark County, WA | Clark County, WA | 1 | Closed | Line | NO | 0.0143 | 0.06486 | 0.00883 | 171 | 171 | 236
47136 | CHERYCC | 45383 | CHERYPPL | 115 | 115 | Clark County, WA | Clark County, WA | 1 | Closed | Line | NO | 0 | 0.0003 | 0 | 239 | 239 | 239
33041 | IMHOFF | 33043 | IMHOFF_2 | 115 | 115 | Conf Load (Diablo) | Conf Load (Diablo) | 2 | Closed | Line | NO | 0.0037 | 0.0058 | 0.0007 | 59.2 | 68.7 | 88.2
70394 | SMELTER | 70550 | W.CANON | 115 | 115 | ZoneWP | ZoneWP | 1 | Open | Line | NO | 0.07435 | 0.2935 | 0.03772 | 73 | 73 | 119
38031 | LOMPCJ1 | 36294 | CABRILLO | 115 | 115 | Conf Load (Los Padres) | Conf Load (Los Padres) | 1 | Closed | Line | NO | 0.0011 | 0.0061 | 0.0009 | 140 | 159.7 | 193.6
36287 | AECCEORTP | 36289 | AECCEOR | 115 | 115 | Conf Load (Los Padres) | Conf Load (Los Padres) | 1 | Closed | Line | NO | 0.00066 | 0.00133 | 0.00017 | 75.9 | 86 | 102.8
70381 | SEDALIA | 70522 | ROXBOROU_CR | 115 | 115 | ZoneRS | ZoneRS | 1 | Closed | Line | NO | 0.00727 | 0.03333 | 0.00417 | 118 | 130 | 118
31236 | FULTON | 31249 | RINCONJ2 | 115 | 115 | Conf Load (N. Coast) | Conf Load (N. Coast) | 1 | Closed | Line | NO | 0.008 | 0.0286 | 0.0039 | 224.3 | 224.3 | 239
42705 | ELECTHTS | 42764 | KAPOWSIN | 115 | 115 | PIERCE | PIERCE | 1 | Closed | Line | NO | 0.006 | 0.01785 | 0.00227 | 112.3 | 112.3 | 132.9
36280 | CALLENDERSS | 36279 | UNIONOIL | 115 | 115 | Conf Load (Los Padres) | Conf Load (Los Padres) | 1 | Closed | Line | NO | 0.00147 | 0.00245 | 0.00028 | 65.3 | 74.1 | 88.2
45367 | OAKLAND | 45499 | SUTHRLIN | 115 | 115 | PAC:ROSE | PAC:ROSE | 1 | Closed | Line | NO | 0.00537 | 0.01339 | 0.00168 | 60 | 65 | 85
42751 | DIERINGR | 42712 | WHITRV S | 115 | 115 | PIERCE | PIERCE | 1 | Closed | Line | NO | 0.00068 | 0.00343 | 0.00059 | 208.9 | 208.9 | 246.4
36268 | DIVVIDE | 36300 | PURSMAJ2 | 115 | 115 | Conf Load (Los Padres) | Conf Load (Los Padres) | 1 | Closed | Line | NO | 0.0107 | 0.0542 | 0.0077 | 140 | 159.7 | 193.6
622108 | VALIER-WILMS | 622140 | GLACIERSWYD1 | 115 | 115 | NOGF_MT | NOGF_MT | 1 | Closed | Line | NO | 0.02754 | 0.09473 | 0.01272 | 133.5 | 133.5 | 133.5
70416 | STRASBRG_CR | 70547 | BENNETT_CR | 115 | 115 | ZoneRD | ZoneRD | 1 | Closed | Line | NO | 0.0042 | 0.0251 | 0.0037 | 162 | 178 | 162
79604 | A-R TAP | 79618 | DWIGHT AR | 115 | 115 | FEUS | FEUS | 1 | Closed | Line | NO | 0.01683 | 0.06649 | 0.00412 | 35 | 40 | 35
79609 | BERGIN | 79659 | VISTA FEUS | 115 | 115 | FEUS | FEUS | 1 | Closed | Line | NO | 0.00626 | 0.03971 | 0.00268 | 110 | 115 | 110
42305 | NOVELTY | 42455 | STERLNGP | 115 | 115 | N.KING | N.KING | 1 | Closed | Line | NO | 0.00125 | 0.01052 | 0.00161 | 280.9 | 280.9 | 330.8
70039 | ARGO | 70108 | CHEROKEE_S | 115 | 115 | ZoneRD | ZoneRD | 1 | Closed | Line | NO | 0.0012 | 0.01229 | 0.00333 | 239 | 239 | 239
70045 | BANCROFT | 70208 | GRAY_ST. | 115 | 115 | ZoneRD | ZoneRD | 1 | Closed | Line | NO | 0.00502 | 0.01973 | 0.00256 | 159 | 175 | 159
70420 | SUMMIT2 | 70421 | SUMTAP2 | 115 | 115 | ZoneRM | ZoneRM | 1 | Open | Line | NO | 0 | 0.0005 | 0 | 83 | 92 | 83
36264 | SANTAYNEZSS | 36290 | SNTA YNZ | 115 | 115 | Conf Load (Los Padres) | Conf Load (Los Padres) | 1 | Closed | Line | NO | 0.00798 | 0.02382 | 0.00294 | 97.2 | 110.3 | 132.7
42868 | GRIFF T | 42877 | MOTTMAN | 115 | 115 | THURSTN | THURSTN | 1 | Closed | Line | NO | 0.00447 | 0.01258 | 0.00179 | 135.4 | 135.4 | 159.9
31011 | FRSTGLEN | 31010 | LOW GAP1 | 115 | 115 | Conf Load (N. Valley) | Conf Load (Humboldt) | 1 | Closed | Line | NO | 0.01758 | 0.04889 | 0.00696 | 98.2 | 112.1 | 119.5
40005 | ABERDEEN# | 40277 | COSMOPLS | 115 | 115 | Seattle Area, Olympic Peninsula | Seattle Area, Olympic Peninsula | 1 | Closed | Line | NO | 0.03813 | 0.06138 | 0.00634 | 85.6 | 85.6 | 105.6
623112 | COLSTRIP 115 | 623141 | MONTANA ONE | 115 | 115 | COLSTRIP_MT | COLSTRIP_MT | 1 | Closed | Line | NO | 0.01585 | 0.03959 | 0.00502 | 105.6 | 105.6 | 105.6
70444 | VALMONT | 70447 | VALMONT | 115 | 230 | ZoneRB | ZoneRB | T7 | Closed | Transformer | YES | 0.00085 | 0.03619 | 0 | 280 | 318 | 280
70037 | ARAP_B | 70038 | ARAPAHOE | 115 | 230 | ZoneRD | ZoneRD | T5 | Closed | Transformer | YES | 0.00075 | 0.03406 | 0 | 272 | 319 | 272
36269 | FRWAYTP | 36260 | SISQUOC | 115 | 115 | Conf Load (Los Padres) | Conf Load (Los Padres) | 1 | Closed | Line | NO | 0.00303 | 0.02387 | 0.00317 | 140 | 159.7 | 193.6
36260 | SISQUOC | 36262 | GAREY | 115 | 115 | Conf Load (Los Padres) | Conf Load (Los Padres) | 1 | Closed | Line | NO | 0.0109 | 0.0324 | 0.0042 | 97.2 | 110.3 | 132.7
70456 | W.STATON | 71022 | PUEBRESVR | 115 | 115 | ZoneWP | ZoneWP | 1 | Closed | Line | NO | 0.00283 | 0.01763 | 0.00247 | 181 | 181 | 181
999940 | BERBEL11 | 999941 | BERBEL12 | 115 | 115 | TSGT: Southern NM | TSGT: Southern NM | 1 | Open | Line | NO | 0 | 0.20416 | 0 | 74 | 76 | 74
36256 | MESA_PGE | 36258 | S.M.ASSO | 115 | 115 | Conf Load (Los Padres) | Conf Load (Los Padres) | 1 | Closed | Line | NO | 0.00725 | 0.04324 | 0.00643 | 140 | 160 | 194
36254 | SN LS OB | 36266 | SNTA MRA | 115 | 115 | Conf Load (Los Padres) | Conf Load (Los Padres) | 1 | Closed | Line | NO | 0.05874 | 0.15238 | 0.01925 | 82.7 | 93.6 | 111.5
10460 | RANDLPHT | 10071 | COAL_TAP | 115 | 115 | PNM: Albuquerque | PNM: Albuquerque | 1 | Closed | Line | NO | 0.0016 | 0.0056 | 0.0008 | 154 | 154 | 169
36252 | MORRO BY | 36304 | GLDTRJC2 | 115 | 115 | Conf Load (Los Padres) | Conf Load (Los Padres) | 1 | Closed | Line | NO | 0.0111 | 0.0557 | 0.0079 | 140 | 159.7 | 193.6
12100 | GLADSTON | 12167 | HESS_TAP | 115 | 115 | TSGT: North NM | TSGT: North NM | 1 | Closed | Line | NO | 0.0257 | 0.2454 | 0.03396 | 25 | 25 | 25
66838 | HOOPERSP | 66839 | HOOP_SPRNG_N | 115 | 115 | ID BPA | ID BPA | 1 | Closed | Line | NO | 0.0233 | 0.13519 | 0.01812 | 125.9 | 159.5 | 170.5
66810 | GROVER | 66816 | FREEDOM | 115 | 115 | ID BPA | ID BPA | 1 | Closed | Line | NO | 0.00986 | 0.07472 | 0.01147 | 160.3 | 199.6 | 208.9
42168 | HICKOX T | 42174 | PETHCORN | 115 | 115 | SKAGIT | SKAGIT | 1 | Closed | Line | NO | 0.00703 | 0.03667 | 0.00585 | 211.1 | 211.1 | 249
70547 | BENNETT_CR | 70510 | VICTORY_CR | 115 | 115 | ZoneRD | ZoneRD | 1 | Closed | Line | NO | 0.00705 | 0.0435 | 0.00637 | 181 | 181 | 181
36231 | SW149MANVLTA | 36276 | LOMPCJ2 | 115 | 115 | Conf Load (Los Padres) | Conf Load (Los Padres) | 1 | Closed | Line | NO | 0.00249 | 0.01245 | 0.00178 | 140 | 159.7 | 193.6
70517 | PARKERPS_CR | 70523 | SULPHUR | 115 | 115 | ZoneRS | ZoneRD | 1 | Closed | Line | NO | 0.00118 | 0.00722 | 0.00074 | 239 | 239 | 239
70519 | WOLFSBRG_CR | 70575 | MEADOWS_CR | 115 | 115 | ZoneRS | ZoneRS | 1 | Closed | Line | NO | 0.002 | 0.0108 | 0.00144 | 162 | 178 | 162
999897 | CRZSNB11 | 35945 | SNBENITO | 115 | 115 | Conf Load (Central Coast) | Conf Load (Central Coast) | 1 | Closed | Line | NO | 0.00157 | 0.00463 | 0.00067 | 227.9 | 227.9 | 244.8
70534 | BERTHOUD | 73114 | LONETREE | 115 | 115 | ZoneFH | ZoneFH | 1 | Closed | Line | NO | 0.00159 | 0.00486 | 0.0006 | 131 | 131 | 131
42231 | SWANTOWN | 42200 | WHIDBY N | 115 | 115 | ISLAND | ISLAND | 1 | Closed | Line | NO | 0.00236 | 0.01231 | 0.00196 | 99.6 | 99.6 | 99.6
70538 | CHMBERS | 70539 | CHMBERS | 115 | 230 | ZoneRD | ZoneRD | T2 | Closed | Transformer | YES | 0.0006 | 0.03 | 0 | 280 | 319 | 280
35926 | DOLAN RD | 35927 | DOLAN J1 | 115 | 115 | Conf Load (Central Coast) | Conf Load (Central Coast) | 1 | Closed | Line | NO | 0.00094 | 0.00191 | 0.00023 | 75.7 | 85.6 | 102.4
35924 | CSTRVLLE | 35925 | CSTRVLJ1 | 115 | 115 | Conf Load (Central Coast) | Conf Load (Central Coast) | 1 | Closed | Line | NO | 0.0005 | 0.0005 | 0 | 97.2 | 110.3 | 132.7
70924 | COMO_CR | 71508 | ROBTUNNEL_CR | 115 | 115 | ZoneRM | ZoneRD | 1 | Closed | Line | NO | 0.00777 | 0.04197 | 0.00559 | 239 | 239 | 0
45363 | VOORHIES | 45501 | TALENT | 115 | 115 | PAC:MDFD | PAC:MDFD | 1 | Closed | Line | NO | 0.00543 | 0.02077 | 0.00317 | 121 | 152 | 181
12005 | ALGODONE | 10419 | KEWA | 115 | 115 | PNM: Sandoval | PNM: Santa Fe | 1 | Closed | Line | NO | 0.02629 | 0.08791 | 0.00599 | 117 | 117 | 155
45222 | HART | 45223 | HART SS | 115 | 115 | PAC:YRKA | PAC:YRKA | 1 | Open | Line | NO | 0 | 0.0001 | 0 | 62 | 62 | 92
35920 | SALINAS | 35928 | DOLAN J2 | 115 | 115 | Conf Load (Central Coast) | Conf Load (Central Coast) | 1 | Closed | Line | NO | 0.01742 | 0.06216 | 0.00852 | 227.9 | 227.9 | 244.8
42076 | OLYMOBIL | 42077 | OLYMOTAP | 115 | 115 | WHATCOMI | WHATCOM | 1 | Closed | Line | NO | 0.00388 | 0.00564 | 0.00066 | 82.1 | 82.1 | 97
42428 | NBELL TP | 42437 | OVLAKETP | 115 | 115 | N.KING | N.KING | 1 | Open | Line | NO | 0.00379 | 0.01159 | 0.00167 | 71.7 | 71.7 | 116.7
35915 | PRNDL J1 | 35922 | MOSSLNSW | 115 | 115 | Conf Load (Central Coast) | Conf Load (Central Coast) | 1 | Closed | Line | NO | 0.01201 | 0.0364 | 0.00499 | 261.1 | 261.1 | 244.8
623195 | SARPYCK AUTO | 623613 | HARDIN AUTO | 115 | 115 | BILLINGS_MT | BILLINGS_MT | 1 | Closed | Line | NO | 0.05868 | 0.14657 | 0.01858 | 105.6 | 105.6 | 105.6
35914 | NTVD SW1 | 35919 | SOLEDAD | 115 | 115 | Conf Load (Central Coast) | Conf Load (Central Coast) | 1 | Closed | Line | NO | 0.05304 | 0.15623 | 0.02017 | 87.6 | 102.4 | 119.5
35913 | NTVD SW2 | 35920 | SALINAS | 115 | 115 | Conf Load (Central Coast) | Conf Load (Central Coast) | 1 | Closed | Line | NO | 0.01157 | 0.02445 | 0.00272 | 61.7 | 69.7 | 82.7
35910 | CRZY_HRS | 999898 | CRZHOL21 | 115 | 115 | Conf Load (Central Coast) | Conf Load (Central Coast) | 2 | Closed | Line | NO | 0.01204 | 0.0364 | 0.00499 | 227.9 | 227.9 | 244.8
73159 | PROSPVAL | 73493 | SANDCRK | 115 | 115 | ZoneEC | ZoneEC | 1 | Closed | Line | NO | 0.00747 | 0.02636 | 0.00352 | 120 | 120 | 120
35910 | CRZY_HRS | 35914 | NTVD SW1 | 115 | 115 | Conf Load (Central Coast) | Conf Load (Central Coast) | 1 | Closed | Line | NO | 0.01143 | 0.02556 | 0.00294 | 71.5 | 80.9 | 96
35909 | HOLLISTR | 35940 | HOLST D | 115 | 115 | Conf Load (Central Coast) | Conf Load (Central Coast) | 1 | Closed | Line | NO | 0.0005 | 0.0005 | 0 | 159 | 159 | 159
35937 | HLST_TP | 35909 | HOLLISTR | 115 | 115 | Conf Load (Central Coast) | Conf Load (Central Coast) | 1 | Closed | Line | NO | 0.0001 | 0.0005 | 0 | 227.9 | 227.9 | 239
35907 | PAUL SWT | 35908 | ROB ROY | 115 | 115 | Conf Load (Central Coast) | Conf Load (Central Coast) | 1 | Closed | Line | NO | 0.00949 | 0.04709 | 0.00672 | 140 | 159.7 | 193.6
623156 | CASTLEROCK T | 623195 | SARPYCK AUTO | 115 | 115 | BILLINGS_MT | BILLINGS_MT | 1 | Closed | Line | NO | 0.036 | 0.0899 | 0.0114 | 79.7 | 105.6 | 79.7
41251 | ROSALC12 | 40034 | ROSALC49 | 115 | 115 | Portland Area | Portland Area | 4 | Closed | Line | NO | 0.00542 | 0.02471 | 0.00269 | 284.8 | 284.8 | 350.6
35660 | GILROYTP | 35664 | GILROYENGJCT | 115 | 115 | Conf Load (San Jose) | Conf Load (San Jose) | 1 | Closed | Line | NO | 5e-05 | 0.00034 | 0.0001 | 251.4 | 295.6 | 387.2
12007 | BELEN_PG | 10416 | LOS_MORR | 115 | 115 | PNM: Belen | PNM: Belen | 1 | Closed | Line | NO | 0.02966 | 0.08803 | 0.01114 | 141 | 141 | 141
42119 | SEDRO W | 42108 | BAKER SW | 115 | 115 | SKAGIT | SKAGIT | 2 | Closed | Line | NO | 0.01438 | 0.12074 | 0.01852 | 280.9 | 280.9 | 330.8
48467 | WILBUR | 48469 | WILBURT | 115 | 115 | AVA: Big Bend | AVA: Big Bend | 1 | Closed | Line | NO | 0.00275 | 0.00404 | 0.00047 | 61.7 | 61.7 | 90.2
35658 | LS ESTRS | 35665 | LSESTRSRCTR | 115 | 115 | Conf Load (San Jose) | Conf Load (San Jose) | BP | Closed | Line | NO | 0 | 0.0003 | 0 | 280 | 319.5 | 387.2
48442 | VALLEYWAYTAP | 48440 | VALLEYWAY#2 | 115 | 115 | AVA: Spokane | AVA: Spokane | 1 | Closed | Line | NO | 0.00049 | 0.00258 | 0.0004 | 149.4 | 149.4 | 220.9
48520 | BOULDERW | 48405 | SPKINDPK | 115 | 115 | AVA: Spokane | AVA: Spokane | 1 | Closed | Line | NO | 0.00317 | 0.01317 | 0.00194 | 119.7 | 119.7 | 176.5
48395 | SOUTHEAS | 48421 | SUNSET | 115 | 115 | AVA: Spokane | AVA: Spokane | 1 | Closed | Line | NO | 0.00391 | 0.02192 | 0.00329 | 123.1 | 123.1 | 180.3
48394 | S_OTHELLOTAP | 48391 | SOTHELLO | 115 | 115 | AVA: Big Bend | AVA: Big Bend | 1 | Open | Line | NO | 0.00033 | 0.00191 | 0.00027 | 314.3 | 314.3 | 345.8
48387 | SILVRLAK | 48388 | SILVRLK2 | 115 | 115 | AVA: Spokane | AVA: Spokane | 1 | Open | Line | NO | 0 | 0.00029 | 0 | 119.7 | 119.7 | 176.5
73103 | L.MEADOW | 73213 | WIGGINS TAP | 115 | 115 | ZoneEC | ZoneEC | 1 | Closed | Line | NO | 0.0865 | 0.03287 | 0.00453 | 120 | 120 | 120
48377 | SANDPT A | 409291 | SAN_SAN_CIO | 115 | 115 | AVA: Coeur D'Alene | Spokane Area, N Idaho, W Montana | 1 | Closed | Line | NO | 0.00156 | 0.00899 | 0.00128 | 204.5 | 204.5 | 262.1
48371 | ROSSPARK | 48431 | THIRHACH | 115 | 115 | AVA: Spokane | AVA: Spokane | 1 | Closed | Line | NO | 0.00308 | 0.01199 | 0.00172 | 119.7 | 119.7 | 159.3
48362 | NEILSON | 480362 | RTLSNK_SUBHV | 115 | 115 | AVA: Big Bend | AVA: Big Bend | 1 | Closed | Line | NO | 0.00709 | 0.04725 | 0.00653 | 180.9 | 180.9 | 180.9
48353 | RATHBUS2 | 48356 | RATHDRME | 115 | 115 | AVA: Coeur D'Alene | AVA: Coeur D'Alene | 1 | Closed | Line | NO | 0.00021 | 0.0011 | 0.00017 | 149.4 | 149.4 | 220.9
48343 | POUNDLNE | 48389 | SLEWIST | 115 | 115 | AVA: Lewiston/Clarkston | AVA: Lewiston/Clarkston | 1 | Closed | Line | NO | 0.00195 | 0.00768 | 0.00108 | 119.7 | 119.7 | 159.3
48313 | PALOUSE | 48445 | VIOLA | 115 | 115 | AVA: Palouse | AVA: Palouse | 1 | Closed | Line | NO | 0.02489 | 0.03415 | 0.00349 | 53.2 | 53.2 | 77.3
35656 | PIERCY | 35643 | MTCALF E | 115 | 115 | Conf Load (San Jose) | Conf Load (San Jose) | 1 | Closed | Line | NO | 0.0084 | 0.02996 | 0.0041 | 140 | 159.7 | 193.6
42101 | SEDRO | 42152 | GAGES TP | 115 | 115 | SKAGIT | SKAGIT | 1 | Closed | Line | NO | 0.00769 | 0.05046 | 0.00786 | 182.5 | 182.5 | 249
48305 | OSBURN | 48453 | WALLACE | 115 | 115 | AVA: Coeur D'Alene | AVA: Coeur D'Alene | 1 | Closed | Line | NO | 0.00843 | 0.02493 | 0.00328 | 100 | 100 | 147.2
48442 | VALLEYWAYTAP | 48299 | OPPORTUN | 115 | 115 | AVA: Spokane | AVA: Spokane | 1 | Closed | Line | NO | 4e-05 | 0.00021 | 3e-05 | 149.4 | 149.4 | 220.9
48297 | OGARA | 48315 | PINE CRK | 115 | 115 | AVA: Coeur D'Alene | AVA: Coeur D'Alene | 1 | Open | Line | NO | 0.03806 | 0.14643 | 0.01967 | 133.7 | 133.7 | 174.7
35640 | IBM-BALY | 35652 | BAILY J1 | 115 | 115 | Conf Load (San Jose) | Conf Load (San Jose) | 1 | Closed | Line | NO | 0.0034 | 0.00966 | 0.00133 | 97.2 | 110.3 | 132.7
48273 | NMOSCOW | 48430 | TERRVIEW | 115 | 115 | AVA: Palouse | AVA: Palouse | 1 | Closed | Line | NO | 0.00875 | 0.03975 | 0.00559 | 119.7 | 119.7 | 176.5
35638 | EDENVALE | 35649 | EDNVL J3 | 115 | 115 | Conf Load (San Jose) | Conf Load (San Jose) | 1 | Closed | Line | NO | 0.0005 | 0.0005 | 0 | 239 | 239 | 239
48247 | MOSCOW | 48445 | VIOLA | 115 | 115 | AVA: Palouse | AVA: Palouse | 1 | Closed | Line | NO | 0.04228 | 0.06461 | 0.00701 | 53.2 | 53.2 | 77.3
14357 | SAG.WEST | 19067 | ED-5 | 115 | 115 | APS | WAPA-DSW | 2 | Closed | Line | NO | 0.0154 | 0.0948 | 0.01322 | 159 | 159 | 159
48243 | MOSCCITY | 48245 | MOSCITYT | 115 | 115 | AVA: Palouse | AVA: Palouse | 1 | Closed | Line | NO | 0.00045 | 0.00174 | 0.00025 | 119.7 | 119.7 | 176.5
48237 | MILLWOOD | 48238 | MILLWOOD_E | 115 | 115 | AVA: Spokane | AVA: Spokane | DS | Open | Disconnect | NO | 0 | 1e-05 | 0 | 257.7 | 257.7 | 336.4
48233 | MILAN | 48235 | MILAN# | 115 | 115 | AVA: Spokane | Spokane Area, N Idaho, W Montana | 1 | Closed | Line | NO | 0.01156 | 0.04495 | 0.00645 | 119.7 | 119.7 | 176.5
11037 | CALIENTE | 11224 | DMD_HEAD | 115 | 115 | EPE - Native Load | EPE - Native Load | 1 | Closed | Line | NO | 0.00505 | 0.03276 | 0.00484 | 185.4 | 247.4 | 185.4
35631 | MARKHM J | 35632 | MARKHAM | 115 | 115 | Conf Load (San Jose) | Conf Load (San Jose) | 1 | Closed | Line | NO | 0.0005 | 0.0005 | 0 | 65.3 | 74.1 | 88.2
48195 | LOLO | 48429 | TENTHSTW | 115 | 115 | AVA: Lewiston/Clarkston | AVA: Lewiston/Clarkston | 1 | Closed | Line | NO | 0.00762 | 0.03001 | 0.0042 | 119.7 | 119.7 | 176.5
42105 | MARCHPT | 42106 | MARCHPTN | 115 | 115 | SKAGIT | SKAGIT | 1 | Closed | Line | NO | 0 | 0.0001 | 0 | 430 | 430 | 518
73083 | HELL CK | 73084 | HELL TAP | 115 | 115 | ZoneEC | ZoneEC | 1 | Closed | Line | NO | 0.0035 | 0.0136 | 0.0018 | 97 | 97 | 97
42077 | OLYMOTAP | 42083 | SLATER | 115 | 115 | WHATCOM | WHATCOM | 1 | Closed | Line | NO | 0.00143 | 0.0053 | 0.00094 | 135.4 | 135.4 | 159.9
48194 | LOCUST | 48237 | MILLWOOD | 115 | 115 | AVA: Spokane | AVA: Spokane | 1 | Closed | Line | NO | 0.00043 | 0.00172 | 0.00024 | 119.7 | 119.7 | 176.5
48362 | NEILSON | 48187 | LIND | 115 | 115 | AVA: Big Bend | AVA: Big Bend | 1 | Closed | Line | NO | 0.00418 | 0.02247 | 0.00371 | 314.3 | 314.3 | 345.8
48183 | LEON | 48243 | MOSCCITY | 115 | 115 | AVA: Palouse | AVA: Palouse | 1 | Open | Line | NO | 0.01411 | 0.07741 | 0.01228 | 240.6 | 240.6 | 288
48182 | LATAH_TAP | 48431 | THIRHACH | 115 | 115 | AVA: Spokane | AVA: Spokane | 1 | Closed | Line | NO | 0.00587 | 0.0221 | 0.0034 | 119.7 | 119.7 | 176.5
73170 | RIVERTON | 66305 | RIVERTON | 115 | 230 | ZoneBH | WY EAST | 1 | Closed | Transformer | YES | 0.00314 | 0.09478 | 0 | 99.6 | 99.6 | 99.6
78099 | LOVE E | 78101 | BOYD | 115 | 115 | PRPA | PRPA | 1 | Closed | Line | NO | 0.00123 | 0.00433 | 0.00049 | 139 | 139 | 139
73047 | DEERINGL | 73230 | YUMA | 115 | 115 | ZoneEC | ZoneEC | 1 | Closed | Line | NO | 0.00422 | 0.0068 | 0.00066 | 68 | 68 | 68
73067 | GERING | 73189 | STEGALL | 115 | 115 | ZoneWN | ZoneWN | 1 | Closed | Line | NO | 0.0314 | 0.0929 | 0.0116 | 100 | 100 | 100
78677 | ROCKISLD | 78681 | TEMPLTON | 115 | 115 | CSU | CSU | 1 | Closed | Line | NO | 0.0035 | 0.01468 | 0.00201 | 162 | 180 | 162
48171 | KAMIAH | 48177 | KOOSKIA | 115 | 115 | AVA: Lewiston/Clarkston | AVA: Lewiston/Clarkston | 1 | Closed | Line | NO | 0.01515 | 0.04491 | 0.00588 | 100 | 100 | 147.2
73047 | DEERINGL | 73372 | OTIS LM | 115 | 115 | ZoneEC | ZoneEC | 1 | Closed | Line | NO | 0.0236 | 0.0484 | 0.0056 | 85 | 93.5 | 85
42096 | LEHIGH | 42094 | ROEDER | 115 | 115 | WHATCOMI | WHATCOM | 1 | Open | Line | NO | 0.00035 | 0.00284 | 0.00045 | 285 | 285 | 335.6
11037 | CALIENTE | 11167 | VISTA__# | 115 | 115 | EPE - Native Load | EPE - Native Load | 1 | Closed | Line | NO | 0.00621 | 0.03631 | 0.00531 | 165.9 | 220.7 | 165.9
42094 | ROEDER | 42092 | OLD TOWN | 115 | 115 | WHATCOM | WHATCOM | 1 | Closed | Line | NO | 0.00146 | 0.01042 | 0.00164 | 110 | 110 | 180.3
73029 | BRIDGEPT | 79185 | BRIDGEPT WB | 115 | 115 | ZoneWN | ZoneWN | 1 | Closed | Line | NO | 0 | 0.0001 | 0 | 40 | 40 | 40
73044 | COBBLKTP | 73200 | TIMNATH | 115 | 115 | ZoneFH | ZoneFH | 1 | Closed | Line | NO | 0.00037 | 0.0027 | 0.00035 | 119 | 145 | 119
48165 | IRVIN | 48237 | MILLWOOD | 115 | 115 | AVA: Spokane | AVA: Spokane | 1 | Closed | Line | NO | 0.00239 | 0.01317 | 0.00207 | 257.7 | 257.7 | 336.4
48163 | I.E.PAPR | 48238 | MILLWOOD_E | 115 | 115 | AVA: Spokane | AVA: Spokane | 1 | Closed | Line | NO | 0.0006 | 0.00125 | 0.0004 | 76.9 | 76.9 | 112.7
48157 | HOLBROOK | 48389 | SLEWIST | 115 | 115 | AVA: Lewiston/Clarkston | AVA: Lewiston/Clarkston | 1 | Open | Line | NO | 0.00342 | 0.01349 | 0.00188 | 119.7 | 119.7 | 176.5
48155 | HERN | 48159 | HUETTER | 115 | 115 | AVA: Coeur D'Alene | AVA: Coeur D'Alene | 1 | Closed | Line | NO | 0.00104 | 0.00405 | 0.00058 | 119.7 | 119.7 | 176.5
48147 | HARRNGTN | 48295 | ODESSA | 115 | 115 | AVA: Big Bend | AVA: Big Bend | 1 | Closed | Line | NO | 0.09926 | 0.15301 | 0.01575 | 57 | 57 | 82.7
48142 | GREENACRES | 48420 | SULLIVANTAP | 115 | 115 | AVA: Spokane | AVA: Spokane | 1 | Closed | Line | NO | 0.00151 | 0.00799 | 0.00124 | 149.4 | 149.4 | 220.9
48139 | GLENTAP | 48272 | NINTHCNT_S | 115 | 115 | AVA: Spokane | AVA: Spokane | 1 | Closed | Line | NO | 0.00216 | 0.01142 | 0.00196 | 149.4 | 149.4 | 220.9
48133 | GARFIELD | 48313 | PALOUSE | 115 | 115 | AVA: Palouse | AVA: Palouse | 1 | Closed | Line | NO | 0.04222 | 0.06426 | 0.00687 | 53.2 | 53.2 | 77.3
48131 | GARDENSP | 48409 | SPKWASTE | 115 | 115 | AVA: Spokane | AVA: Spokane | 1 | Closed | Line | NO | 0.0007 | 0.00388 | 0.00057 | 154 | 154 | 228.1
48127 | FRANCEDR | 48279 | Northwes | 115 | 115 | AVA: Spokane | AVA: Spokane | 1 | Closed | Line | NO | 0.00298 | 0.01135 | 0.0017 | 119.7 | 119.7 | 176.5
73043 | CHEYENNE | 73480 | CROWCRK | 115 | 115 | ZoneEW | ZoneEW | 1 | Closed | Line | NO | 0.00467 | 0.01632 | 0.00207 | 148 | 148 | 148
48123 | FORD | 48203 | LONGLAKT | 115 | 115 | AVA: Big Bend | AVA: Big Bend | 1 | Closed | Line | NO | 0.00522 | 0.02982 | 0.00437 | 257.7 | 257.7 | 336.4
48119 | EGRANTAP | 48141 | GRANGVIL | 115 | 115 | AVA: Lewiston/Clarkston | AVA: Lewiston/Clarkston | 1 | Closed | Line | NO | 0.00748 | 0.00765 | 0.00082 | 47.4 | 47.4 | 68.9
48117 | EASTFARM | 48118 | BECKROAD | 115 | 115 | AVA: Spokane | AVA: Spokane | 1 | Closed | Line | NO | 0.00198 | 0.00768 | 0.00111 | 119.7 | 119.7 | 176.5
42053 | BLAINTAP | 42062 | CUSTER | 115 | 115 | WHATCOM | WHATCOM | 1 | Closed | Line | NO | 0.00112 | 0.00926 | 0.00225 | 285 | 285 | 335.6
48109 | DIAMOND | 48121 | EWAN | 115 | 115 | AVA: Palouse | AVA: Palouse | 1 | Closed | Line | NO | 0.06142 | 0.0921 | 0.00946 | 53.2 | 53.2 | 77.3
10382 | YAHTAHEY | 10249 | PITT-MID | 115 | 115 | PNM: Northwestern | PNM: Northwestern | 1 | Closed | Line | NO | 0.0279 | 0.06882 | 0.00781 | 80 | 80 | 80
48105 | DEVILGPW | 48193 | LITTFALL | 115 | 115 | AVA: Big Bend | AVA: Big Bend | 1 | Closed | Line | NO | 0.00549 | 0.02119 | 0.00308 | 119.5 | 119.5 | 119.5
48103 | DEVILGPE | 48199 | LONGLAKW | 115 | 115 | AVA: Big Bend | AVA: Big Bend | 1 | Closed | Line | NO | 0.00145 | 0.0056 | 0.00081 | 119.5 | 119.5 | 119.5
48099 | DAVENPRT | 48147 | HARRNGTN | 115 | 115 | AVA: Big Bend | AVA: Big Bend | 1 | Closed | Line | NO | 0.05879 | 0.09063 | 0.00933 | 57 | 57 | 82.7
48091 | CRAIGMNT | 48261 | NEZPERCE | 115 | 115 | AVA: Lewiston/Clarkston | AVA: Lewiston/Clarkston | 1 | Closed | Line | NO | 0.01572 | 0.06085 | 0.00881 | 119.7 | 119.7 | 176.5
48087 | COTTNWDT | 48089 | COTTNWOD | 115 | 115 | AVA: Lewiston/Clarkston | AVA: Lewiston/Clarkston | 1 | Closed | Line | NO | 0.02728 | 0.04035 | 0.00462 | 61.7 | 61.7 | 90.2
48081 | COLLWALN | 48129 | FTWRIGHT | 115 | 115 | AVA: Spokane | AVA: Spokane | 1 | Closed | Line | NO | 0.00328 | 0.01281 | 0.00182 | 119.7 | 119.7 | 176.5
48075 | CLEARWATER_W | 48253 | N LEWIST | 115 | 115 | AVA: Lewiston/Clarkston | AVA: Lewiston/Clarkston | 1 | Closed | Line | NO | 0.00444 | 0.018 | 0.00243 | 122.7 | 122.7 | 180.9
48073 | CHAMBERSTP | 48115 | EASCOLFX | 115 | 115 | AVA: Palouse | AVA: Palouse | 1 | Closed | Line | NO | 0.00906 | 0.02882 | 0.00323 | 92.4 | 92.4 | 135
48067 | CDA | 48349 | RAMSEY | 115 | 115 | AVA: Coeur D'Alene | AVA: Coeur D'Alene | 1 | Closed | Line | NO | 0.0041 | 0.01717 | 0.00251 | 119.7 | 119.7 | 176.5
40047 | ALVEY_N | 46221 | DILLARDT | 115 | 115 | Western Oregon | Eugene, OR | 2 | Closed | Line | NO | 0.00634 | 0.0193 | 0.0024 | 137.4 | 137.4 | 169.3
48057 | CAB GORG | 48065 | CABINETG | 115 | 115 | AVA: Coeur D'Alene | AVA: Coeur D'Alene | 1 | Closed | Line | NO | 0.00036 | 0.00205 | 0.0003 | 204.6 | 204.6 | 239
42081 | SCHUETT | 42020 | SUMAS CG | 115 | 115 | WHATCOM | WHATCOM | 1 | Closed | Line | NO | 0.0016 | 0.01245 | 0.00217 | 211.1 | 211.1 | 249
48051 | BURKE | 629129 | BURKE AVA B | 115 | 115 | AVA: Coeur D'Alene | MISSOULA_MT | B | Closed | Line | NO | 0.00546 | 0.02201 | 0.00303 | 145.4 | 145.4 | 197.6
47314 | 9CWIND | 41388 | 9CWIND# | 115 | 115 | Lower Columbia Basin | Lower Columbia Basin | 1 | Closed | Line | NO | 0.00564 | 0.0179 | 0.00238 | 111.9 | 111.9 | 159.9
48045 | BLUECRK | 48067 | CDA | 115 | 115 | AVA: Coeur D'Alene | AVA: Coeur D'Alene | 1 | Closed | Line | NO | 0.00375 | 0.03088 | 0.00481 | 239 | 239 | 245.6
48041 | BIGCREEK | 48049 | BUNKRHIL | 115 | 115 | AVA: Coeur D'Alene | AVA: Coeur D'Alene | 1 | Closed | Line | NO | 0.00619 | 0.02587 | 0.00346 | 92.4 | 92.4 | 135
35124 | NUMI JCT | 35126 | NUMI TAP | 115 | 115 | Conf Load (Mission) | Conf Load (Mission) | 1 | Open | Line | NO | 0.0005 | 0.0013 | 0.0002 | 97.2 | 110.3 | 132.7
48035 | BENEWAH | 48323 | PLUMMER | 115 | 115 | AVA: Palouse | AVA: Coeur D'Alene | 1 | Closed | Line | NO | 0.02253 | 0.05335 | 0.00646 | 65.7 | 65.7 | 92.8
48033 | BELL TAP | 48381 | SEVENTAP | 115 | 115 | AVA: Spokane | AVA: Spokane | 1 | Closed | Line | NO | 0.00662 | 0.01705 | 0.00199 | 71.7 | 71.7 | 104.6
48029 | BEACON S | 48194 | LOCUST | 115 | 115 | AVA: Spokane | AVA: Spokane | 1 | Closed | Line | NO | 0.00571 | 0.02212 | 0.0032 | 119.7 | 119.7 | 176.5
48029 | BEACON S | 48033 | BELL TAP | 115 | 115 | AVA: Spokane | AVA: Spokane | 1 | Closed | Line | NO | 0.01312 | 0.04472 | 0.00536 | 92.4 | 92.4 | 135
47800 | HOPKINSR | 41400 | TUCANN R | 115 | 115 | Southeast Washington | Southeast Washington | 1 | Closed | Line | NO | 0.00438 | 0.0352 | 0.00582 | 285 | 285 | 336
48023 | BEACON N | 48272 | NINTHCNT_S | 115 | 115 | AVA: Spokane | AVA: Spokane | 1 | Closed | Line | NO | 0.00362 | 0.01935 | 0.00306 | 149.4 | 149.4 | 220.9
35121 | NEWARK E | 35351 | AMES BS2 | 115 | 115 | Conf Load (Mission) | Conf Load (De Anza) | 2 | Closed | Line | NO | 0.01603 | 0.04888 | 0.00587 | 82.7 | 110.9 | 111.5
48019 | AVONDALE | 48356 | RATHDRME | 115 | 115 | AVA: Coeur D'Alene | AVA: Coeur D'Alene | 1 | Closed | Line | NO | 0.00514 | 0.02612 | 0.00444 | 149.4 | 149.4 | 220.9
48013 | APPLEWAY | 48170 | JULIA ST | 115 | 115 | AVA: Coeur D'Alene | AVA: Coeur D'Alene | 1 | Closed | Line | NO | 0.00052 | 0.00279 | 0.00043 | 149.4 | 149.4 | 220.9
48005 | NELSONT | 48272 | NINTHCNT_S | 115 | 115 | AVA: Spokane | AVA: Spokane | 1 | Closed | Line | NO | 0.00387 | 0.01505 | 0.00216 | 119.7 | 119.7 | 176.5
33321 | RVNSWD D | 33317 | CLY LND | 115 | 115 | Conf Load (Peninsula) | Conf Load (Peninsula) | 1 | Closed | Line | NO | 0.00282 | 0.01078 | 0.00128 | 228 | 228 | 245
47848 | HORNBUTE | 414041 | HOR_HOR_CIO | 115 | 115 | Lower Columbia Basin | Lower Columbia Basin | 1 | Closed | Line | NO | 0.0078 | 0.04604 | 0.00675 | 190.5 | 190.5 | 190.5
15103 | BONNEYTP | 14352 | BONNYBRK | 115 | 115 | SRP EMA 115kV | APS | 1 | Closed | Line | NO | 0 | 0.0003 | 0 | 142 | 142 | 142
40056 | ANGUS_S# | 40535 | HIGHLAND+ | 115 | 115 | Lower Columbia Basin | Lower Columbia Basin | 2 | Closed | Line | NO | 0.00234 | 0.00711 | 0.00089 | 137.4 | 137.4 | 175.3
35120 | NEWARK D | 35111 | JARVIS | 115 | 115 | Conf Load (Mission) | Conf Load (Mission) | 1 | Closed | Line | NO | 0.01694 | 0.08892 | 0.01256 | 119.5 | 119.5 | 119.5
47566 | SUNLAND# | 47567 | SUNLAND | 115 | 115 | Seattle Area, Olympic Peninsula | Seattle Area, Olympic Peninsula | 1 | Closed | Line | NO | 0.00089 | 0.00534 | 0.01063 | 41.8 | 41.8 | 77.7
47560 | EVERGRNC# | 47564 | PRAIRIEC+ | 115 | 115 | Seattle Area, Olympic Peninsula | Seattle Area, Olympic Peninsula | 1 | Closed | Line | NO | 0.0013 | 0.00782 | 0.01558 | 95.6 | 95.6 | 189.2
47558 | DUN_JCT# | 47560 | EVERGRNC# | 115 | 115 | Seattle Area, Olympic Peninsula | Seattle Area, Olympic Peninsula | 1 | Open | Line | NO | 0.00268 | 0.01612 | 0.03211 | 95.6 | 95.6 | 189.2
47555 | AGNEW+ | 47558 | DUN_JCT# | 115 | 115 | Seattle Area, Olympic Peninsula | Seattle Area, Olympic Peninsula | 1 | Closed | Line | NO | 0.00348 | 0.02098 | 0.0418 | 95.6 | 95.6 | 189.2
48009 | AIRWAYHT | 47513 | WEST PLAINS | 115 | 115 | AVA: Spokane | AVA: Spokane | 1 | Closed | Line | NO | 0.00216 | 0.01187 | 0.00172 | 158 | 158 | 226.1
47507 | HOPKINS# | 48182 | LATAH_TAP | 115 | 115 | AVA: Spokane | AVA: Spokane | 1 | Open | Line | NO | 0.01955 | 0.03264 | 0.00345 | 62.1 | 62.1 | 90.4
48043 | BLANCHRD | 47505 | HOODOO | 115 | 115 | AVA: Coeur D'Alene | AVA: Coeur D'Alene | 1 | Closed | Line | NO | 0.00895 | 0.03604 | 0.00497 | 123.7 | 123.7 | 182.5
622107 | CONRAD AUTO | 622207 | CONRAD WAPA | 115 | 115 | NOGF_MT | NOGF_MT | 1 | Closed | Line | NO | 0.0032 | 0.01101 | 0.00148 | 133.5 | 133.5 | 133.5
34827 | KERNWTR_TAP | 34828 | KERNWTR_LD | 115 | 115 | Conf Load (Kern) | Conf Load (Kern) | 1 | Closed | Line | NO | 0.23814 | 0.18722 | 0 | 59.2 | 68.7 | 88.2
24730 | INYO PS | 24729 | INYO | 115 | 230 | SCE Control | SCE Control | 1 | Closed | Transformer | YES | 0.01405 | 0.35233 | 0 | 61 | 67 | 61
47433 | OCEANBCH | 47437 | W KELSO | 115 | 115 | Cowlitz County, WA | Cowlitz County, WA | 1 | Closed | Line | NO | 0.0009 | 0.00721 | 0.0078 | 189.6 | 257.7 | 303.6
47428 | OLSONRDTAP | 47437 | W KELSO | 115 | 115 | Cowlitz County, WA | Cowlitz County, WA | 1 | Closed | Line | NO | 0.0013 | 0.01045 | 0.00539 | 189.6 | 257.7 | 303.6
47422 | MINTFARM | 407700 | LON_MIN_CIO | 115 | 115 | Cowlitz County, WA | Cowlitz County, WA | 1 | Closed | Line | NO | 0.00048 | 0.00381 | 0.01478 | 189.6 | 257.7 | 303.6
33511 | AVENATP2 | 33514 | MANTECA | 115 | 115 | Conf Load (Stockton) | Conf Load (Stockton) | 1 | Closed | Line | NO | 0.04244 | 0.06516 | 0.00696 | 56 | 64.9 | 82.7
47411 | GARDNERS | 47429 | OLYPIPE | 115 | 115 | Cowlitz County, WA | Cowlitz County, WA | 1 | Closed | Line | NO | 0.01018 | 0.01473 | 0.00263 | 59.8 | 77.1 | 94
47409 | CORDUROY | 47430 | OLYTAP | 115 | 115 | Cowlitz County, WA | Cowlitz County, WA | 1 | Closed | Line | NO | 0.00392 | 0.01578 | 0.00341 | 107.4 | 143.6 | 169.9
47408 | CRC | 47424 | NWDLND | 115 | 115 | Cowlitz County, WA | Cowlitz County, WA | 1 | Closed | Line | NO | 0.00347 | 0.00978 | 0.00519 | 100.2 | 116.3 | 145
47403 | BHP | 47421 | MG TAP | 115 | 115 | Cowlitz County, WA | Cowlitz County, WA | 1 | Closed | Line | NO | 0.00036 | 0.00124 | 0.04247 | 118.3 | 158.8 | 187.6
47400 | BAKERSCRN | 47425 | OLIVEWAY | 115 | 115 | Cowlitz County, WA | Cowlitz County, WA | 1 | Closed | Line | NO | 0.00159 | 0.0127 | 0.00443 | 189.6 | 257.7 | 303.6
24866 | TAP189 | 24723 | CONTROL | 115 | 115 | SCE Kramer/Inyokern/Coolwater | SCE Control | 1 | Closed | Line | NO | 0.40376 | 0.60316 | 0.06314 | 80 | 88 | 80
48367 | ROCKFORD | 47376 | SETTERS | 115 | 115 | AVA: Palouse | AVA: Palouse | 1 | Closed | Line | NO | 0.00903 | 0.0324 | 0.0048 | 114.5 | 124.1 | 182.7
625221 | SHELBY 2 WAP | 631070 | TIBER TAP | 115 | 115 | NOGF_MT | NOGF_WAUW | 1 | Closed | Line | NO | 0.0728 | 0.2197 | 0.02686 | 80 | 87 | 80
34792 | KERNRDGE | 34794 | TEMBLOR | 115 | 115 | Conf Load (Kern) | Conf Load (Kern) | 1 | Closed | Line | NO | 0.00533 | 0.02662 | 0.0038 | 82.9 | 96.4 | 119.5
47813 | WHITE CK | 47306 | HW_HILL# | 115 | 115 | Lower Columbia Basin | Lower Columbia Basin | 1 | Open | Line | NO | 0.06646 | 0.1392 | 0.0017 | 83 | 83 | 83
47306 | HW_HILL# | 47295 | HW_HILL _1 | 115 | 115 | Lower Columbia Basin | Lower Columbia Basin | 1 | Open | Line | NO | 0.03524 | 0.08703 | 0.0027 | 83 | 83 | 83
14371 | BAGDADTAP | 14351 | BAGDAD | 115 | 115 | APS | APS | 1 | Closed | Line | NO | 0.00061 | 0.00326 | 0.00024 | 99 | 118.7 | 99
78657 | BRIARGATE S | 78860 | BRIARGATE | 115 | 230 | CSU | CSU | 1 | Closed | Transformer | YES | 0.00069 | 0.03086 | 0 | 300 | 327 | 389
47279 | CHEVRON# | 472790 | CHEVRON | 115 | 115 | Lower Columbia Basin | Lower Columbia Basin | 1 | Closed | Line | NO | 0.00302 | 0.00487 | 0.00072 | 59.8 | 69.7 | 88.6
47268 | LACAMAS | 409790 | SIF_LAC_CIO | 115 | 115 | Clark County, WA | Portland Area | 1 | Closed | Line | NO | 0.0017 | 0.00987 | 0.0008 | 164.3 | 185.6 | 239
14350 | ADAMS | 19060 | ADAMSTAP | 115 | 115 | APS | WAPA-DSW | 1 | Closed | Line | NO | 0 | 0.005 | 0 | 105 | 115 | 105
47240 | SW50 | 47241 | SW51 | 115 | 115 | Clark County, WA | Clark County, WA | 1 | Open | Line | NO | 0 | 0.0003 | 0 | 155 | 175.7 | 229.3
47235 | SW105 | 47259 | WALNUT | 115 | 115 | Clark County, WA | Clark County, WA | 1 | Open | Line | NO | 0.0025 | 0.0136 | 0.00186 | 155 | 175.7 | 229.3
47556 | BLYN+ | 47229 | JOHNSONCRK+ | 115 | 115 | Seattle Area, Olympic Peninsula | Seattle Area, Olympic Peninsula | 1 | Closed | Line | NO | 0.00441 | 0.02659 | 0.05295 | 54.8 | 65.8 | 72.9
47222 | SEHSILCA | 47235 | SW105 | 115 | 115 | Clark County, WA | Clark County, WA | 1 | Closed | Line | NO | 0.0005 | 0.0029 | 0.0004 | 155 | 175.7 | 229.3
47214 | RUNYAN | 47258 | WAFERTEC | 115 | 115 | Clark County, WA | Clark County, WA | 1 | Closed | Line | NO | 0.00176 | 0.01001 | 0.00164 | 164.3 | 185.6 | 239
47205 | ORCHRDS | 47238 | SW35 | 115 | 115 | Clark County, WA | Clark County, WA | 1 | Closed | Line | NO | 0.001 | 0.0055 | 0.00082 | 155 | 175.7 | 229.3
47243 | PIONEER | 47181 | LM JNS | 115 | 115 | Clark County, WA | Clark County, WA | 1 | Closed | Line | NO | 0.0097 | 0.0237 | 0.00312 | 93.2 | 105 | 136.8
47317 | 119TH ST | 47170 | HOKINSN | 115 | 115 | Clark County, WA | Clark County, WA | 1 | Closed | Line | NO | 0.00224 | 0.01206 | 0.00174 | 155 | 175.5 | 229.3
47168 | HEYE MYR | 47169 | HEYE SW | 115 | 115 | Clark County, WA | Clark County, WA | 1 | Open | Line | NO | 0 | 0.0003 | 0 | 93.2 | 105 | 136.8
47159 | FELIDA | 47239 | SW48 | 115 | 115 | Clark County, WA | Clark County, WA | 1 | Closed | Line | NO | 0.00353 | 0.00872 | 0.00118 | 93.2 | 105 | 136.8
47155 | EVERGRN | 47244 | SW62 | 115 | 115 | Clark County, WA | Clark County, WA | 1 | Closed | Line | NO | 0.0019 | 0.0107 | 0.0015 | 155 | 175.7 | 229.3
78659 | CTTNWD S | 78674 | RAMPART N | 115 | 115 | CSU | CSU | 1 | Closed | Line | NO | 0.00207 | 0.0173 | 0.12961 | 167 | 200 | 167
625022 | BROWNING GEC | 625026 | SO CUTBK GEC | 115 | 115 | NOGF_MT | NOGF_MT | 1 | Closed | Line | NO | 0.07774 | 0.19827 | 0.02409 | 105.6 | 105.6 | 105.6
14362 | BOOTHILL | 14350 | ADAMS | 115 | 115 | APS | APS | 1 | Closed | Line | NO | 0.0317 | 0.12051 | 0.01592 | 118 | 118 | 118
10144 | ISLETAPA | 10096 | EL_CERRO | 115 | 115 | PNM: Belen | PNM: Belen | 1 | Closed | Line | NO | 0.01475 | 0.05574 | 0.00761 | 154 | 154 | 154
70065 | BROOMFLD | 70269 | LOUISVIL | 115 | 115 | ZoneRB | ZoneRB | 1 | Closed | Line | NO | 0.00209 | 0.01802 | 0.00317 | 158 | 158 | 158
47138 | CLARK | 47221 | SARA | 115 | 115 | Clark County, WA | Clark County, WA | 1 | Closed | Line | NO | 0.0032 | 0.0169 | 0.00258 | 155 | 175.7 | 229.3
65775 | HOBACK_J | 66380 | SNAKE_R | 115 | 115 | ID BPA | ID BPA | 1 | Closed | Line | NO | 0.03084 | 0.12811 | 0.01672 | 125.9 | 159.5 | 170.5
47133 | CASCD PK | 47236 | SW117 | 115 | 115 | Clark County, WA | Clark County, WA | 1 | Closed | Line | NO | 0.0016 | 0.0085 | 0.00126 | 155 | 175.7 | 229.3
47131 | BURTON | 47234 | SW100 | 115 | 115 | Clark County, WA | Clark County, WA | 1 | Closed | Line | NO | 0.0014 | 0.0073 | 0.00108 | 155 | 175.7 | 229.3
47128 | BRBTN SW | 47149 | ELMG TI | 115 | 115 | Clark County, WA | Clark County, WA | 1 | Closed | Line | NO | 0.00097 | 0.00512 | 0.0008 | 155 | 175.7 | 229.3
47121 | BATLGRD | 47243 | PIONEER | 115 | 115 | Clark County, WA | Clark County, WA | 1 | Closed | Line | NO | 0.007 | 0.0167 | 0.00222 | 93.2 | 105 | 136.8
47119 | AXFORD | 47168 | HEYE MYR | 115 | 115 | Clark County, WA | Clark County, WA | 1 | Closed | Line | NO | 0.00259 | 0.01368 | 0.00214 | 155 | 175.7 | 229.3
47112 | 99TH# | 47238 | SW35 | 115 | 115 | Clark County, WA | Clark County, WA | 1 | Closed | Line | NO | 0.0046 | 0.0112 | 0.00144 | 93.2 | 105 | 136.8
47111 | 72ND CC | 47112 | 99TH# | 115 | 115 | Clark County, WA | Clark County, WA | 1 | Closed | Line | NO | 0.00059 | 0.00323 | 0.00048 | 155 | 175.7 | 229.3
12073 | SOCORROP | 12028 | EL_BUTTE | 115 | 115 | TSGT: Southern NM | TSGT: Southern NM | 1 | Closed | Line | NO | 0.1618 | 0.3291 | 0.0741 | 59 | 59 | 59
34751 | TPMNTP2 | 34775 | RENFRJCT | 115 | 115 | Conf Load (Kern) | Conf Load (Kern) | 1 | Closed | Line | NO | 0.00119 | 0.00426 | 0.00058 | 224.3 | 224.3 | 244.8
47243 | PIONEER | 47090 | URIDGE | 115 | 115 | Clark County, WA | Clark County, WA | 1 | Closed | Line | NO | 0.00117 | 0.0062 | 0.00096 | 155 | 175.7 | 229.3
47086 | PINE ST | 47254 | USK SWTCHYD | 115 | 115 | AVA: Pend Oreille PUD | AVA: Pend Oreille PUD | 1 | Closed | Line | NO | 0.0146 | 0.08288 | 0.01166 | 117 | 164 | 174
34748 | WHTRVRWST | 34747 | WHITERIVER_P | 115 | 115 | Conf Load (Kern) | Conf Load (Fresno) | 1 | Closed | Line | NO | 2e-05 | 9e-05 | 1e-05 | 117 | 117 | 117
47076 | SPALDING | 48195 | LOLO | 115 | 115 | AVA: Lewiston/Clarkston | AVA: Lewiston/Clarkston | 1 | Closed | Line | NO | 0.00801 | 0.03183 | 0.00444 | 119.7 | 119.7 | 176.5
42608 | HOBART | 42424 | MIRRORNT | 115 | 115 | S.KING | N.KING | 1 | Closed | Line | NO | 0.00379 | 0.02983 | 0.00508 | 280.9 | 280.9 | 330.8
47078 | PORT_TWN_MIL | 47070 | PT_MILL_1# | 115 | 115 | Seattle Area, Olympic Peninsula | Seattle Area, Olympic Peninsula | 1 | Closed | Line | NO | 0.00012 | 0.00066 | 0 | 159 | 159 | 208
72781 | DOECANYN | 72784 | AIR_PROD | 115 | 115 | ZoneR4 | Zone69 | 1 | Closed | Line | NO | 0.001 | 0.01 | 0 | 14 | 14 | 14
72781 | DOECANYN | 79011 | CAHONE | 115 | 115 | ZoneR4 | ZoneR4 | 1 | Closed | Line | NO | 0.0015 | 0.0097 | 0.00134 | 142 | 142 | 142
47068 | FERNDALE# | 47084 | FERN PUMP | 115 | 115 | Seattle Area, Olympic Peninsula | Seattle Area, Olympic Peninsula | 1 | Closed | Line | NO | 0.0056 | 0.01122 | 0.00114 | 46 | 46 | 79.1
47059 | VEEDOL | 47374 | PANGBORN | 115 | 115 | Central Washington | Central Washington | 1 | Closed | Line | NO | 0.0005 | 0.00409 | 0.00067 | 198.7 | 198.7 | 301.3
47064 | GLDBCHL2# | 47056 | BROOK_L2# | 115 | 115 | Western Oregon | Western Oregon | 1 | Closed | Line | NO | 0.02404 | 0.15939 | 0.02006 | 196 | 196 | 196
47080 | RAPIDS | 47051 | HANNA | 115 | 115 | Central Washington | Central Washington | 1 | Closed | Line | NO | 0.00046 | 0.00488 | 0.00071 | 294.3 | 294.3 | 384.4
70060 | BOONE | 70249 | LAJUNTAW | 115 | 115 | ZoneWP | ZoneWP | 1 | Closed | Line | NO | 0.0403 | 0.261 | 0.0401 | 99 | 99 | 99
47046 | GATEWAYS | 47045 | GATEWAY# | 115 | 115 | Western Oregon | Western Oregon | 1 | Closed | Line | NO | 0.00063 | 0.00321 | 0.00052 | 95 | 177 | 164
47043 | EVANSCLK | 47276 | N_CAMAS | 115 | 115 | Clark County, WA | Clark County, WA | 1 | Closed | Line | NO | 0.0019 | 0.01156 | 0.00143 | 195.2 | 195.2 | 239
47041 | EVANS C | 47161 | FIBERWEB | 115 | 115 | Clark County, WA | Clark County, WA | 1 | Closed | Line | NO | 0.0012 | 0.0064 | 0.00102 | 155 | 175.7 | 229.3
47037 | EASTMONT | 47059 | VEEDOL | 115 | 115 | Central Washington | Central Washington | 1 | Closed | Line | NO | 0.00238 | 0.01945 | 0.00317 | 197.1 | 197.1 | 299.3
47036 | DONEEN | 47037 | EASTMONT | 115 | 115 | Central Washington | Central Washington | 1 | Closed | Line | NO | 0.00138 | 0.01033 | 0.00157 | 183.8 | 183.8 | 281.4
13020 | LORDSBRG | 10490 | LB_INT | 115 | 115 | PNM: Southwest | PNM: Southwest | 1 | Closed | TransformerWinding | YES | 0 | 0.01538 | 0 | 108.3 | 108.3 | 108.3
47035 | E KELSO | 47224 | SHAWN CC | 115 | 115 | Cowlitz County, WA | Cowlitz County, WA | 1 | Closed | Line | NO | 0.00179 | 0.00951 | 0.0058 | 147.6 | 199.2 | 235.2
15102 | ASARCOTP | 15101 | ASARCOSR | 115 | 115 | SRP EMA 115kV | SRP EMA 115kV | 1 | Closed | Line | NO | 0.00135 | 0.00236 | 0.00028 | 93.6 | 99 | 93.6
11076 | FT._BLIS | 11025 | AUSTIN | 115 | 115 | EPE - Native Load | EPE - Native Load | 1 | Closed | Line | NO | 0.00226 | 0.00962 | 0.00138 | 120 | 120 | 120
34727 | ATWELL_JCT | 999903 | ATWSMY11 | 115 | 115 | Conf Load (Fresno) | Conf Load (Kern) | 1 | Closed | Line | NO | 0.00475 | 0.03485 | 0.00539 | 164.3 | 194.2 | 239
47029 | DOUGLAS | 47301 | LINCOLN ROCK | 115 | 115 | Central Washington | Central Washington | 1 | Closed | Line | NO | 0.00015 | 0.00124 | 0.00031 | 405.5 | 405.5 | 524.6
47026 | KEARNEY# | 47070 | PT_MILL_1# | 115 | 115 | Seattle Area, Olympic Peninsula | Seattle Area, Olympic Peninsula | 1 | Open | Line | NO | 0.00034 | 0.00284 | 0.00054 | 264.9 | 264.9 | 314.9
47025 | DELIGHT | 48457 | WASHTUNA | 115 | 115 | AVA: Big Bend | AVA: Big Bend | 1 | Closed | Line | NO | 0.06174 | 0.09063 | 0.01056 | 61.7 | 61.7 | 90.2
47020 | HASTINGS+ | 47024 | KEARNEY+ | 115 | 115 | Seattle Area, Olympic Peninsula | Seattle Area, Olympic Peninsula | 1 | Closed | Line | NO | 0.00175 | 0.00491 | 0.00072 | 72.9 | 72.9 | 114.9
47068 | FERNDALE# | 47011 | FERN REF | 115 | 115 | Seattle Area, Olympic Peninsula | Seattle Area, Olympic Peninsula | 1 | Closed | Line | NO | 0.00996 | 0.02383 | 0.00261 | 132.5 | 132.5 | 138.2
47004 | DISCOV_BAY+ | 47293 | DISCOVERY# | 115 | 115 | Seattle Area, Olympic Peninsula | Seattle Area, Olympic Peninsula | 1 | Closed | Line | NO | 0.00057 | 0.00294 | 0.00044 | 108.4 | 108.4 | 175.1
47002 | IRONDALE | 47034 | PT_TWN_2# | 115 | 115 | Seattle Area, Olympic Peninsula | Seattle Area, Olympic Peninsula | 1 | Closed | Line | NO | 0.00019 | 0.00054 | 6e-05 | 102 | 102 | 133.1
46973 | TYEETP | 47547 | TYEE | 115 | 115 | Tacoma Power - General | Tacoma Power - Mutuals | 1 | Closed | Line | NO | 0.00021 | 0.00052 | 7e-05 | 57 | 65.1 | 105
46950 | LYNCH-2 | 46951 | LYNCH-T | 115 | 115 | Tacoma Power - General | Tacoma Power - General | 1 | Closed | Line | NO | 0 | 0.0001 | 0 | 276.1 | 305.9 | 312.3
46943 | HOLMESTP | 47525 | HAAKENSON+ | 115 | 115 | Tacoma Power - General | Tacoma Power - Mutuals | 1 | Closed | Line | NO | 0.00103 | 0.00568 | 0.00082 | 92.4 | 108.2 | 176.5
46930 | VGNLKB-T | 46931 | VAUGHN# | 115 | 115 | Tacoma Power - General | Tacoma Power - Mutuals | 1 | Closed | Line | NO | 0.01039 | 0.01969 | 0.00262 | 44 | 44 | 79.7
46925 | LODHLM-1 | 46926 | LODHLM-T | 115 | 115 | Tacoma Power - General | Tacoma Power - General | 1 | Open | Line | NO | 0 | 0.0001 | 0 | 276.1 | 305.9 | 312.3
46901 | POTLATTA | 46929 | VGNLKB-2 | 115 | 115 | Tacoma Power - General | Tacoma Power - General | 1 | Closed | Line | NO | 0.02565 | 0.08746 | 0.01294 | 141.2 | 156.2 | 169.5
41210 | HAGEN_2# | 413312 | TARLETT2 | 115 | 115 | Portland Area | Portland Area | 2 | Closed | Line | NO | 0.0082 | 0.02432 | 0.00319 | 65.7 | 65.7 | 125.5
41147 | WHITE_BLF_1 | 47375 | GATEWAY | 115 | 115 | Lower Columbia Basin | Lower Columbia Basin | 1 | Closed | Line | NO | 0.00276 | 0.01454 | 0.00236 | 179 | 179 | 239
46872 | MILLER C | 46878 | SADLROCK | 115 | 115 | Central Washington | Central Washington | 1 | Closed | Line | NO | 0.00139 | 0.00598 | 0.00178 | 142.4 | 142.4 | 212.5
46870 | MANSNTAP | 46871 | MANSON | 115 | 115 | Central Washington | Central Washington | 1 | Closed | Line | NO | 0.006 | 0.00885 | 0.00096 | 68.1 | 68.1 | 100.6
46865 | COLLEGEC | 46886 | WESTERN | 115 | 115 | Central Washington | Central Washington | 1 | Closed | Line | NO | 0.00171 | 0.00723 | 0.00113 | 142.4 | 142.4 | 212.5
46864 | COLESCRN | 46876 | PLAIN | 115 | 115 | Central Washington | Central Washington | 1 | Closed | Line | NO | 0.00527 | 0.02372 | 0.00332 | 185.2 | 185.2 | 239
46862 | ANDYORKE | 46898 | ANDYORKW | 115 | 115 | Central Washington | Central Washington | 1 | Closed | Breaker | NO | 0 | 1e-05 | 0 | 399.2 | 399.2 | 399.2
31020 | HMBOBAYPPB | 31000 | HUMBOLDT | 115 | 115 | Conf Load (Humboldt) | Conf Load (Humboldt) | 1 | Closed | Line | NO | 0.01247 | 0.03692 | 0.00475 | 97.2 | 99.6 | 99.6
34825 | SEMIREAC | 34704 | SEMITROPIC_D | 115 | 115 | Conf Load (Kern) | Conf Load (Kern) | 2 | Open | Line | NO | 0 | 0.0005 | 0 | 239 | 239 | 239
47126 | BOX_CANYON | 41190 | BOX_CANYON# | 115 | 115 | AVA: Pend Oreille PUD | AVA: Pend Oreille PUD | 1 | Closed | Line | NO | 0.00459 | 0.01392 | 0.00174 | 86 | 116 | 121
43820 | MARQUAM | 45173 | LINCOLN | 115 | 115 | Portland General - BES S/S | PAC:PTLD | 1 | Closed | Line | NO | 0.0002 | 0.00119 | 0.0008 | 153 | 191 | 238
46829 | WENATCS | 46830 | WENTAP | 115 | 115 | Central Washington | Central Washington | 1 | Closed | Line | NO | 0.00024 | 0.00205 | 0.00025 | 182.3 | 182.3 | 239
46821 | ROCKY RH | 46831 | ROCKYRH1 | 115 | 230 | Central Washington | Central Washington | 2 | Closed | Transformer | YES | 0.00064 | 0.03999 | 0 | 333 | 333 | 333
46866 | ENTIAT | 46819 | ENTSWYD | 115 | 115 | Central Washington | Central Washington | 1 | Closed | Line | NO | 0.0015 | 0.0094 | 0.00154 | 182.3 | 182.3 | 239
46815 | WALLA C | 46899 | WENATCN | 115 | 115 | Central Washington | Central Washington | 1 | Closed | Line | NO | 0.00205 | 0.00891 | 0.00134 | 137.8 | 137.8 | 195
46813 | OKANSUB | 46829 | WENATCS | 115 | 115 | Central Washington | Central Washington | 1 | Closed | Line | NO | 0.00217 | 0.0093 | 0.00282 | 142.4 | 142.4 | 212.5
43555 | STMARYSB | 43541 | ST MARYS | 115 | 230 | Portland General - BES S/S | Portland General - BES S/S | 1 | Closed | Transformer | YES | 0.00038 | 0.02495 | 0 | 385 | 385 | 433
46897 | RI TIE | 46808 | MCKENZIS | 115 | 115 | Central Washington | Central Washington | 1 | Closed | Line | NO | 0.00143 | 0.00692 | 0.00102 | 119.5 | 119.5 | 119.5
46862 | ANDYORKE | 46808 | MCKENZIS | 115 | 115 | Central Washington | Central Washington | 2 | Closed | Line | NO | 0.01756 | 0.09913 | 0.01394 | 168.7 | 168.7 | 239
46807 | MCKENZIN | 46817 | ROCKIS21 | 115 | 115 | Central Washington | Central Washington | 1 | Closed | Line | NO | 0.001 | 0.0111 | 0.00164 | 275.1 | 275.1 | 318.7
72191 | GATEWY | 78102 | GATEWY | 115 | 230 | ZoneFH | PRPA | 1 | Closed | Transformer | YES | 0.0011 | 0.04 | 0 | 150 | 150 | 150
65425 | DAVEJOHN | 69155 | BIXBY | 115 | 115 | WY EAST | WY EAST | 1 | Closed | Line | NO | 0.00065 | 0.00474 | 0.00068 | 186 | 232 | 273
72171 | HESPERUS2 | 79071 | HESPERUS | 115 | 115 | ZoneR4 | ZoneR4 | 1 | Closed | Line | NO | 0 | 0.0005 | 0 | 239 | 239 | 239
46805 | CHELAN | 46882 | SSHORETP | 115 | 115 | Central Washington | Central Washington | 1 | Closed | Line | NO | 0.0058 | 0.0383 | 0.0054 | 182.3 | 182.3 | 239
46150 | COUL2GPD | 41127 | WILBUR# | 115 | 115 | Grant County, WA | AVA: Big Bend | 1 | Closed | Line | NO | 0.02246 | 0.0957 | 0.01211 | 167.7 | 167.7 | 215.9
46801 | ANDRS CN | 46875 | PESHASTI | 115 | 115 | Central Washington | Central Washington | 1 | Closed | Line | NO | 0.00257 | 0.0157 | 0.00256 | 182.3 | 182.3 | 239
46797 | MASHEL-2 | 46798 | MASHEL-T | 115 | 115 | Tacoma Power - General | Tacoma Power - General | 1 | Closed | Line | NO | 0 | 0.0001 | 0 | 276.1 | 305.9 | 312.3
46796 | MASHEL-1 | 46798 | MASHEL-T | 115 | 115 | Tacoma Power - General | Tacoma Power - General | 1 | Open | Line | NO | 0 | 0.0001 | 0 | 276.1 | 305.9 | 312.3
46788 | MINTER-2 | 46787 | MINTER# | 115 | 115 | Tacoma Power - General | Tacoma Power - Mutuals | 1 | Open | Line | NO | 0 | 0.0001 | 0 | 276.1 | 305.9 | 312.3
46783 | VGNLKB-1 | 46930 | VGNLKB-T | 115 | 115 | Tacoma Power - General | Tacoma Power - General | 1 | Open | Line | NO | 0 | 0.0001 | 0 | 276.1 | 305.9 | 312.3
65380 | CRYSTAL_SP | 65480 | E_JACKSN | 115 | 115 | ID BPA | ID BPA | 1 | Closed | Line | NO | 0.01828 | 0.07514 | 0.06074 | 125.9 | 159.5 | 145.6
46781 | UNIONTP | 46967 | UNIONTA | 115 | 115 | Tacoma Power - General | Tacoma Power - General | 1 | Closed | Line | NO | 0.00096 | 0.00334 | 0.00047 | 54 | 61.3 | 97.4
46927 | PURDY-1 | 46766 | PURDY# | 115 | 115 | Tacoma Power - General | Tacoma Power - Mutuals | 1 | Closed | Line | NO | 0 | 0.0001 | 0 | 276.1 | 305.9 | 312.3
46764 | PORTLND | 46906 | STOBELAH | 115 | 115 | Tacoma Power - General | Tacoma Power - General | 1 | Closed | Line | NO | 0.00085 | 0.0066 | 0.00118 | 219.3 | 252.6 | 284.4
46761 | PARKLAND | 46763 | POLK | 115 | 115 | Tacoma Power - General | Tacoma Power - General | 1 | Closed | Line | NO | 0.00112 | 0.00867 | 0.00155 | 219.3 | 252.6 | 292
46944 | CRESCNTT | 46759 | OLYPIPTP | 115 | 115 | Tacoma Power - General | Tacoma Power - General | 1 | Closed | Line | NO | 0 | 0.00029 | 0 | 57 | 65.1 | 105
41115 | VERA | 41116 | 16TH_AVE+ | 115 | 115 | Spokane Area, N Idaho, W Montana | Spokane Area, N Idaho, W Montana | 1 | Closed | Line | NO | 0.00159 | 0.00637 | 0.00091 | 165.3 | 165.3 | 211.1
46922 | ARTNDL-2 | 46754 | NARROWS2 | 115 | 115 | Tacoma Power - General | Tacoma Power - General | 1 | Closed | Line | NO | 0.00091 | 0.00751 | 0.00138 | 276.1 | 305.9 | 312.3
46752 | MENLOTP | 46782 | UNIVER | 115 | 115 | Tacoma Power - General | Tacoma Power - General | 1 | Closed | Line | NO | 0.00224 | 0.00622 | 0.00092 | 57 | 65.1 | 105
46751 | MCNEILTP | 46775 | STEILACM | 115 | 115 | Tacoma Power - General | Tacoma Power - Mutuals | 1 | Closed | Line | NO | 0.00183 | 0.005 | 0.00071 | 121.9 | 134.1 | 146.2
46746 | LODHLM-2 | 46767 | PURDY-2 | 115 | 115 | Tacoma Power - General | Tacoma Power - General | 1 | Closed | Line | NO | 0.00471 | 0.01561 | 0.00232 | 112.9 | 125.7 | 149.2
46743 | LINDETP | 46961 | LINDETA | 115 | 115 | Tacoma Power - General | Tacoma Power - General | 1 | Closed | Line | NO | 0.00141 | 0.00338 | 0.00047 | 57 | 65.1 | 105
46742 | LIDFRDTP | 46906 | STOBELAH | 115 | 115 | Tacoma Power - General | Tacoma Power - General | 1 | Closed | Line | NO | 0.00176 | 0.01359 | 0.00243 | 251 | 294.4 | 284.4
46731 | LACAMAS2 | 46948 | LACAMS-T | 115 | 115 | Tacoma Power - General | Tacoma Power - General | 1 | Open | Line | NO | 0 | 0.0001 | 0 | 276.1 | 305.9 | 312.3
46729 | HYLEBTP | 46774 | STARWDTA | 115 | 115 | Tacoma Power - General | Tacoma Power - General | 1 | Closed | Line | NO | 0.00035 | 0.00273 | 0.00048 | 276.1 | 305.9 | 312.3
46727 | HUSONTP | 46781 | UNIONTP | 115 | 115 | Tacoma Power - General | Tacoma Power - General | 1 | Closed | Line | NO | 0.00042 | 0.00216 | 0.00035 | 164.9 | 185.4 | 218.9
46722 | HAWTHORN | 46724 | HAWTHT_E | 115 | 115 | Tacoma Power - General | Tacoma Power - General | 1 | Open | Line | NO | 0.00093 | 0.00483 | 0.00079 | 92.4 | 108.2 | 176.5
46721 | HAKNSN-2 | 46726 | HAKNSN-T | 115 | 115 | Tacoma Power - General | Tacoma Power - General | 1 | Closed | Line | NO | 0 | 0.0001 | 0 | 276.1 | 305.9 | 312.3
65305 | CASPERPP | 67923 | CENTERST | 115 | 115 | WY EAST | WY EAST | 1 | Closed | Line | NO | 0.00587 | 0.0228 | 0.00327 | 123 | 168 | 172
70073 | CALIFOR | 70215 | HARRISPS | 115 | 115 | ZoneRD | ZoneRD | 1 | Closed | Line | NO | 0.0015 | 0.0049 | 0.08804 | 145 | 160 | 145
999934 | CFARAT11 | 42442 | RATTLE S | 115 | 115 | PSEOTHER | N.KING | 1 | Closed | Line | NO | 0.00016 | 0.0003 | 4e-05 | 68.1 | 68.1 | 87.4
46714 | FT_LEW_S | 46715 | FTLEWCTL | 115 | 115 | Tacoma Power - General | Tacoma Power - General | 1 | Closed | Line | NO | 0.01001 | 0.02979 | 0.00393 | 121.9 | 134.1 | 146.2
46709 | FIFE | 46962 | SPRLKTP | 115 | 115 | Tacoma Power - General | Tacoma Power - General | 1 | Closed | Line | NO | 5e-05 | 0.00039 | 7e-05 | 278.5 | 318.3 | 334.8
46707 | FARWEST | 46708 | FARWSTTP | 115 | 115 | Tacoma Power - General | Tacoma Power - General | 1 | Closed | Line | NO | 0 | 0.0001 | 0 | 164.9 | 185.4 | 218.9
46706 | ELKPLN-2 | 46713 | FRDRKSN2 | 115 | 115 | Tacoma Power - General | Tacoma Power - General | 1 | Closed | Line | NO | 0.00195 | 0.0079 | 0.00105 | 136.2 | 152.6 | 180.7
46705 | ELKPLN-1 | 46737 | MOUNTAIN | 115 | 115 | Tacoma Power - General | Tacoma Power - General | 1 | Closed | Line | NO | 0.00332 | 0.01342 | 0.00178 | 136.2 | 152.6 | 180.7
43533 | SPNWSPR1 | 43701 | SPRNGBRK | 115 | 115 | Portland General - BES NODE | Portland General - BES S/S | 1 | Closed | Line | NO | 0.00157 | 0.0081 | 0.00134 | 198 | 198 | 239
34158 | PANOCHE2 | 30790 | PANOCHE | 115 | 230 | Conf Load (Yosemite) | Conf Load (Yosemite) | 2 | Closed | Transformer | YES | 0.00035 | 0.02381 | 0 | 313.1 | 369.7 | 398.4
46698 | ELBE-T | 47147 | ELBE | 115 | 115 | Tacoma Power - General | Tacoma Power - Mutuals | 1 | Closed | Line | NO | 0.01286 | 0.03761 | 0.00508 | 65.7 | 65.7 | 125.5
46697 | DEFIANTP | 46718 | GOVE | 115 | 115 | Tacoma Power - General | Tacoma Power - General | 1 | Closed | Line | NO | 0.00072 | 0.00559 | 0.001 | 119.3 | 144 | 233.6
46975 | CURTISTP | 46695 | CURTIS | 115 | 115 | Tacoma Power - General | Tacoma Power - Mutuals | 1 | Closed | Line | NO | 0.00017 | 0.00128 | 0.00023 | 119.3 | 144 | 233.6
46694 | CROFT | 46761 | PARKLAND | 115 | 115 | Tacoma Power - General | Tacoma Power - General | 1 | Closed | Line | NO | 0.00056 | 0.00433 | 0.00077 | 219.3 | 252.6 | 292
46692 | CRESCNT2 | 46902 | HARDIE | 115 | 115 | Tacoma Power - General | Tacoma Power - General | 1 | Closed | Line | NO | 0.00023 | 0.00058 | 7e-05 | 97.6 | 108.2 | 128.9
46692 | CRESCNT2 | 46713 | FRDRKSN2 | 115 | 115 | Tacoma Power - General | Tacoma Power - General | 1 | Closed | Line | NO | 0.00156 | 0.00631 | 0.00084 | 136.2 | 152.6 | 180.7
46689 | COLLINS2 | 46941 | COLLIN-T | 115 | 115 | Tacoma Power - General | Tacoma Power - General | 1 | Open | Line | NO | 0 | 0.0001 | 0 | 276.1 | 305.9 | 312.3
41089 | TRENTWOD | 41117 | VERA# | 115 | 115 | Spokane Area, N Idaho, W Montana | Spokane Area, N Idaho, W Montana | 1 | Closed | Line | NO | 0.00149 | 0.00475 | 0.00053 | 125.5 | 125.5 | 161.3
46688 | COLLINS1 | 46941 | COLLIN-T | 115 | 115 | Tacoma Power - General | Tacoma Power - General | 1 | Closed | Line | NO | 0 | 0.0001 | 0 | 276.1 | 305.9 | 312.3
46688 | COLLINS1 | 46720 | HAKNSN-1 | 115 | 115 | Tacoma Power - General | Tacoma Power - General | 1 | Closed | Line | NO | 0.00232 | 0.00938 | 0.00125 | 171.3 | 190.6 | 205.8
46684 | BRNPTTP | 46729 | HYLEBTP | 115 | 115 | Tacoma Power - General | Tacoma Power - General | 1 | Closed | Line | NO | 0.00077 | 0.0026 | 0.00114 | 276.5 | 305.2 | 331.8
46679 | BRDGPRT | 46760 | ORCHRD | 115 | 115 | Tacoma Power - General | Tacoma Power - General | 1 | Closed | Line | NO | 0.00222 | 0.01218 | 0.00177 | 92.4 | 108.2 | 176.5
33044 | FIBRBJCT | 33001 | DOMTAR | 115 | 115 | Conf Load (Diablo) | Conf Load (Diablo) | 1 | Closed | Line | NO | 0.0004 | 0.00068 | 8e-05 | 59.2 | 68.7 | 88.2
47292 | SOU FORK | 41073 | TILLAMOK | 115 | 115 | Portland Area | Portland Area | 1 | Closed | Line | NO | 0.03358 | 0.14352 | 0.01889 | 167.7 | 167.7 | 206.4
41063 | TAPTEAL+ | 41121 | VISTA# | 115 | 115 | Lower Columbia Basin | Lower Columbia Basin | 1 | Closed | Line | NO | 0.00201 | 0.01147 | 0.00161 | 213.1 | 213.1 | 262.9
46675 | ARTNDL-1 | 46923 | ARTNDL-T | 115 | 115 | Tacoma Power - General | Tacoma Power - General | 1 | Open | Line | NO | 0 | 0.0001 | 0 | 276.1 | 305.9 | 312.3
47361 | BROADMOOR+ | 41065 | TAYLOR_FLTS+ | 115 | 115 | Lower Columbia Basin | Lower Columbia Basin | 1 | Closed | Line | NO | 0.00467 | 0.01366 | 0.00185 | 99 | 113 | 137
46674 | ALEXANDR | 46673 | TAYLORTP | 115 | 115 | Tacoma Power - General | Tacoma Power - General | 1 | Closed | Line | NO | 0.0003 | 0.00233 | 0.00041 | 219.3 | 252.6 | 292
46663 | SOUTHWEST_B | 46760 | ORCHRD | 115 | 115 | Tacoma Power - General | Tacoma Power - General | 1 | Closed | Line | NO | 0.00249 | 0.01371 | 0.00199 | 92.4 | 108.2 | 176.5
46661 | CUSMN2T1 | 46901 | POTLATTA | 115 | 115 | Tacoma Power - General | Tacoma Power - General | 1 | Closed | Line | NO | 0.00763 | 0.0253 | 0.00376 | 141.2 | 156.2 | 169.5
46660 | GINKGO | 46750 | MCCHORD | 115 | 115 | Tacoma Power - General | Tacoma Power - General | 1 | Closed | Line | NO | 0.00111 | 0.00612 | 0.00089 | 164.9 | 185.4 | 218.9
11025 | AUSTIN | 11043 | MARLOW | 115 | 115 | EPE - Native Load | EPE - Native Load | 1 | Closed | Line | NO | 0.00102 | 0.00615 | 0.00097 | 227.3 | 227.3 | 227.3
47283 | BAKER_CRK+ | 41273 | WALNUT_CITY+ | 115 | 115 | Portland Area | Portland Area | 1 | Closed | Line | NO | 0.00349 | 0.00728 | 0.00087 | 105.6 | 105.6 | 131.5
34364 | CLOVIS-2 | 34365 | CLOVISJ2 | 115 | 115 | Conf Load (Fresno) | Conf Load (Fresno) | 1 | Closed | Line | NO | 0.00119 | 0.02114 | 0.00322 | 159.3 | 159.3 | 159.3
46643 | SOUTHWEST_A | 46663 | SOUTHWEST_B | 115 | 115 | Tacoma Power - General | Tacoma Power - General | 1 | Closed | Line | NO | 0 | 0.0001 | 0 | 588.4 | 685.6 | 711.1
46641 | SCHNTZTP | 46991 | SCHNITZR | 115 | 115 | Tacoma Power - General | Tacoma Power - General | 1 | Closed | Line | NO | 0.00087 | 0.00679 | 0.0012 | 119.3 | 144 | 233.6
46637 | PEARL | 46754 | NARROWS2 | 115 | 115 | Tacoma Power - General | Tacoma Power - General | 1 | Closed | Line | NO | 0.00168 | 0.01411 | 0.0019 | 195.2 | 236 | 265.7
46697 | DEFIANTP | 46637 | PEARL | 115 | 115 | Tacoma Power - General | Tacoma Power - General | 1 | Closed | Line | NO | 0.00051 | 0.00392 | 0.0007 | 119.3 | 144 | 233.6
46637 | PEARL | 46643 | SOUTHWEST_A | 115 | 115 | Tacoma Power - General | Tacoma Power - General | 1 | Closed | Line | NO | 0.00445 | 0.03447 | 0.00616 | 219.3 | 252.6 | 286.8
44898 | ILLATP46 | 45091 | DIXONVLE | 115 | 115 | PAC:ROSE | PAC:ROSE | 1 | Closed | Line | NO | 0.03774 | 0.21195 | 0.02927 | 174 | 192 | 199
42902 | BREMERTN | 41023 | STATION_FG+ | 115 | 115 | KITSAP | Seattle Area, Olympic Peninsula | 1 | Closed | Line | NO | 0.00031 | 0.00233 | 0.00044 | 143.8 | 143.8 | 236.6
65100 | BAIROIL | 65730 | GREATDIV | 115 | 115 | WY CENTRAL | WY CENTRAL | 1 | Closed | Line | NO | 0.03408 | 0.10012 | 0.01271 | 113 | 137 | 156
46632 | CANYONTA | 46720 | HAKNSN-1 | 115 | 115 | Tacoma Power - General | Tacoma Power - General | 1 | Closed | Line | NO | 0.0023 | 0.00971 | 0.00133 | 171.3 | 190.6 | 205.8
34357 | AIRWAYJ1 | 34368 | LASPALMS | 115 | 115 | Conf Load (Fresno) | Conf Load (Fresno) | 1 | Closed | Line | NO | 5e-05 | 0.00016 | 2e-05 | 190 | 224.3 | 239
46631 | NORTHEAST_A | 46641 | SCHNTZTP | 115 | 115 | Tacoma Power - General | Tacoma Power - General | 1 | Closed | Line | NO | 0.00034 | 0.00263 | 0.00046 | 219.3 | 252.6 | 292
43283 | LENTS | 43778 | RAMAPO # | 115 | 115 | Portland General - BES NODE | Portland General - BES NODE | 1 | Closed | Line | NO | 0.00127 | 0.00669 | 0.00106 | 198 | 198 | 239
46621 | HILLTOP | 46755 | NISQ115 | 115 | 115 | Tacoma Power - General | Tacoma Power - General | 1 | Closed | Line | NO | 0.00112 | 0.00867 | 0.00155 | 219.3 | 252.6 | 292
46615 | N_FORK-2 | 46616 | N_FORK-T | 115 | 115 | Tacoma Power - General | Tacoma Power - General | 1 | Open | Line | NO | 0 | 0.0001 | 0 | 276.1 | 305.9 | 312.3
46612 | BRKDALTP | 46952 | MCCULLOUGH# | 115 | 115 | Tacoma Power - General | Tacoma Power - General | 1 | Open | Line | NO | 0.00132 | 0.00702 | 0.00116 | 92.4 | 108.2 | 176.5
46611 | 21_WASTP | 46758 | OLDTWN | 115 | 115 | Tacoma Power - General | Tacoma Power - General | 1 | Open | Line | NO | 0.00118 | 0.00911 | 0.00163 | 119.3 | 144 | 233.6
46611 | 21_WASTP | 46786 | WESTGAT | 115 | 115 | Tacoma Power - General | Tacoma Power - General | 1 | Closed | Line | NO | 0.0009 | 0.00762 | 0.00113 | 276.1 | 305.9 | 312.3
35658 | LS ESTRS | 30731 | LS ESTRS | 115 | 230 | Conf Load (San Jose) | Conf Load (San Jose) | 4 | Closed | Transformer | YES | 0.00351 | 0.02222 | 0 | 420 | 462 | 420
46607 | COWLITZ | 46768 | RSVLTTP | 115 | 115 | Tacoma Power - General | Tacoma Power - General | 1 | Closed | Line | NO | 0.00197 | 0.01527 | 0.00273 | 219.3 | 252.6 | 292
46610 | COW_SW | 46608 | SW_CEDAR | 115 | 115 | Tacoma Power - General | Tacoma Power - General | 1 | Open | Line | NO | 0.00021 | 0.00163 | 0.00029 | 119.3 | 144 | 233.6
34794 | TEMBLOR | 34245 | PSE MCKJ | 115 | 115 | Conf Load (Kern) | Conf Load (Kern) | 1 | Closed | Line | NO | 3e-05 | 0.00018 | 2e-05 | 125.7 | 147.8 | 194
34281 | DOUBLECJ | 34283 | BDGRCRKJ | 115 | 115 | Conf Load (Kern) | Conf Load (Kern) | 1 | Closed | Line | NO | 0.0011 | 0.00533 | 0.00081 | 119.5 | 119.5 | 119.5
464013 | BOTHELL115_C | 46453 | UNIVERSY | 115 | 115 | Seattle City Light | Seattle City Light | 1 | Closed | Line | NO | 0.01884 | 0.07705 | 0.01579 | 216 | 227 | 260
34191 | PMTFMPPJT | 34192 | PMTFMPP | 115 | 115 | Conf Load (Yosemite) | Conf Load (Yosemite) | 1 | Closed | Line | NO | 0 | 0.0001 | 0 | 59.2 | 68.7 | 88.2
31960 | MOBILCHE | 31966 | WODLNDJ1 | 115 | 115 | Conf Load (Sacramento) | Conf Load (Sacramento) | 1 | Closed | Line | NO | 0.0119 | 0.05 | 0.0086 | 151.2 | 175.5 | 193.6
34225 | BELRDG J | 39172 | PUMPJACK_TP | 115 | 115 | Conf Load (Kern) | Conf Load (Kern) | 1 | Closed | Line | NO | 0.00724 | 0.01209 | 0.00139 | 59.2 | 68.7 | 88.2
48419 | STRATFRD | 46447 | SUMERFAL | 115 | 115 | AVA: Big Bend | Central Washington | 1 | Closed | Line | NO | 0.0088 | 0.0345 | 0.0049 | 110.5 | 110.5 | 119.5
464011 | BOTHELL115_A | 46443 | SHORELIN | 115 | 115 | Seattle City Light | Seattle City Light | 1 | Closed | Line | NO | 0.01302 | 0.05036 | 0.01073 | 230 | 235 | 275
11063 | DYER | 11126 | NEW_SHEARMAN | 115 | 115 | EPE - Native Load | EPE - Native Load | 1 | Closed | Line | NO | 0.0156 | 0.06067 | 0.00776 | 135.4 | 179.5 | 135.4
42940 | FERNWD T | 42941 | FERNWOOD | 115 | 115 | KITSAP | KITSAP | 1 | Closed | Line | NO | 0.00137 | 0.00712 | 0.00114 | 110 | 110 | 180.3
41205 | FISHERS | 40979 | SIFTON | 115 | 115 | Clark County, WA | Portland Area | 1 | Closed | Line | NO | 0.00155 | 0.01201 | 0.00172 | 137.4 | 137.4 | 169.3
34183 | LUISJCT | 34163 | LUIS_#3 | 115 | 115 | Conf Load (Yosemite) | Conf Load (Yosemite) | 1 | Closed | Line | NO | 0.01218 | 0.03989 | 0.00416 | 98.2 | 112.1 | 119.5
34167 | CALPEAKJCT | 34189 | STARWDPNCH | 115 | 115 | Conf Load (Yosemite) | Conf Load (Yosemite) | 1 | Closed | Line | NO | 3e-05 | 0.00021 | 3e-05 | 164.3 | 194.2 | 256.4
46433 | MASS | 46435 | MASS | 115 | 230 | Seattle City Light | Seattle City Light | 1 | Open | Transformer | YES | 0.00146 | 0.08789 | 0 | 168 | 203 | 208
34167 | CALPEAKJCT | 34176 | CALPEAKPNCHE | 115 | 115 | Conf Load (Yosemite) | Conf Load (Yosemite) | 1 | Closed | Line | NO | 6e-05 | 0.00017 | 2e-05 | 87.6 | 102.4 | 132.7
34180 | OXFRDJCT | 34166 | OXFORD | 115 | 115 | Conf Load (Yosemite) | Conf Load (Yosemite) | 1 | Closed | Line | NO | 0.01396 | 0.02262 | 0.00277 | 59.2 | 68.7 | 88.2
45121 | GRANT PS | 45186 | FLDR CRK | 115 | 115 | PAC:GRPS | PAC:GRPS | 1 | Closed | Line | NO | 0.01311 | 0.04021 | 0.00477 | 113 | 125 | 153
31998 | VACA-DIX | 31953 | AMEGTAP | 115 | 115 | Conf Load (Sacramento) | Conf Load (Sacramento) | 1 | Closed | Line | NO | 0.00289 | 0.00624 | 0.00069 | 64.7 | 75.1 | 96
46493 | DEN_BR | 46409 | BROAD ST | 115 | 115 | Seattle City Light | Seattle City Light | 1 | Closed | Line | NO | 0.00036 | 0.00144 | 0.03007 | 218 | 264 | 229
46275 | WILLOW C | 462230 | WIL_HAW_CIO | 115 | 115 | Eugene, OR | Western Oregon | 1 | Closed | Line | NO | 0.00385 | 0.01299 | 0.00168 | 137 | 137 | 167
46410 | BR_UNT | 46451 | UNION T | 115 | 115 | Seattle City Light | Seattle City Light | 1 | Closed | Line | NO | 0.00048 | 0.00195 | 0.03797 | 212 | 257 | 227
46411 | CANAL | 46455 | VIEWLAND | 115 | 115 | Seattle City Light | Seattle City Light | 1 | Closed | Line | NO | 0.00309 | 0.01929 | 0.00306 | 235 | 239 | 282
46292 | MCKENZEW | 46293 | MCKENZEW | 115 | 230 | Eugene, OR | Eugene, OR | 1 | Closed | Transformer | YES | 0.00085 | 0.0499 | 0 | 275 | 275 | 337
32997 | SHELLJ2 | 32991 | MARTNZ E | 115 | 115 | Conf Load (Diablo) | Conf Load (Diablo) | 2 | Closed | Line | NO | 0.0005 | 0.0005 | 0 | 125.7 | 147.8 | 158.9
46292 | MCKENZEW | 462920 | MCK_THU_CIO | 115 | 115 | Eugene, OR | Eugene, OR | 1 | Closed | Line | NO | 0.00707 | 0.03809 | 0.00459 | 159.3 | 159.3 | 213.1
42649 | SHERWD | 42650 | SHERWD T | 115 | 115 | S.KING | S.KING | 1 | Closed | Line | NO | 0.00178 | 0.01266 | 0.00213 | 110 | 110 | 180.3
33315 | RVNSWD E | 30703 | RAVENSWD | 115 | 230 | Conf Load (Peninsula) | Conf Load (Peninsula) | 1 | Closed | Transformer | YES | 0.0006 | 0.02133 | 0 | 398 | 398 | 398
46255 | THURSTON | 462920 | MCK_THU_CIO | 115 | 115 | Eugene, OR | Eugene, OR | 1 | Closed | Line | NO | 1e-05 | 6e-05 | 1e-05 | 170 | 170 | 216
46261 | WESTMORE | 46275 | WILLOW C | 115 | 115 | Eugene, OR | Eugene, OR | 1 | Closed | Line | NO | 0.0018 | 0.0097 | 0.0014 | 170 | 170 | 216
46263 | WEYRHSR1 | 46267 | WEYRHSR3 | 115 | 115 | Eugene, OR | Eugene, OR | 1 | Closed | Line | NO | 0.0002 | 0.0011 | 0.0002 | 170 | 170 | 216
46245 | PRAIRIE | 46253 | ST CLARA | 115 | 115 | Eugene, OR | Eugene, OR | 1 | Closed | Line | NO | 0.0022 | 0.0114 | 0.0018 | 170 | 170 | 216
46250 | SENECA | 46261 | WESTMORE | 115 | 115 | Eugene, OR | Eugene, OR | 1 | Closed | Line | NO | 0.00446 | 0.0101 | 0.00168 | 110 | 110 | 130
46296 | ENIDRD | 46232 | IRVING E | 115 | 115 | Eugene, OR | Eugene, OR | 1 | Closed | Line | NO | 0.002 | 0.01 | 0.0016 | 170 | 170 | 216
46233 | JEFFRSON | 46241 | MONROE E | 115 | 115 | Eugene, OR | Eugene, OR | 1 | Closed | Line | NO | 0.00669 | 0.01528 | 0.00252 | 110 | 110 | 130
46231 | HILYARD | 46241 | MONROE E | 115 | 115 | Eugene, OR | Eugene, OR | 1 | Closed | Line | NO | 0.00268 | 0.0061 | 0.001 | 110 | 110 | 130
46229 | HAYDNBSS | 46227 | HAYDBSUB | 115 | 115 | Eugene, OR | Eugene, OR | 1 | Closed | Line | NO | 0.002 | 0.0045 | 0.0001 | 68 | 68 | 107
46217 | DELTA EW | 46243 | OAKWAY | 115 | 115 | Eugene, OR | Eugene, OR | 1 | Closed | Line | NO | 0.0022 | 0.0117 | 0.0017 | 170 | 170 | 216
46215 | DANEBO | 406250 | DAN_LANE_CIO | 115 | 115 | Eugene, OR | Western Oregon | 1 | Closed | Line | NO | 0.00383 | 0.02113 | 0.00304 | 170 | 170 | 216
999933 | TALOLY11 | 42631 | OLYRENTN | 115 | 115 | S.KINGI | S.KINGI | 1 | Closed | Line | NO | 0.00151 | 0.0042 | 0.0006 | 135.6 | 135.6 | 162.7
31984 | BRIGHTN | 30348 | BRIGHTON | 115 | 230 | Conf Load (Sacramento) | Conf Load (Sacramento) | 9 | Closed | Transformer | YES | 0.00029 | 0.02291 | 0 | 239 | 239 | 239
46207 | CALYOUNG | 46269 | WILAKENZ | 115 | 115 | Eugene, OR | Eugene, OR | 1 | Closed | Line | NO | 0.0019 | 0.0098 | 0.0016 | 170 | 170 | 216
46209 | CARMEN | 46211 | CARMEN# | 115 | 115 | Eugene, OR | Eugene, OR | 1 | Closed | Line | NO | 0.019 | 0.08 | 0.0172 | 128 | 128 | 163
73214 | WILDCAT | 73365 | EMIGRANT | 115 | 115 | ZoneWN | ZoneWN | 1 | Closed | Line | NO | 0.0159 | 0.0604 | 0.008 | 119 | 119 | 119
33309 | SANPAULA | 33307 | MILLBRAE | 115 | 115 | Conf Load (Peninsula) | Conf Load (Peninsula) | 1 | Closed | Line | NO | 0.0005 | 0.00055 | 8e-05 | 97.2 | 110.3 | 132.7
34126 | CORSGOLD | 34128 | OAKH_JCT | 115 | 115 | Conf Load (Yosemite) | Conf Load (Yosemite) | 1 | Closed | Line | NO | 0.03381 | 0.05644 | 0.00649 | 59.2 | 68.7 | 88.2
32208 | GREENLEAF1JT | 32214 | RIO OSO | 115 | 115 | Conf Load (Sierra) | Conf Load (Sierra) | 1 | Closed | Line | NO | 0.02248 | 0.10618 | 0.01541 | 164.3 | 194.2 | 239
42191 | OLYBAYVW | 42161 | AVON PMP | 115 | 115 | SKAGITI | SKAGITI | 1 | Closed | Line | NO | 0.00141 | 0.01072 | 0.00198 | 211.1 | 211.1 | 249
34128 | OAKH_JCT | 34123 | K1-JCT | 115 | 115 | Conf Load (Yosemite) | Conf Load (Yosemite) | 1 | Closed | Line | NO | 0.0088 | 0.04295 | 0.00654 | 125.7 | 147.8 | 193.6
46140 | W_QUINCY | 46141 | WQ_TAP | 115 | 115 | Grant County, WA | Grant County, WA | 1 | Closed | Line | NO | 0.00029 | 0.00251 | 0.00036 | 239 | 239 | 239
46131 | WIN USBR | 46135 | WINCHEST | 115 | 115 | Grant County, WA | Grant County, WA | 1 | Closed | Line | NO | 0.0027 | 0.0053 | 0.00068 | 91.2 | 91.2 | 117
46125 | WHITE TP | 46127 | WHITE TR | 115 | 115 | Grant County, WA | Grant County, WA | 1 | Closed | Line | NO | 0.0092 | 0.0352 | 0.0052 | 99 | 99 | 167
34116 | LE GRAND | 34134 | WILSON A | 115 | 115 | Conf Load (Yosemite) | Conf Load (Yosemite) | 1 | Closed | Line | NO | 0.02211 | 0.07894 | 0.0108 | 194.2 | 219.3 | 244.8
46115 | WARDEN G | 46117 | WARDEN T | 115 | 115 | Grant County, WA | Grant County, WA | 1 | Closed | Line | NO | 0.0008 | 0.0016 | 0.00018 | 91.2 | 91.2 | 117
34110 | ATWATR J | 34130 | LIVNGSTN | 115 | 115 | Conf Load (Yosemite) | Conf Load (Yosemite) | 1 | Closed | Line | NO | 0.018 | 0.05 | 0.0072 | 87.6 | 102.4 | 119.5
46097 | SEPHRATA | 46133 | WINCH TP | 115 | 115 | Grant County, WA | Grant County, WA | 1 | Closed | Line | NO | 0.00669 | 0.03906 | 0.00552 | 239 | 239 | 239
34104 | ATWATER | 34140 | CRESSEY | 115 | 115 | Conf Load (Yosemite) | Conf Load (Yosemite) | 1 | Closed | Line | NO | 0.01171 | 0.03466 | 0.00446 | 87.6 | 102.4 | 119.5
34104 | ATWATER | 34138 | EL CAPTN | 115 | 115 | Conf Load (Yosemite) | Conf Load (Yosemite) | 1 | Closed | Line | NO | 0.00795 | 0.03971 | 0.00567 | 125.7 | 147.8 | 158.9
46083 | RUFF | 46085 | RUFF TP | 115 | 115 | Grant County, WA | Grant County, WA | 1 | Closed | Line | NO | 0.0038 | 0.0063 | 0.00074 | 70.9 | 70.9 | 88.4
46057 | PEC TP | 46093 | SEEP LK | 115 | 115 | Grant County, WA | Grant County, WA | 1 | Closed | Line | NO | 0.0057 | 0.0228 | 0.00302 | 155.8 | 155.8 | 204.2
46059 | PELICAN | 46061 | PENINSLA | 115 | 115 | Grant County, WA | Grant County, WA | 1 | Closed | Line | NO | 0.0009 | 0.0037 | 0.0005 | 163.7 | 163.7 | 197.4
46050 | NELSONRD | 46121 | WHEEL TP | 115 | 115 | Grant County, WA | Grant County, WA | 1 | Closed | Line | NO | 0.00148 | 0.0149 | 0.00076 | 169 | 169 | 204
46051 | NEPH TP | 46053 | NEPHRATA | 115 | 115 | Grant County, WA | Grant County, WA | 1 | Open | Line | NO | 0.0121 | 0.0255 | 0.003 | 106 | 106 | 129
33965 | SALADO J | 33967 | MILER TP | 115 | 115 | Conf Load (Stanislaus) | Conf Load (Stanislaus) | 1 | Open | Line | NO | 0.04677 | 0.0776 | 0.00916 | 56 | 64.9 | 82.7
73195 | TCAPS | 73234 | JIMRDYTP | 115 | 115 | ZoneBH | ZoneBH | 1 | Closed | Line | NO | 0.00685 | 0.02245 | 0.0028 | 88 | 88 | 88
33965 | SALADO J | 33964 | SALADO | 115 | 115 | Conf Load (Stanislaus) | Conf Load (Stanislaus) | 1 | Closed | Line | NO | 0.00772 | 0.01223 | 0.00155 | 59.2 | 81.5 | 88.2
46039 | LARSON | 46153 | RANDOLPH | 115 | 115 | Grant County, WA | Grant County, WA | 1 | Closed | Line | NO | 0.0014 | 0.0054 | 0.00072 | 163.7 | 163.7 | 197.4
46033 | GB55 | 46075 | GB-56 | 115 | 115 | Grant County, WA | Grant County, WA | 1 | Open | Line | NO | 0.00012 | 0.00072 | 0.0001 | 239 | 239 | 239
46033 | GB55 | 46141 | WQ_TAP | 115 | 115 | Grant County, WA | Grant County, WA | 1 | Closed | Line | NO | 0.00249 | 0.01454 | 0.00206 | 239 | 239 | 239
46029 | FRENCHHL | 46168 | FRENCHMN | 115 | 115 | Grant County, WA | Grant County, WA | 1 | Closed | Line | NO | 0.0045 | 0.0133 | 0.0017 | 93.4 | 93.4 | 144.6
46025 | EQUINCY | 46138 | EQ-TAP | 115 | 115 | Grant County, WA | Grant County, WA | 1 | Closed | Line | NO | 0.00117 | 0.00465 | 0.00064 | 239 | 239 | 239
46021 | COULECTY | 48419 | STRATFRD | 115 | 115 | AVA: Big Bend | AVA: Big Bend | 1 | Closed | Line | NO | 0.02545 | 0.07943 | 0.00924 | 92.4 | 92.4 | 135
46020 | COLRDGTP | 46022 | COLRIDGE | 115 | 115 | Grant County, WA | Grant County, WA | 1 | Closed | Line | NO | 0.00089 | 0.0053 | 8e-05 | 214.7 | 214.7 | 259
46015 | BURKEGPD | 46031 | FRENCHSP | 115 | 115 | Grant County, WA | Grant County, WA | 1 | Closed | Line | NO | 0.0133 | 0.0394 | 0.0049 | 93.4 | 93.4 | 144.6
46128 | BRADEN | 46015 | BURKEGPD | 115 | 115 | Grant County, WA | Grant County, WA | 1 | Closed | Line | NO | 0.0057 | 0.034 | 0.00452 | 197.6 | 197.6 | 239
79037 | GUNNISON | 79197 | GUNNISTP | 115 | 115 | ZoneR4 | Zone69 | 1 | Closed | Line | NO | 0 | 0.0003 | 0 | 113 | 113 | 113
33932 | MELONES | 33936 | MELNS JB | 115 | 115 | Conf Load (Stanislaus) | Conf Load (Stanislaus) | 1 | Closed | Line | NO | 0.02783 | 0.04756 | 0.00529 | 56 | 64.9 | 82.7
45912 | QUILCEDA T1 | 45867 | VILLAGE | 115 | 115 | Snohomish PUD | Snohomish PUD | 1 | Closed | Line | NO | 0.0028 | 0.0144 | 0.00231 | 202.6 | 220.8 | 239
78665 | FLYHORSE S | 78672 | KETTLECK N | 115 | 115 | CSU | CSU | 1 | Closed | Line | NO | 0.00348 | 0.01536 | 0.03838 | 162 | 180 | 162
31496 | NORD 1 | 31498 | SYCAMORE | 115 | 115 | Conf Load (N. Valley) | Conf Load (N. Valley) | 1 | Closed | Line | NO | 0.00953 | 0.03055 | 0.00436 | 87.6 | 102.4 | 132.7
42595 | ELLNGTAP | 42637 | PEASLY | 115 | 115 | S.KING | S.KING | 1 | Closed | Line | NO | 0.00397 | 0.02398 | 0.00345 | 110 | 110 | 180
42938 | E P ORCT | 42939 | E.P.ORCH | 115 | 115 | KITSAP | KITSAP | 1 | Closed | Line | NO | 7e-05 | 0.00053 | 9e-05 | 143.8 | 143.8 | 236.6
31486 | CARIBOU | 31490 | BUTTVLLY | 115 | 115 | Conf Load (N. Valley) | Conf Load (N. Valley) | 1 | Closed | Line | NO | 0.00731 | 0.03722 | 0.00046 | 126.7 | 148.4 | 158.9
10257 | PRINCESS | 10094 | EB-HW | 115 | 115 | PNM: Albuquerque | PNM: Albuquerque | 1 | Closed | Line | NO | 0.00155 | 0.00552 | 0.00074 | 154 | 154 | 169
11197 | PELICANO | 11118 | MONTWOOD | 115 | 115 | EPE - Native Load | EPE - Native Load | 1 | Closed | Line | NO | 0.00317 | 0.01986 | 0.00314 | 184.8 | 239 | 184.8
42584 | ALPAC | 42751 | DIERINGR | 115 | 115 | S.KINGI | PIERCE | 1 | Closed | Line | NO | 0.00373 | 0.01988 | 0.00306 | 208.9 | 208.9 | 246.4
42582 | BOE AERO | 42604 | HARVEST | 115 | 115 | S.KINGI | S.KING | 1 | Closed | Line | NO | 0.00091 | 0.00677 | 0.00116 | 211.1 | 211.1 | 249
40494 | HALSEYMIL_1# | 40496 | HALSEYMIL_2# | 115 | 115 | Western Oregon | Western Oregon | 1 | Closed | Line | NO | 1e-05 | 5e-05 | 1e-05 | 167.7 | 167.7 | 206.4
42580 | BELMORE | 42611 | KITTSCOR | 115 | 115 | S.KING | S.KING | 1 | Closed | Line | NO | 0.00165 | 0.00853 | 0.0014 | 211.1 | 211.1 | 249
31517 | WYANDJT3 | 31480 | WYANDTTE | 115 | 115 | Conf Load (N. Valley) | Conf Load (N. Valley) | 1 | Closed | Line | NO | 6e-05 | 0.00027 | 4e-05 | 125.6 | 147.7 | 193.6
11037 | CALIENTE | 11032 | MPS | 115 | 115 | EPE - Native Load | EPE - Native Load | 2 | Closed | Line | NO | 0.00271 | 0.01692 | 0.00247 | 268.1 | 329.7 | 268.1
45863 | POLARIS | 45913 | POLARIS T | 115 | 115 | Snohomish PUD | Snohomish PUD | 1 | Closed | Line | NO | 0.00038 | 0.00305 | 0.00051 | 271.3 | 295.7 | 346.8
45845 | FLORAL H T1 | 45859 | SWAMP CREEK | 115 | 115 | Snohomish PUD | Snohomish PUD | 1 | Closed | Line | NO | 0.00054 | 0.00281 | 0.00044 | 202.6 | 220.8 | 239
47064 | GLDBCHL2# | 40893 | ROGUE | 115 | 115 | Western Oregon | Western Oregon | 2 | Closed | Line | NO | 0.00965 | 0.03228 | 0.0039 | 65.7 | 65.7 | 125.5
42611 | KITTSCOR | 42530 | STARWOOD | 115 | 115 | S.KING | S.KING | 1 | Closed | Line | NO | 0.0023 | 0.0179 | 0.00308 | 110 | 110 | 180.3
40853 | POTLATCH+ | 40969 | SHELTON | 115 | 115 | Seattle Area, Olympic Peninsula | Seattle Area, Olympic Peninsula | 1 | Closed | Line | NO | 0.03795 | 0.08018 | 0.00936 | 51.8 | 51.8 | 95.6
42592 | EARLGTON | 42525 | SHUF115E | 115 | 115 | S.KINGI | S.KING | 1 | Closed | Line | NO | 0.0034 | 0.02007 | 0.00341 | 211.1 | 211.1 | 239
20082 | LOS-115 | 20021 | JAT-115 | 115 | 115 | ZoneEN | ZoneEN | 1 | Closed | Line | NO | 0.0212 | 0.1345 | 0.016 | 120 | 132 | 120
40501 | HANFORD2# | 40506 | EOF/PSF+ | 115 | 115 | Lower Columbia Basin | Lower Columbia Basin | 1 | Closed | Line | NO | 0.00554 | 0.00888 | 0.00092 | 85.6 | 85.6 | 109.6
45846 | GRANFAL T1 | 45871 | GRANFAL T2 | 115 | 115 | Snohomish PUD | Snohomish PUD | 1 | Open | Line | NO | 6e-05 | 0.0005 | 9e-05 | 202.6 | 220.8 | 239
31473 | SPIANDERSON | 31469 | SPIANDERSONJ | 115 | 115 | Conf Load (N. Valley) | Conf Load (N. Valley) | 1 | Closed | Line | NO | 0.00049 | 0.00141 | 0.00019 | 59.2 | 68.7 | 88.2
42515 | ASBURY | 42582 | BOE AERO | 115 | 115 | S.KING | S.KINGI | 1 | Closed | Line | NO | 0.00236 | 0.01401 | 0.00233 | 211.1 | 211.1 | 249
40507 | HARNEY | 40514 | STARVRIDGE# | 115 | 115 | Southern Oregon | Southern Oregon | 1 | Closed | Line | NO | 0.00163 | 0.00497 | 0.00061 | 137.4 | 137.4 | 175.3
42513 | OBRIEN N | 42610 | KENT2&3 | 115 | 115 | S.KING | S.KING | 1 | Closed | Line | NO | 0.00158 | 0.00915 | 0.00142 | 211.1 | 211.1 | 249
42512 | TALBOT S | 999933 | TALOLY11 | 115 | 115 | S.KING | S.KINGI | 1 | Closed | Line | NO | 0.00124 | 0.00841 | 0.00134 | 211.1 | 211.1 | 249
42512 | TALBOT S | 42632 | ORCHARDP | 115 | 115 | S.KING | S.KING | 1 | Closed | Line | NO | 0.0071 | 0.03899 | 0.0063 | 110 | 110 | 180.3
40855 | PRAIRIEB | 48349 | RAMSEY | 115 | 115 | AVA: Coeur D'Alene | AVA: Coeur D'Alene | 1 | Closed | Line | NO | 0.00538 | 0.02396 | 0.0038 | 119.7 | 119.7 | 176.5
45843 | EVERETT T2 | 45849 | SCOTT | 115 | 115 | Snohomish PUD | Snohomish PUD | 1 | Closed | Line | NO | 0.00026 | 0.00138 | 0.00021 | 202.6 | 220.8 | 257.8
45779 | SNOH SNPD | 45813 | W MONROE | 115 | 115 | Snohomish PUD | Snohomish PUD | 1 | Closed | Line | NO | 0.0056 | 0.0291 | 0.00466 | 202.6 | 202.6 | 239
47163 | GRAND | 40897 | ROSS | 115 | 115 | Clark County, WA | Portland Area | 1 | Closed | Line | NO | 0.00213 | 0.01221 | 0.00169 | 145.4 | 145.4 | 205.2
42569 | BLK.DIAM | 42509 | KRAINCOR | 115 | 115 | S.KING | PIERCE | 1 | Closed | Line | NO | 0.00661 | 0.03416 | 0.00556 | 211.1 | 211.1 | 249
409210 | GRNDROND152# | 40921 | SALEM | 115 | 115 | Portland General - BES S/S | Portland Area | 1 | Closed | Line | NO | 0.05347 | 0.16281 | 0.02023 | 137.4 | 137.4 | 167.3
45859 | SWAMP CREEK | 45844 | FLORAL H T2 | 115 | 115 | Snohomish PUD | Snohomish PUD | 1 | Closed | Line | NO | 0.00053 | 0.003 | 0.00041 | 202.6 | 220.8 | 257.8
41239 | MOYIE# | 41169 | YAAK+ | 115 | 115 | Spokane Area, N Idaho, W Montana | Spokane Area, N Idaho, W Montana | 1 | Closed | Line | NO | 0.03302 | 0.06978 | 0.00814 | 105.6 | 105.6 | 135.4
47251 | TWISP | 41157 | WIN_TWI_CIO | 115 | 115 | Central Washington | Central Washington | 1 | Closed | Line | NO | 0.00115 | 0.00271 | 0.00039 | 99 | 128 | 130
45813 | W MONROE | 45823 | WOODS CK | 115 | 115 | Snohomish PUD | Snohomish PUD | 1 | Closed | Line | NO | 0.0017 | 0.0089 | 0.00146 | 202.6 | 202.6 | 239
10210 | MORRIS | 10103 | EMBUDO | 115 | 115 | PNM: Albuquerque | PNM: Albuquerque | 1 | Closed | Line | NO | 0.0031 | 0.0112 | 0.0015 | 133 | 133 | 167
47075 | RILEY+ | 40518 | BEST_LANE# | 115 | 115 | Southern Oregon | Southern Oregon | 1 | Closed | Line | NO | 0.01523 | 0.04637 | 0.00577 | 137.4 | 137.4 | 175.3
32549 | SILVRDJ2 | 31264 | STHELNJ2 | 115 | 115 | Conf Load (N. Coast) | Conf Load (N. Coast) | 1 | Closed | Line | NO | 0.0023 | 0.0061 | 0.0007 | 74.7 | 86.8 | 111.5
45842 | SCOTT 2 | 45824 | SCOTT 2L | 115 | 115 | Snohomish PUD | Snohomish PUD | 1 | Closed | Line | NO | 0.00447 | 0.00543 | 0.00091 | 118.9 | 129.6 | 150
19210 | RATTLSNK | 19064 | TUCSON | 115 | 115 | WAPA-DSW | WAPA-DSW | 1 | Closed | Line | NO | 0.0143 | 0.0876 | 0.01222 | 153 | 153 | 153
32559 | MTCLPHJ2 | 31256 | FLTN JCT | 115 | 115 | Conf Load (North Bay) | Conf Load (Sacramento) | 1 | Open | Line | NO | 0.0137 | 0.0365 | 0.0043 | 74.7 | 86.8 | 111.5
72240 | SPRNGCK | 79071 | HESPERUS | 115 | 115 | Zone69 | ZoneR4 | 1 | Closed | Line | NO | 0.00566 | 0.02993 | 0.00376 | 95 | 95 | 95
45855 | SILLS CR | 45785 | STIMSON | 115 | 115 | Snohomish PUD | Snohomish PUD | 1 | Closed | Line | NO | 0.00199 | 0.01593 | 0.00264 | 202.6 | 220.8 | 257.8
42622 | MER.IS.T | 42450 | SMERCER | 115 | 115 | S.KING | N.KING | 1 | Closed | Line | NO | 0.0018 | 0.00545 | 0.01896 | 101 | 101 | 101
32561 | MTCLPHJ1 | 31253 | FLTN JT2 | 115 | 115 | Conf Load (North Bay) | Conf Load (Sacramento) | 1 | Open | Line | NO | 0.0137 | 0.0365 | 0.0043 | 74.7 | 86.8 | 111.5
32021 | MDSNVDXSW159 | 31253 | FLTN JT2 | 115 | 115 | Conf Load (Sacramento) | Conf Load (Sacramento) | 1 | Closed | Line | NO | 0 | 0.0003 | 0 | 56 | 64.9 | 82.7
43591 | TIGARD 2 | 43818 | WSTPRT 2 | 115 | 115 | Portland General - BES NODE | Portland General - BES NODE | 1 | Closed | Line | NO | 0.00169 | 0.00874 | 0.00147 | 219 | 219 | 285
45805 | TULALIP | 45807 | TULALIP T | 115 | 115 | Snohomish PUD | Snohomish PUD | 1 | Closed | Line | NO | 0.0017 | 0.0042 | 0.00056 | 117.5 | 128.1 | 148.2
19065 | ED-2 | 19071 | ED-4 | 115 | 115 | WAPA-DSW | WAPA-DSW | 1 | Closed | Line | NO | 0.00915 | 0.05172 | 0.00711 | 153 | 153 | 153
11054 | CROMO | 11131 | RIO_GRAN | 115 | 115 | EPE - Native Load | EPE - Native Load | 1 | Closed | Line | NO | 0.00131 | 0.00515 | 0.00075 | 135.4 | 179.5 | 135.4
45797 | TENTH | 45799 | TENTH T | 115 | 115 | Snohomish PUD | Snohomish PUD | 1 | Closed | Line | NO | 0.0003 | 0.00118 | 0.00019 | 118.9 | 129.6 | 150
45785 | STIMSON | 45867 | VILLAGE | 115 | 115 | Snohomish PUD | Snohomish PUD | 1 | Closed | Line | NO | 0.00266 | 0.01404 | 0.00224 | 202.6 | 220.8 | 239
31248 | PENNGRVE | 31254 | CORONA | 115 | 115 | Conf Load (N. Coast) | Conf Load (N. Coast) | 1 | Closed | Line | NO | 0.009 | 0.0303 | 0.0046 | 224.3 | 224.3 | 239
42806 | TONO | 40821 | PAUL | 115 | 500 | THURSTN | Seattle Area, Olympic Peninsula | 1 | Closed | Transformer | YES | 0.0006 | 0.0282 | 0 | 400 | 400 | 400
45844 | FLORAL H T2 | 45790 | TAMBARK 2 | 115 | 115 | Snohomish PUD | Snohomish PUD | 1 | Closed | Line | NO | 0.0028 | 0.0159 | 0.00218 | 202.6 | 220.8 | 257.8
42421 | MERCERWD | 42422 | MERCRWDT | 115 | 115 | N.KING | N.KING | 1 | Closed | Line | NO | 0.00031 | 0.00096 | 0.00014 | 71.7 | 71.7 | 116.7
42419 | MERCER T | 42420 | MERCERIS | 115 | 115 | N.KING | N.KING | 1 | Closed | Line | NO | 0.0019 | 0.00597 | 0.00081 | 71.7 | 71.7 | 116.7
42418 | MEDINA | 42436 | OVERLAKE | 115 | 115 | N.KING | N.KING | 1 | Closed | Line | NO | 0.00087 | 0.00453 | 0.00072 | 211.1 | 211.1 | 249
20065 | CIP-115 | 20358 | AUE-115 | 115 | 115 | ZoneEN | ZoneEN | 1 | Closed | Line | NO | 0.00182 | 0.01102 | 0.0011 | 80 | 88 | 80
45711 | MARTHA LK | 45913 | POLARIS T | 115 | 115 | Snohomish PUD | Snohomish PUD | 1 | Closed | Line | NO | 0.00017 | 0.0013 | 0.00022 | 271.3 | 291.6 | 346.8
72141 | KEOTA | 72146 | CHLKBLFF | 115 | 115 | ZoneEC | ZoneEC | 1 | Closed | Line | NO | 0.00044 | 0.00277 | 0.00039 | 175 | 175 | 175
40545 | HORN_RAP+ | 41147 | WHITE_BLF_1 | 115 | 115 | Lower Columbia Basin | Lower Columbia Basin | 1 | Closed | Line | NO | 0.00367 | 0.03047 | 0.00468 | 278.9 | 278.9 | 358.5
45324 | MEDCO | 44937 | MEDCOTAP | 115 | 115 | PAC:MDFD | PAC:MDFD | 1 | Closed | Line | NO | 0.00148 | 0.00407 | 0.00059 | 101 | 125 | 156
70081 | FAIRGRNDS | 70307 | P.VALLEY | 115 | 115 | ZoneRD | ZoneRD | 1 | Closed | Line | NO | 0.00591 | 0.02337 | 0.003 | 159 | 175 | 159
40927 | SAMUELS+ | 40965 | SELLE+ | 115 | 115 | Spokane Area, N Idaho, W Montana | Spokane Area, N Idaho, W Montana | 1 | Closed | Line | NO | 0.00362 | 0.03321 | 0.00428 | 278.9 | 278.9 | 358.5
10268 | RIOHONDO | 10479 | IRIS | 115 | 115 | PNM: Sandoval | PNM: Sandoval | 1 | Closed | Line | NO | 0.0027 | 0.0186 | 0.00282 | 156 | 156 | 196
35105 | EASTSHRE | 30560 | E. SHORE | 115 | 230 | Conf Load (Mission) | Conf Load (Mission) | 2 | Closed | Transformer | YES | 0.00101 | 0.02332 | 0 | 420 | 462 | 420
35105 | EASTSHRE | 30560 | E. SHORE | 115 | 230 | Conf Load (Mission) | Conf Load (Mission) | 1 | Closed | Transformer | YES | 0.0007 | 0.02293 | 0 | 420 | 462 | 420
45773 | EDGECOMB | 45775 | SMOKEY PT | 115 | 115 | Snohomish PUD | Snohomish PUD | 1 | Closed | Line | NO | 0.00158 | 0.00828 | 0.00131 | 202.6 | 220.8 | 239
45758 | BRIGHTWATER | 45809 | TURNERS CR | 115 | 115 | Snohomish PUD | Snohomish PUD | 1 | Closed | Line | NO | 0.00078 | 0.00612 | 0.00106 | 202.6 | 220.8 | 257.8
45741 | OLIVIA P T | 45854 | S-SC TAP | 115 | 115 | Snohomish PUD | Snohomish PUD | 1 | Closed | Line | NO | 0.00157 | 0.01243 | 0.00211 | 239 | 239 | 239
20066 | EPCH-115 | 20067 | PCH-115 | 115 | 115 | ZoneEN | ZoneEN | 1 | Closed | Line | NO | 0.02537 | 0.08716 | 0.0119 | 120 | 132 | 120
40933 | DOVER_NLI | 48376 | SAGLE | 115 | 115 | Spokane Area, N Idaho, W Montana | AVA: Coeur D'Alene | 1 | Closed | Line | NO | 0.01168 | 0.03303 | 0.00468 | 92.8 | 100.4 | 143.2
45741 | OLIVIA P T | 45745 | PAINE FIELD | 115 | 115 | Snohomish PUD | Snohomish PUD | 1 | Closed | Line | NO | 0.00132 | 0.01009 | 0.00182 | 239 | 239 | 239
32756 | CHRISTIE | 32778 | MRTNZJCT | 115 | 115 | Conf Load (East Bay) | Conf Load (East Bay) | 1 | Closed | Line | NO | 0.00484 | 0.0131 | 0.0016 | 91.8 | 104 | 119.5
40934 | PONDERAY+ | 40931 | SANDPOINT | 115 | 115 | Spokane Area, N Idaho, W Montana | Spokane Area, N Idaho, W Montana | 1 | Closed | Line | NO | 0.00443 | 0.0375 | 0.00514 | 125.5 | 125.5 | 262.9
40783 | NORWAY+ | 45364 | NORWAYTI | 115 | 115 | Western Oregon | PAC:CBAY | 1 | Open | Line | NO | 2e-05 | 3e-05 | 0 | 52 | 52 | 87
40789 | OKANOGAN | 40801 | OPHIR# | 115 | 115 | Central Washington | Central Washington | 1 | Closed | Line | NO | 0.02084 | 0.08234 | 0.0117 | 135 | 177 | 179
45269 | RUSSELLV | 43581 | TABOR | 115 | 115 | PAC:PTLD | Portland General - BES S/S | 1 | Closed | Line | NO | 0.00218 | 0.01141 | 0.00187 | 219 | 219 | 276
45731 | N STANWOOD | 45734 | TWIN CITY | 115 | 115 | Snohomish PUD | Snohomish PUD | 1 | Closed | Line | NO | 0.00132 | 0.00706 | 0.00107 | 118 | 128 | 148
45732 | N STANWOOD T | 45731 | N STANWOOD | 115 | 115 | Snohomish PUD | Snohomish PUD | 1 | Open | Line | NO | 0 | 0.0003 | 0 | 117.5 | 128.1 | 148.2
45841 | KELLOGM T2 | 45729 | N MARYS | 115 | 115 | Snohomish PUD | Snohomish PUD | 1 | Closed | Line | NO | 0.0009 | 0.0046 | 0.00072 | 202.6 | 220.8 | 257.8
40779 | NEWPORTB | 47086 | PINE ST | 115 | 115 | Spokane Area Publics | AVA: Pend Oreille PUD | 1 | Closed | Line | NO | 0.00023 | 0.00088 | 0.00012 | 119.5 | 119.5 | 119.5
11011 | ANTHONY | 11136 | SALOPEK | 115 | 115 | EPE - Native Load | EPE - Native Load | 1 | Closed | Line | NO | 0.0172 | 0.09084 | 0.01412 | 165.3 | 219.7 | 165.3
40713 | MCMINVIL | 41153 | WINDSHAR+ | 115 | 115 | Portland Area | Portland Area | 1 | Closed | Line | NO | 0.00203 | 0.00838 | 0.0011 | 143.4 | 143.4 | 191.2
40770 | LONGVIEW_N | 47287 | DON_NYS+ | 115 | 115 | Cowlitz County, WA | Portland Area | 4 | Closed | Line | NO | 0.00336 | 0.0214 | 0.00259 | 249 | 249 | 290.8
10094 | EB-HW | 10376 | WINROCK | 115 | 115 | PNM: Albuquerque | PNM: Albuquerque | 1 | Closed | Line | NO | 0.00081 | 0.0029 | 0.00039 | 154 | 154 | 169
11011 | ANTHONY | 11110 | NEWMAN | 115 | 115 | EPE - Native Load | EPE - Native Load | 1 | Closed | Line | NO | 0.01223 | 0.07323 | 0.00894 | 165.3 | 211.5 | 165.3
33010 | SOBRANTE | 30540 | SOBRANTE | 115 | 230 | Conf Load (Diablo) | Conf Load (Diablo) | 2 | Closed | Transformer | YES | 0 | 0.02341 | 0 | 398 | 462 | 398
40770 | LONGVIEW_N | 407700 | LON_MIN_CIO | 115 | 115 | Cowlitz County, WA | Cowlitz County, WA | 1 | Closed | Line | NO | 0.00019 | 0.00195 | 0.00028 | 308.7 | 308.7 | 380.4
20071 | EDA-115 | 20072 | FAM-115 | 115 | 115 | ZoneEN | ZoneEN | 1 | Closed | Line | NO | 0.00155 | 0.0086 | 0.0013 | 80 | 88 | 80
47074 | SHANO | 40968 | SHANO# | 115 | 115 | Lower Columbia Basin | Lower Columbia Basin | 1 | Closed | Line | NO | 0.00425 | 0.01734 | 0.00234 | 145.4 | 145.4 | 145.4
20070 | GLL-115 | 20358 | AUE-115 | 115 | 115 | ZoneEN | ZoneEN | 1 | Closed | Line | NO | 0.00298 | 0.01798 | 0.0018 | 80 | 88 | 80
45629 | E ARLINGTON | 40765 | MURRAY | 115 | 115 | Snohomish PUD | Seattle Area, Olympic Peninsula | 1 | Closed | Line | NO | 0.00308 | 0.01927 | 0.00282 | 204.8 | 223.2 | 239
40961 | SNO_BEV4_CIO | 40984 | SNOHOMISH_S1 | 115 | 115 | Seattle Area, Olympic Peninsula | Seattle Area, Olympic Peninsula | 4 | Closed | Line | NO | 0.00482 | 0.02763 | 0.00383 | 197.2 | 197.2 | 251
40759 | MT_VERNON# | 40761 | MT_VERNON | 115 | 115 | Western Oregon | Western Oregon | 2 | Closed | Line | NO | 0.00377 | 0.02461 | 0.00265 | 213.1 | 213.1 | 262.9
40755 | MOXEE | 40865 | RATLESNK+ | 115 | 115 | Lower Columbia Basin | Lower Columbia Basin | 1 | Closed | Line | NO | 0.02358 | 0.1004 | 0.01272 | 165.3 | 165.3 | 211.1
45709 | MAPLEWOOD | 45749 | PERRINV T | 115 | 115 | Snohomish PUD | Snohomish PUD | 1 | Closed | Line | NO | 0.0036 | 0.0088 | 0.00119 | 117.5 | 128.1 | 148.2
40745 | MONMOUTH | 41010 | SOUTH M | 115 | 115 | Portland Area | Portland Area | 2 | Closed | Line | NO | 0.00344 | 0.01464 | 0.00186 | 165.3 | 165.3 | 201.2
45708 | KEELERS T | 45710 | KEELERS | 115 | 115 | Snohomish PUD | Snohomish PUD | 1 | Closed | Line | NO | 0.0003 | 0.0054 | 0.0017 | 111.2 | 121.2 | 111.2
47122 | BENSON+ | 40969 | SHELTON | 115 | 115 | Seattle Area, Olympic Peninsula | Seattle Area, Olympic Peninsula | 2 | Closed | Line | NO | 0.00856 | 0.07204 | 0.00869 | 119.5 | 167.1 | 172.1
40745 | MONMOUTH | 45354 | MONPAC | 115 | 115 | Portland Area | PAC:WLMT | 1 | Open | Line | NO | 5e-05 | 5e-05 | 6e-05 | 179 | 179 | 223
34155 | PANOCHE1 | 30791 | PNCHE 1M | 115 | 230 | Conf Load (Yosemite) | Conf Load (Yosemite) | 1 | Closed | TransformerWinding | YES | 0.00014 | -0.00495 | 0 | 420 | 462 | 420
79044 | LOSTCANY | 79144 | LOSTCAN2 | 115 | 115 | ZoneR4 | ZoneR4 | 1 | Closed | Line | NO | 0 | 0.0001 | 0 | 239 | 239 | 239
40743 | MOHLER | 45442 | NEHAL TP | 115 | 115 | Portland Area | PAC:CLTP | 1 | Closed | Line | NO | 0.00633 | 0.01864 | 0.00236 | 116 | 124 | 124
47163 | GRAND | 40737 | MAC_HEIGHTS | 115 | 115 | Clark County, WA | Clark County, WA | 1 | Closed | Line | NO | 0.0014 | 0.008 | 0.00112 | 157.4 | 157.4 | 225.1
10169 | LAWRNCET | 10091 | EAST_TAP | 115 | 115 | PNM: Albuquerque | PNM: Albuquerque | 1 | Closed | Line | NO | 0.0051 | 0.0204 | 0.0025 | 156 | 159 | 196
40970 | SNO3FIFY | 45645 | FIFTYSEC | 115 | 115 | Seattle Area, Olympic Peninsula | Snohomish PUD | 1 | Closed | Line | NO | 0.00223 | 0.01197 | 0.00181 | 137.4 | 137.4 | 168.3
45701 | LK SERENE | 45715 | MEADWD T | 115 | 115 | Snohomish PUD | Snohomish PUD | 1 | Closed | Line | NO | 0.0007 | 0.0036 | 0.00059 | 202.6 | 220.8 | 239
48222 | MEAD SUB | 40730 | MEAD# | 115 | 115 | AVA: Spokane | Spokane Area Publics | 1 | Closed | Line | NO | 0.00018 | 0.00071 | 0.0001 | 119.7 | 119.7 | 176.5
45699 | LK GOODWIN | 45732 | N STANWOOD T | 115 | 115 | Snohomish PUD | Snohomish PUD | 1 | Closed | Line | NO | 0.0073 | 0.0387 | 0.00604 | 117.5 | 128.1 | 148.2
45846 | GRANFAL T1 | 45695 | KELLOGM T | 115 | 115 | Snohomish PUD | Snohomish PUD | 1 | Closed | Line | NO | 0.00209 | 0.01604 | 0.0029 | 202.6 | 220.8 | 239
33047 | CC JCT | 33030 | COLSTJT1 | 115 | 115 | Conf Load (Diablo) | Conf Load (Diablo) | 1 | Open | Line | NO | 0.00473 | 0.01514 | 0.00678 | 82.8 | 96.4 | 119.5
44945 | CIRCLTP1 | 45206 | GRANT PP | 115 | 115 | PAC:WLMT | PAC:WLMT | 1 | Closed | Line | NO | 0.00433 | 0.01301 | 0.00193 | 127 | 127 | 172
40979 | SIFTON | 409790 | SIF_LAC_CIO | 115 | 115 | Portland Area | Portland Area | 1 | Closed | Line | NO | 0.00156 | 0.01209 | 0.00172 | 249 | 249 | 308.7
40713 | MCMINVIL | 41325 | WALNUT_CTY# | 115 | 115 | Portland Area | Portland Area | 1 | Closed | Line | NO | 0.00299 | 0.01244 | 0.00162 | 157.4 | 157.4 | 201.2
40718 | MCNARY2 | 44128 | MCNARY_PH6 | 115 | 115 | Lower Columbia Basin | Lower Columbia Basin | 6 | Closed | Line | NO | 0.00086 | 0.00825 | 0.00099 | 284.8 | 284.8 | 284.8
20078 | TRI-115 | 20088 | MNI-115 | 115 | 115 | ZoneEN | ZoneEN | 1 | Closed | Line | NO | 0.03447 | 0.11841 | 0.01617 | 80 | 88 | 80
40717 | MCNARY1 | 40819 | PLYMOUTH# | 115 | 115 | Lower Columbia Basin | Lower Columbia Basin | 1 | Closed | Line | NO | 0.00151 | 0.00926 | 0.00112 | 213.1 | 213.1 | 274.9
45871 | GRANFAL T2 | 45665 | GRANFAL | 115 | 115 | Snohomish PUD | Snohomish PUD | 1 | Closed | Line | NO | 0.00261 | 0.02054 | 0.0207 | 202.6 | 220.8 | 239
79048 | MONTROSE | 96146 | mid_96146 | 115 | 345 | ZoneR4 | ZoneR4 | 1 | Closed | TransformerWinding | YES | 0.00059 | -0.00507 | 0 | 239 | 239 | 239
43138 | DAYTON_TAP | 40713 | MCMINVIL | 115 | 115 | Portland General - BES S/S | Portland Area | 1 | Closed | Line | NO | 0.00988 | 0.02292 | 0.00338 | 102 | 102 | 140
38436 | WALNT115 | 38442 | AUGUST | 115 | 115 | Conf Load (TID) | Conf Load (TID) | 1 | Closed | Line | NO | 0.0072 | 0.0468 | 0.0072 | 176 | 187 | 210
33500 | MELNS JA | 33509 | AVENATP1 | 115 | 115 | Conf Load (Stockton) | Conf Load (Stockton) | 1 | Closed | Line | NO | 0.1015 | 0.1633 | 0.0175 | 56 | 64.9 | 82.7
45651 | FOBES | 45842 | SCOTT 2 | 115 | 115 | Snohomish PUD | Snohomish PUD | 1 | Closed | Line | NO | 0.00547 | 0.02956 | 0.0044 | 202.6 | 220.8 | 257.8
77500 | DERBYHIL | 78096 | DERBYHILPR | 115 | 115 | PRPA | PRPA | 1 | Closed | Line | NO | 0.0001 | 0.0003 | 0 | 50 | 50 | 50
45624 | CLEARVIEW T2 | 45795 | TAMBARK 1 | 115 | 115 | Snohomish PUD | Snohomish PUD | 1 | Closed | Line | NO | 0.00202 | 0.01602 | 0.00271 | 202.6 | 220.8 | 257.8
40187 | CASCD LK+ | 40541 | HOOD RVR | 115 | 115 | Portland Area | Portland Area | 1 | Closed | Line | NO | 0.02261 | 0.09768 | 0.01202 | 165.3 | 165.3 | 201.2
45637 | EVERETT | 45753 | PINEHURST | 115 | 115 | Snohomish PUD | Snohomish PUD | 1 | Closed | Line | NO | 0.00309 | 0.01657 | 0.00252 | 202.6 | 220.8 | 257.8
45637 | EVERETT | 45843 | EVERETT T2 | 115 | 115 | Snohomish PUD | Snohomish PUD | 1 | Closed | Line | NO | 0.00169 | 0.00995 | 0.00159 | 202.6 | 220.8 | 257.8
79050 | NORTHFRK | 79083 | JUANITA | 115 | 115 | ZoneR4 | Zone69 | 1 | Closed | Line | NO | 0.0163 | 0.0572 | 0.00746 | 143 | 143 | 143
79011 | CAHONE | 79180 | GRCUT TP | 115 | 115 | ZoneR4 | ZoneR4 | 1 | Closed | Line | NO | 0.03858 | 0.11029 | 0.098 | 135 | 135 | 135
79007 | BLUEMESA | 79084 | LAKECITY | 115 | 115 | ZoneR4 | Zone69 | 1 | Closed | Line | NO | 0.0458 | 0.1894 | 0.02404 | 79 | 79 | 79
45633 | EDMONDS T | 45709 | MAPLEWOOD | 115 | 115 | Snohomish PUD | Snohomish PUD | 1 | Closed | Line | NO | 0.00456 | 0.0111 | 0.00151 | 117.5 | 128.1 | 148.2
44956 | BIOMASST | 45343 | WHITECTY | 115 | 115 | PAC:MDFD | PAC:MDFD | 1 | Closed | Line | NO | 1e-05 | 6e-05 | 1e-05 | 146 | 185 | 236
79066 | VAIL | 79068 | WOLCOTT | 115 | 115 | ZoneRW | ZoneRW | 1 | Closed | Line | NO | 0.02508 | 0.11907 | 0.01596 | 120 | 120 | 120
70089 | CARBNDAL | 70231 | HOPKINS | 115 | 115 | ZoneRW | ZoneRW | 1 | Closed | Line | NO | 0.00649 | 0.03386 | 0.00443 | 40 | 40 | 40
45910 | QUILCEDA T2 | 45632 | QUILCEDA | 115 | 115 | Snohomish PUD | Snohomish PUD | 1 | Open | Line | NO | 0.0001 | 0.0008 | 0.00012 | 202.6 | 220.8 | 257.8
70091 | CASTLRCK | 70117 | CRWFTVLY | 115 | 115 | ZoneRS | ZoneRS | 1 | Closed | Line | NO | 0.00329 | 0.01253 | 0.00174 | 159 | 175 | 159
33953 | VLYHMTP2 | 33511 | AVENATP2 | 115 | 115 | Conf Load (Stockton) | Conf Load (Stockton) | 1 | Closed | Line | NO | 0.02748 | 0.04125 | 0.0044 | 60.4 | 67.7 | 86
45629 | E ARLINGTON | 45866 | EAGLE CREEK | 115 | 115 | Snohomish PUD | Snohomish PUD | 1 | Closed | Line | NO | 0 | 0.0003 | 0 | 203 | 203 | 239
43795 | OXFRD PG | 43619 | UNVSTYPG | 115 | 115 | Portland General - BES S/S | Portland General - BES NODE | 1 | Closed | Line | NO | 0.00126 | 0.0063 | 0.0011 | 198 | 198 | 266
38493 | ALMND115 | 38534 | GRAY115 | 115 | 115 | Conf Load (TID) | Conf Load (TID) | 1 | Closed | Line | NO | 0.0001 | 0.0009 | 0.0001 | 176 | 198 | 210
45629 | E ARLINGTON | 45636 | NAVYTAP | 115 | 115 | Snohomish PUD | Snohomish PUD | 1 | Closed | Line | NO | 2e-05 | 6e-05 | 1e-05 | 39.8 | 39.8 | 39.8
38493 | ALMND115 | 38534 | GRAY115 | 115 | 115 | Conf Load (TID) | Conf Load (TID) | 2 | Closed | Line | NO | 0.0001 | 0.0009 | 0.0001 | 176 | 198 | 210
45628 | PORT GARDNER | 45737 | NORTON | 115 | 115 | Snohomish PUD | Snohomish PUD | 1 | Closed | Line | NO | 0.00085 | 0.00448 | 0.00071 | 202.6 | 220.8 | 257.8
38534 | GRAY115 | 38438 | TAYLR | 115 | 115 | Conf Load (TID) | Conf Load (TID) | 1 | Closed | Line | NO | 0.0132 | 0.086 | 0.0132 | 176 | 198 | 210
44960 | WEED | 44961 | WEEDJCT2 | 115 | 115 | PAC:YRKA | PAC:YRKA | 1 | Closed | Line | NO | 0.00235 | 0.01271 | 0.00189 | 154 | 154 | 233
41039 | STILLWATER+ | 41087 | TREGO | 115 | 115 | Western Montana | Western Montana | 1 | Closed | Line | NO | 0.05289 | 0.11202 | 0.01301 | 79.7 | 79.7 | 121.5
35643 | MTCALF E | 30735 | METCALF | 115 | 230 | Conf Load (San Jose) | Conf Load (San Jose) | 3 | Closed | Transformer | YES | 0.00039 | 0.0237 | 0 | 403.2 | 444 | 403.2
33031 | COLSTJT2 | 33037 | LINDETP2 | 115 | 115 | Conf Load (Diablo) | Conf Load (Diablo) | 1 | Closed | Line | NO | 0.00286 | 0.01433 | 0.00205 | 119.5 | 119.5 | 119.5
44961 | WEEDJCT2 | 45335 | WEED JCT | 115 | 115 | PAC:YRKA | PAC:YRKA | 1 | Open | Line | NO | 0 | 0.0001 | 0 | 117 | 117 | 153
33006 | GRIZLYJ1 | 33010 | SOBRANTE | 115 | 115 | Conf Load (Diablo) | Conf Load (Diablo) | 1 | Closed | Line | NO | 0.0005 | 0.0005 | 0 | 140 | 159.7 | 193.6
38534 | GRAY115 | 38470 | HUGHSON | 115 | 115 | Conf Load (TID) | Conf Load (TID) | 1 | Closed | Line | NO | 0.0091 | 0.059 | 0.0091 | 176 | 198 | 210
47292 | SOU FORK | 41077 | TIMBER# | 115 | 115 | Portland Area | Portland Area | 1 | Closed | Line | NO | 0.01657 | 0.07072 | 0.00892 | 167.7 | 167.7 | 206.4
45622 | MARINER | 45857 | SILVER LK | 115 | 115 | Snohomish PUD | Snohomish PUD | 1 | Closed | Line | NO | 0.00057 | 0.00448 | 0.00078 | 271.3 | 291.6 | 346.8
45621 | CASCADE | 45723 | MURPHYS CR | 115 | 115 | Snohomish PUD | Snohomish PUD | 1 | Closed | Line | NO | 0.0025 | 0.0131 | 0.00208 | 202.6 | 220.8 | 257.8
45621 | CASCADE | 45624 | CLEARVIEW T2 | 115 | 115 | Snohomish PUD | Snohomish PUD | 1 | Closed | Line | NO | 0.0055 | 0.0289 | 0.00457 | 202.6 | 220.8 | 257.8
43443 | RAMAPO | 43778 | RAMAPO # | 115 | 115 | Portland General - BES NODE | Portland General - BES NODE | 1 | Open | Line | NO | 5e-05 | 0.00026 | 4e-05 | 198 | 198 | 266
45617 | CAMANO | 45618 | SUNSET SNPD | 115 | 115 | Snohomish PUD | Snohomish PUD | 1 | Closed | Line | NO | 0.0099 | 0.0246 | 0.0032 | 118 | 128 | 148
45613 | BUNKFOSS | 45703 | LK STEVENS | 115 | 115 | Snohomish PUD | Snohomish PUD | 1 | Closed | Line | NO | 0.0018 | 0.0096 | 0.00148 | 202.6 | 220.8 | 239
45609 | BRIER | 45801 | THRASHERS CR | 115 | 115 | Snohomish PUD | Snohomish PUD | 1 | Closed | Line | NO | 0.00145 | 0.0121 | 0.00184 | 271.3 | 291.6 | 318.7
38436 | WALNT115 | 38434 | MARSHALL | 115 | 115 | Conf Load (TID) | Conf Load (TID) | 1 | Closed | Line | NO | 0.0123 | 0.0798 | 0.0123 | 176 | 187 | 210
33540 | TESLA | 33544 | ELLS GTY | 115 | 115 | Conf Load (Stockton) | Conf Load (Stockton) | 1 | Closed | Line | NO | 0.00157 | 0.0056 | 0.00077 | 164.3 | 194.2 | 239
44956 | BIOMASST | 45516 | VILAS RD | 115 | 115 | PAC:MDFD | PAC:MDFD | 1 | Closed | Line | NO | 0.00302 | 0.01584 | 0.00251 | 151 | 189 | 236
44946 | CIRCLTP2 | 45102 | CIRCBLVD | 115 | 115 | PAC:WLMT | PAC:WLMT | 1 | Closed | Line | NO | 3e-05 | 0.0002 | 3e-05 | 248 | 307 | 342
44963 | LINE75TP | 45222 | HART | 115 | 115 | PAC:YRKA | PAC:YRKA | 1 | Closed | Line | NO | 0.04247 | 0.06132 | 0.0074 | 62 | 62 | 92
42893 | CAPITOL | 42809 | OLY P N | 115 | 115 | THURSTN | THURSTN | 1 | Closed | Line | NO | 0.00181 | 0.00947 | 0.00152 | 108.8 | 108.8 | 178.1
45603 | BALLINGER | 45848 | HALLS LK | 115 | 115 | Snohomish PUD | Snohomish PUD | 1 | Closed | Line | NO | 0.00124 | 0.00646 | 0.00104 | 117.5 | 128.1 | 148.2
41207 | GARDINER | 41059 | TAHKNICH | 115 | 115 | Western Oregon | Western Oregon | 1 | Closed | Line | NO | 0.00467 | 0.01004 | 0.00113 | 105.6 | 105.6 | 131.5
42866 | ELDINLET | 42815 | WEST OLY | 115 | 115 | THURSTN | THURSTN | 1 | Closed | Line | NO | 0.00273 | 0.01402 | 0.00225 | 135.4 | 135.4 | 159.9
70091 | CASTLRCK | 71506 | FRANKTOWN_CR | 115 | 115 | ZoneRS | ZoneRS | 1 | Closed | Line | NO | 0.00256 | 0.01384 | 0.00184 | 181 | 181 | 0
45469 | ROSEBURG | 45533 | WINCHSTR | 115 | 115 | PAC:ROSE | PAC:ROSE | 1 | Closed | Line | NO | 0.00595 | 0.03132 | 0.00447 | 114 | 126 | 164
45442 | NEHAL TP | 45443 | NEHAMLEM | 115 | 115 | PAC:CLTP | Portland Area | 1 | Closed | Line | NO | 0.00805 | 0.02467 | 0.00306 | 117.9 | 117.9 | 156.6
38432 | OAKDLTID | 38448 | OAK-TAP2 | 115 | 115 | Conf Load (TID) | City and County of San Francisco | 2 | Closed | Line | NO | 0 | 0.0003 | 0 | 82 | 92 | 97
33549 | SCHULTE | 33533 | OWENSTP2 | 115 | 115 | Conf Load (Stockton) | Conf Load (Stockton) | 2 | Closed | Line | NO | 0.00105 | 0.00375 | 0.00051 | 224.3 | 224.3 | 244.8
43713 | MARKET | 43781 | SALEMAL# | 115 | 115 | Portland General - BES S/S | Portland General - BES NODE | 1 | Closed | Line | NO | 0.00326 | 0.01683 | 0.00276 | 198 | 198 | 266
40179 | CARLTON | 41320 | CARLTON# | 115 | 115 | Portland Area | Portland Area | 1 | Closed | Line | NO | 3e-05 | 0.00016 | 2e-05 | 213.1 | 213.1 | 262.9
38430 | HILMAR | 38442 | AUGUST | 115 | 115 | Conf Load (TID) | Conf Load (TID) | 1 | Closed | Line | NO | 0.0009 | 0.0057 | 0.0009 | 176 | 198 | 210
73297 | BELLEVUE | 73298 | BELLVUTP | 115 | 115 | ZoneFH | ZoneFH | 1 | Closed | Line | NO | 0.0145 | 0.0227 | 0.0024 | 56 | 56 | 56
47022 | CITYVIEW+ | 40645 | LEDBEDER+ | 115 | 115 | Lower Columbia Basin | Lower Columbia Basin | 1 | Closed | Line | NO | 0.00109 | 0.00998 | 0.00142 | 201.2 | 201.2 | 256.9
42862 | BARNESLK | 42810 | OLY P S | 115 | 115 | THURSTN | THURSTN | 1 | Closed | Line | NO | 0.00113 | 0.00873 | 0.00154 | 260.5 | 260.5 | 323.9
74041 | EB PARK | 74080 | CAMPSTOOL | 115 | 115 | ZoneEW | ZoneEW | 1 | Closed | Line | NO | 0.00136 | 0.00793 | 0.00123 | 217 | 217 | 273
629029 | USANTIMONY B | 629034 | CROWCRKJCT B | 115 | 115 | MISSOULA_MT | MISSOULA_MT | B | Closed | Line | NO | 0.00285 | 0.01126 | 0.00155 | 145.4 | 145.4 | 145.4
44546 | WEIRICH | 45285 | SWEETHOM | 115 | 115 | PAC:WLMT | PAC:WLMT | 1 | Closed | Line | NO | 0.01615 | 0.06082 | 0.00922 | 126 | 152 | 172
37919 | EAST RDG | 37916 | COLLEGE V | 115 | 115 | Conf Load (Redding) | Conf Load (Redding) | 1 | Closed | Line | NO | 0.00524 | 0.01863 | 0.00287 | 189 | 209 | 169
78094 | VALLEYLM | 78101 | BOYD | 115 | 115 | PRPA | PRPA | 1 | Closed | Line | NO | 0.00174 | 0.01279 | 0.00174 | 238 | 238 | 238
78077 | DRAKE RD | 78086 | TIMBERLN | 115 | 115 | PRPA | PRPA | 1 | Closed | Line | NO | 0.00252 | 0.01587 | 0.00219 | 214 | 214 | 214
40637 | LARENE+ | 41015 | SPRNGHIL | 115 | 115 | Spokane Area, N Idaho, W Montana | Spokane Area, N Idaho, W Montana | 1 | Closed | Line | NO | 0.02628 | 0.15486 | 0.02026 | 203.2 | 203.2 | 263
13309 | TA-3 | 13321 | WTA | 115 | 115 | Los Alamos County | Los Alamos County | 1 | Closed | Line | NO | 0.0037 | 0.0134 | 0.0016 | 119.5 | 119.5 | 119.5
42868 | GRIFF T | 42869 | GRIFFIN | 115 | 115 | THURSTN | THURSTN | 1 | Closed | Line | NO | 0.00525 | 0.02721 | 0.0044 | 170.9 | 170.9 | 219.3
406360 | CONNLEY_LANE | 40636 | CONNLEY# | 115 | 115 | Southern Oregon | Southern Oregon | 1 | Closed | Line | NO | 0.0137 | 0.00916 | 5e-05 | 34.9 | 34.9 | 34.9
40633 | LAPINE | 40636 | CONNLEY# | 115 | 115 | Southern Oregon | Southern Oregon | 1 | Closed | Line | NO | 0.03574 | 0.2175 | 0.02858 | 201.2 | 201.2 | 256.9
11008 | AMRAD | 11087 | LARGOTAP | 115 | 115 | EPE - Native Load | EPE - Native Load | 1 | Closed | Line | NO | 0.0116 | 0.0446 | 0.0157 | 121.3 | 121.3 | 121.3
40189 | DRISCOLL | 45163 | KNAPPA | 115 | 115 | Portland Area | PAC:CLTP | 1 | Closed | Line | NO | 0.01942 | 0.06412 | 0.00751 | 109.6 | 109.6 | 145.4
45299 | TROUTDAL | 45305 | HEMLCKTP | 115 | 115 | PAC:PTLD | PAC:PTLD | 1 | Closed | Line | NO | 0.00305 | 0.02377 | 0.00416 | 204 | 257 | 299
31993 | BRKRJCT | 32001 | UCD_TP2 | 115 | 115 | Conf Load (Sacramento) | Conf Load (Sacramento) | 1 | Closed | Line | NO | 0.01034 | 0.04937 | 0.00785 | 119.5 | 119.5 | 119.5
40631 | LANGLOIS# | 40847 | PORT_ORFORD+ | 115 | 115 | Western Oregon | Western Oregon | 1 | Closed | Line | NO | 0.00706 | 0.05568 | 0.00767 | 249 | 249 | 308.7
10035 | BELAIR_T | 10328 | SPEDRO_T | 115 | 115 | PNM: Albuquerque | PNM: Albuquerque | 1 | Closed | Line | NO | 0.00118 | 0.00421 | 0.00056 | 154 | 154 | 169
10018 | ARRIBA_T | 12079 | STORRIE | 115 | 115 | PNM: Las Vegas NM | TSGT: North NM | 1 | Closed | Line | NO | 0.0046 | 0.0133 | 0.0016 | 102 | 102 | 102
45283 | SUNYSIDE | 45497 | WINECTRY | 115 | 115 | PAC:YKMA | PAC:YKMA | 1 | Closed | Line | NO | 0.01019 | 0.03063 | 0.00429 | 99 | 126 | 134
45378 | BLOSS | 45281 | STJOHNSS | 115 | 115 | PAC:PTLD | PAC:PTLD | 1 | Closed | Line | NO | 0.00055 | 0.00564 | 0.00087 | 256 | 283 | 344
70722 | RDGCREST | 73150 | PEETZ | 115 | 115 | ZoneEC | ZoneEC | 1 | Closed | Line | NO | 0.00476 | 0.01263 | 0.00179 | 60 | 60 | 60
38425 | DOLE | 38422 | COOPER | 115 | 115 | Conf Load (TID) | Conf Load (TID) | 1 | Closed | Line | NO | 0.00685 | 0.04437 | 0.00685 | 163 | 187 | 198
37934 | OREGON | 37948 | SULP JCT | 115 | 115 | Conf Load (Redding) | Conf Load (Redding) | 1 | Open | Line | NO | 0.00223 | 0.00797 | 0.00117 | 98 | 118 | 126
40193 | CEDRVIL_JCT+ | 45007 | ALTURAS | 115 | 115 | Southern Oregon | PAC:LAKE | 1 | Closed | Line | NO | 0.00783 | 0.04069 | 0.00656 | 128 | 169 | 172
10082 | CORRALB | 10238 | PANORAMT | 115 | 115 | PNM: Sandoval | PNM: Sandoval | 1 | Closed | Line | NO | 0.00305 | 0.01146 | 0.00077 | 156 | 156 | 196
73096 | KIMBALL | 73355 | KIMBALLC | 115 | 115 | ZoneWN | ZoneWN | 1 | Closed | Line | NO | 0 | 0.0003 | 0 | 10 | 10 | 10
73091 | IDALIA | 73185 | SO. FORK | 115 | 115 | ZoneEC | ZoneEC | 1 | Closed | Line | NO | 0.01872 | 0.0619 | 0.008 | 147 | 147 | 147
42880 | PATTERSN | 42883 | SOUTHWIK | 115 | 115 | THURSTN | THURSTN | 1 | Closed | Line | NO | 0.00307 | 0.01601 | 0.00257 | 170.9 | 170.9 | 219.3
70091 | CASTLRCK | 70584 | CRYSTVA_CR | 115 | 115 | ZoneRS | ZoneRS | 1 | Closed | Line | NO | 0.00549 | 0.03438 | 0.00478 | 162 | 178 | 162
33037 | LINDETP2 | 32955 | DOW TAP2 | 115 | 115 | Conf Load (Diablo) | Conf Load (Diablo) | 1 | Closed | Line | NO | 0.00075 | 0.00411 | 0.00056 | 125.7 | 147.8 | 193.6
15119 | PINAL | 15126 | SILVERT1 | 115 | 115 | SRP EMA 115kV | SRP EMA 115kV | 1 | Closed | Line | NO | 0.01383 | 0.07814 | 0.01078 | 182.1 | 196.2 | 182.1
44518 | PARKROSE | 44519 | PARKRS T | 115 | 115 | PAC:PTLD | PAC:PTLD | 1 | Closed | Line | NO | 0.00066 | 0.00341 | 0.00056 | 170 | 212 | 249
10062 | CG-1 | 10133 | HW-CG | 115 | 115 | PNM: Albuquerque | PNM: Albuquerque | 1 | Closed | Line | NO | 0 | 0.00029 | 0 | 154 | 154 | 169
10380 | WYOMING | 10118 | HAMILTON | 115 | 115 | PNM: Albuquerque | PNM: Albuquerque | 1 | Closed | Line | NO | 0.00277 | 0.011 | 0.00135 | 156 | 156 | 196
70656 | CARMEL | 70657 | ZINZER | 115 | 115 | ZoneSL | ZoneSL | 1 | Closed | Line | NO | 0.0127 | 0.0778 | 0.01092 | 170 | 170 | 170
43311 | MCLGHLNB | 43451 | REDLAND2 | 115 | 115 | Portland General - BES S/S | Portland General - BES NODE | 1 | Closed | Line | NO | 0.00399 | 0.02274 | 0.00313 | 208 | 208 | 285
14361 | BAGCAP | 14371 | BAGDADTAP | 115 | 115 | APS | APS | 1 | Closed | Line | NO | 0.00492 | 0.02699 | 0.00214 | 99 | 118.7 | 99
41116 | 16TH_AVE+ | 41109 | LIBERTY_LK# | 115 | 115 | Spokane Area, N Idaho, W Montana | Spokane Area, N Idaho, W Montana | 1 | Closed | Line | NO | 0.00128 | 0.00514 | 0.00074 | 165.3 | 165.3 | 211.1
65305 | CASPERPP | 69153 | BARNUNN | 115 | 115 | WY EAST | WY EAST | 1 | Closed | Line | NO | 0.00421 | 0.02193 | 0.00352 | 169 | 211 | 249
38422 | COOPER | 38421 | CASTLEME | 115 | 115 | Conf Load (TID) | Conf Load (TID) | 1 | Closed | Line | NO | 0.0036 | 0.0234 | 0.0036 | 163 | 187 | 198
40211 | CHEMAWA | 47286 | HUGHES_S# | 115 | 115 | Portland Area | Portland Area | 2 | Closed | Line | NO | 0.00368 | 0.04764 | 0.00651 | 302.8 | 302.8 | 406.3
40211 | CHEMAWA | 47288 | READ# | 115 | 115 | Portland Area | Portland Area | 1 | Closed | Line | NO | 0.00497 | 0.0157 | 0.00193 | 125.5 | 125.5 | 153.4
73083 | HELL CK | 73174 | SAGEBRSH | 115 | 115 | ZoneEC | ZoneEC | 1 | Closed | Line | NO | 0.0223 | 0.0861 | 0.011 | 97 | 97 | 97
42101 | SEDRO | 42120 | SEDRO E | 115 | 115 | SKAGIT | SKAGIT | 1 | Closed | Line | NO | 0 | 0.0001 | 0 | 430 | 430 | 518
78670 | KELKER E | 78856 | KELKER S | 115 | 230 | CSU | CSU | 2 | Closed | Transformer | YES | 0.00061 | 0.03029 | 0 | 280 | 322 | 280
45181 | LONEPINE | 45183 | LONEPINE | 115 | 230 | PAC:MDFD | PAC:MDFD | 1 | Closed | Transformer | YES | 0.00073 | 0.03486 | 0 | 250 | 325 | 300
78664 | FLYHORSE N | 78665 | FLYHORSE S | 115 | 115 | CSU | CSU | 1 | Closed | Line | NO | 0 | 0.00029 | 0 | 398 | 398 | 398
45296 | LHRT TAP | 45177 | LOCKHRT | 115 | 115 | PAC:CBAY | PAC:CBAY | 1 | Open | Line | NO | 0.00166 | 0.00645 | 0.00092 | 144 | 171 | 174
406050 | KENNEWICK | 40605 | KENNEWIC# | 115 | 115 | Lower Columbia Basin | Lower Columbia Basin | 2 | Closed | Line | NO | 0.00107 | 0.0032 | 0.00038 | 63.7 | 63.7 | 131.5
10225 | NOE_TAP | 10331 | SUNSHIN# | 115 | 115 | PNM: Northwestern | PNM: Northwestern | 1 | Closed | Line | NO | 0.0013 | 0.003 | 0.00034 | 91.6 | 91.6 | 91.6
40603 | KELLER | 41222 | KELLER# | 115 | 115 | Central Washington | Central Washington | 2 | Closed | Line | NO | 0.01384 | 0.12093 | 0.01417 | 97.6 | 97.6 | 213.1
77500 | DERBYHIL | 77501 | DERBHILT | 115 | 115 | PRPA | PRPA | 1 | Closed | Line | NO | 0.00015 | 0.00012 | 0.00015 | 119 | 119 | 119
72005 | FINNERTY | 73568 | WHTROCK | 115 | 115 | ZoneEW | ZoneEW | 1 | Closed | Line | NO | 0.00013 | 0.00063 | 9e-05 | 120 | 120 | 120
73076 | GUERNTAP | 73568 | WHTROCK | 115 | 115 | ZoneEW | ZoneEW | 1 | Closed | Line | NO | 0.01536 | 0.0513 | 0.00649 | 109 | 119 | 109
31998 | VACA-DIX | 30460 | VACA-DIX | 115 | 230 | Conf Load (Sacramento) | Conf Load (Sacramento) | 4 | Closed | Transformer | YES | 0.00048 | 0.02238 | 0 | 420 | 462 | 420
78076 | DIXON CK | 73089 | HRSTHTAP | 115 | 115 | PRPA | ZoneFH | 1 | Closed | Line | NO | 0.00306 | 0.02052 | 0.0028 | 120 | 145 | 120
43103 | CNTENL 2 | 43207 | GLNDOVER | 115 | 115 | Portland General - BES NODE | Portland General - BES S/S | 1 | Closed | Line | NO | 0.00466 | 0.02453 | 0.00393 | 198 | 198 | 266
73137 | MIRACLEM | 96155 | mid_96155 | 115 | 230 | ZoneEW | ZoneEW | 1 | Closed | TransformerWinding | YES | 0.00077 | 0.03687 | 0 | 200 | 240 | 200
401031 | IRRIGRO+ | 401032 | SPAW | 115 | 115 | Lower Columbia Basin | Lower Columbia Basin | 1 | Closed | Line | NO | 0.00618 | 0.01747 | 0.0024 | 99.6 | 113.5 | 143.4
405471 | SUNHEAVEN1+ | 405490 | SUNHEAVEN2# | 115 | 115 | Lower Columbia Basin | Lower Columbia Basin | 1 | Closed | Line | NO | 0.00708 | 0.02 | 0.00275 | 99.6 | 113.5 | 143.4
38426 | PINEER | 38421 | CASTLEME | 115 | 115 | Conf Load (TID) | Conf Load (TID) | 1 | Closed | Line | NO | 0.0094 | 0.0614 | 0.0094 | 162.7 | 187.2 | 197.8
44519 | PARKRS T | 45073 | CULLY | 115 | 115 | PAC:PTLD | PAC:PTLD | 1 | Closed | Line | NO | 0.00206 | 0.01435 | 0.00245 | 153 | 191 | 237
45120 | CLRWTRSS | 45506 | TOKETESS | 115 | 115 | PAC:ROSE | PAC:ROSE | 1 | Closed | Line | NO | 0.0022 | 0.01274 | 0.00166 | 113 | 137 | 153
45119 | GRANDVW2 | 45497 | WINECTRY | 115 | 115 | PAC:YKMA | PAC:YKMA | 1 | Closed | Line | NO | 0.0078 | 0.02216 | 0.00311 | 115 | 126 | 135
404933 | H2F_3+ | 404934 | H2F_4 | 115 | 115 | Lower Columbia Basin | Lower Columbia Basin | 1 | Closed | Line | NO | 0.00429 | 0.01206 | 0.00168 | 99.6 | 113.5 | 143.4
33308 | SFIA-MA | 33303 | EST GRND | 115 | 115 | Conf Load (Peninsula) | Conf Load (Peninsula) | 2 | Closed | Line | NO | 0.0032 | 0.0114 | 0.0105 | 179.3 | 227.9 | 179.3
45109 | FRY | 45111 | FRY | 115 | 230 | PAC:WLMT | PAC:WLMT | 1 | Closed | Transformer | YES | 0.00093 | 0.03039 | 0 | 280 | 316 | 342
45102 | CIRCBLVD | 45109 | FRY | 115 | 115 | PAC:WLMT | PAC:WLMT | 1 | Closed | Line | NO | 0.01508 | 0.06398 | 0.00887 | 143 | 176 | 205
72726 | DOLORES_HV | 79011 | CAHONE | 115 | 115 | ZoneR4 | ZoneR4 | 1 | Open | Line | NO | 0.00066 | 0.00724 | 0.01468 | 220 | 220 | 220
33300 | DALY CTY | 33301 | DLY CTYP | 115 | 115 | Conf Load (Peninsula) | Conf Load (Peninsula) | 2 | Closed | Line | NO | 0.00333 | 0.00938 | 0.00132 | 97.2 | 110.3 | 132.7
44524 | BALDWIN | 44581 | PRNVL SLR | 115 | 115 | PAC:C.OR | PAC:C.OR | 1 | Closed | Line | NO | 0.00057 | 0.00348 | 0.00048 | 158 | 205 | 220
45074 | CAMPBELL | 45363 | VOORHIES | 115 | 115 | PAC:MDFD | PAC:MDFD | 1 | Closed | Line | NO | 0.00074 | 0.00389 | 0.00061 | 151 | 191 | 227
629024 | KERR NWE | 97893 | mid_97893 | 115 | 161 | MISSOULA_MT | MISSOULA_MT | B | Closed | TransformerWinding | YES | 0.00078 | -0.01163 | 0 | 200 | 240 | 240
42082 | SEHOME | 42010 | ENSERCH | 115 | 115 | WHATCOM | WHATCOM | 1 | Closed | Line | NO | 0.00034 | 0.00172 | 0.00029 | 211.1 | 211.1 | 239
40241 | CONYERS+ | 40741 | MIST# | 115 | 115 | Portland Area | Portland Area | 2 | Closed | Line | NO | 0.00912 | 0.02878 | 0.0033 | 109.6 | 109.6 | 147.4
40241 | CONYERS+ | 40339 | DELENA+ | 115 | 115 | Portland Area | Portland Area | 2 | Closed | Line | NO | 0.01304 | 0.03982 | 0.0047 | 109.6 | 109.6 | 147.4
41183 | ANGUS_N# | 41119 | VISTA+ | 115 | 115 | Lower Columbia Basin | Lower Columbia Basin | 1 | Closed | Line | NO | 0.00694 | 0.01721 | 0.00224 | 79.7 | 92.6 | 119.5
31951 | CORT_D | 30451 | CRTNA M | 115 | 230 | Conf Load (Sacramento) | Conf Load (Sacramento) | 1 | Open | Transformer | YES | 0.0003 | -0.02079 | 0 | 168 | 168 | 168
40247 | COLMBIA_FALS | 40589 | KALISPEL | 115 | 115 | Western Montana | Western Montana | 1 | Closed | Line | NO | 0.04386 | 0.07177 | 0.00746 | 85.6 | 85.6 | 111.5
73310 | FME | 73377 | EXCEL | 115 | 115 | ZoneEC | ZoneEC | 1 | Closed | Line | NO | 0.0036 | 0.00536 | 0 | 120 | 120 | 120
72103 | WRAY TAP | 73175 | SANDHILL | 115 | 115 | ZoneEC | ZoneEC | 1 | Closed | Line | NO | 0.0111 | 0.0428 | 0.00698 | 97 | 97 | 97
72105 | CALHANTP | 73456 | PEYTON | 115 | 115 | ZoneCS | ZoneCS | 1 | Closed | Line | NO | 0.00637 | 0.03572 | 0.00483 | 56 | 56 | 56
31217 | LUCERNJ2 | 31223 | REDBUDJ1 | 115 | 115 | Conf Load (N. Coast) | Conf Load (N. Coast) | 1 | Closed | Line | NO | 0.0208 | 0.06 | 0.008 | 87.6 | 102.4 | 119.5
32568 | IGNACIO | 30445 | IGNACIO | 115 | 230 | Conf Load (North Bay) | Conf Load (North Bay) | 6 | Closed | Transformer | YES | 0.00031 | 0.02183 | 0 | 420 | 462 | 420
79619 | ENRON | 79629 | HARE | 115 | 115 | FEUS | FEUS | 1 | Closed | Line | NO | 0.00034 | 0.00123 | 1e-05 | 99 | 103 | 125
73348 | CORLETT | 74037 | CHEY S | 115 | 115 | ZoneEW | ZoneEW | 1 | Closed | Line | NO | 0.0082 | 0.04989 | 0.00708 | 212 | 212 | 239
40577 | IRBY | 48471 | WILSNCKT | 115 | 115 | AVA: Big Bend | AVA: Big Bend | 1 | Closed | Line | NO | 0.01811 | 0.07289 | 0.00998 | 122.7 | 122.7 | 180.9
15118 | OAKFLAT | 15131 | TRASK | 115 | 115 | SRP EMA 115kV | SRP EMA 115kV | 1 | Closed | Line | NO | 0.00243 | 0.01341 | 0.002 | 182.1 | 196.2 | 182.1
31220 | EGLE RCK | 31225 | HGHLNDJ1 | 115 | 115 | Conf Load (N. Coast) | Conf Load (N. Coast) | 1 | Closed | Line | NO | 0.01715 | 0.0831 | 0.01168 | 105 | 121.5 | 132.7
31255 | LAKEVLLE | 30435 | LAKEVILE | 115 | 230 | Conf Load (N. Coast) | Conf Load (N. Coast) | 2 | Closed | Transformer | YES | 0.00034 | 0.02381 | 0 | 420 | 462 | 420
40567 | ICE_HARBOR_2 | 40915 | SACJWA# | 115 | 115 | Lower Columbia Basin | Lower Columbia Basin | 2 | Closed | Line | NO | 0.00012 | 0.00156 | 0.0002 | 288.8 | 288.8 | 412.3
73375 | WARRENLM | 74039 | NORTHRNG | 115 | 115 | ZoneEW | ZoneEW | 1 | Closed | Line | NO | 0.00157 | 0.00672 | 0.00102 | 146 | 146 | 146
11049 | COPPER | 11220 | PENDALE | 115 | 115 | EPE - Native Load | EPE - Native Load | 1 | Closed | Line | NO | 0.00433 | 0.02701 | 0.00418 | 184.5 | 246.4 | 184.5
31224 | INDIN VL | 31950 | CORTINA | 115 | 115 | Conf Load (N. Coast) | Conf Load (Sacramento) | 1 | Closed | Line | NO | 0.0374 | 0.1075 | 0.0144 | 117.1 | 132.7 | 141.8
41131 | WALAWALA | 41132 | DAYTON# | 115 | 115 | Southeast Washington | Southeast Washington | 1 | Closed | Line | NO | 0.03804 | 0.22461 | 0.02929 | 203.2 | 203.2 | 262.9
42904 | FOSSCNRN | 42905 | FOSSCNRS | 115 | 115 | KITSAP | KITSAP | 1 | Closed | Line | NO | 0 | 0.0001 | 0 | 277 | 277 | 327
33020 | MORAGA | 32976 | LK_REACT | 115 | 115 | Conf Load (Diablo) | Conf Load (Diablo) | 1 | Closed | Line | NO | 0.01002 | 0.0239 | 0.00983 | 129.5 | 150.2 | 192
31227 | HGHLNDJ2 | 31261 | CACHE J1 | 115 | 115 | Conf Load (N. Coast) | Conf Load (N. Coast) | 1 | Closed | Line | NO | 0.0057 | 0.0286 | 0.0041 | 125.7 | 147.8 | 193.6
31263 | LWRLAKEJ | 31227 | HGHLNDJ2 | 115 | 115 | Conf Load (N. Coast) | Conf Load (N. Coast) | 1 | Closed | Line | NO | 0.00227 | 0.01245 | 0.00178 | 126 | 148 | 194
42935 | CHRISCNR | 42904 | FOSSCNRN | 115 | 115 | KITSAP | KITSAP | 1 | Closed | Line | NO | 0.00376 | 0.01142 | 0.00165 | 71.7 | 71.7 | 116.7
11052 | COYOTE | 11128 | RGC_DC | 115 | 115 | EPE - Native Load | EPE - Native Load | 1 | Closed | Line | NO | 0.3534 | 0.5 | 0.0525 | 22.9 | 22.9 | 22.9
31262 | CACHE J2 | 31229 | REDBUDJ2 | 115 | 115 | Conf Load (N. Coast) | Conf Load (N. Coast) | 1 | Closed | Line | NO | 0.0059 | 0.017 | 0.0023 | 87.6 | 102.4 | 119.5
19096 | MARANATAP | 19067 | ED-5 | 115 | 115 | WAPA-DSW | WAPA-DSW | 1 | Closed | Line | NO | 0.026 | 0.1597 | 0.02226 | 158 | 158 | 158
44875 | DCFP TAP | 44876 | DCFP | 115 | 115 | PAC:ROSE | PAC:ROSE | 1 | Closed | Line | NO | 0.00114 | 0.0033 | 0.00043 | 115 | 126 | 164
31255 | LAKEVLLE | 30435 | LAKEVILE | 115 | 230 | Conf Load (N. Coast) | Conf Load (N. Coast) | 1 | Closed | Transformer | YES | 0.00034 | 0.02381 | 0 | 420 | 462 | 420
45010 | ASHLAND | 45358 | MOUNTAVE | 115 | 115 | PAC:MDFD | PAC:MDFD | 1 | Closed | Line | NO | 0.00045 | 0.00171 | 0.00026 | 121 | 152 | 173
40545 | HORN_RAP+ | 40906 | RUPPERT_RD+ | 115 | 115 | Lower Columbia Basin | Lower Columbia Basin | 1 | Closed | Line | NO | 0.0049 | 0.0143 | 0.00194 | 137.4 | 137.4 | 175.3
72141 | KEOTA | 72142 | REDBOX | 115 | 115 | ZoneEC | ZoneEC | 2 | Closed | Line | NO | 0.01817 | 0.09828 | 0.01348 | 244 | 244 | 244
11052 | COYOTE | 11291 | TRIUMPH | 115 | 115 | EPE - Native Load | EPE - Native Load | 1 | Closed | Line | NO | 0.00517 | 0.02056 | 0.03215 | 184.8 | 239 | 184.8
40539 | HOLCOMB+ | 40871 | RAYMOND | 115 | 115 | Seattle Area, Olympic Peninsula | Seattle Area, Olympic Peninsula | 1 | Closed | Line | NO | 0.01653 | 0.07069 | 0.00888 | 165.3 | 165.3 | 201.2
40539 | HOLCOMB+ | 40823 | PE_ELL# | 115 | 115 | Seattle Area, Olympic Peninsula | Seattle Area, Olympic Peninsula | 1 | Closed | Line | NO | 0.02026 | 0.08618 | 0.01094 | 165.3 | 165.3 | 201.2
31242 | STNY PTP | 31244 | STONY PT | 115 | 115 | Conf Load (N. Coast) | Conf Load (N. Coast) | 1 | Closed | Line | NO | 0.0107 | 0.0169 | 0.0021 | 59.2 | 68.7 | 88.2
31242 | STNY PTP | 31246 | BELLVUE | 115 | 115 | Conf Load (N. Coast) | Conf Load (N. Coast) | 1 | Closed | Line | NO | 0.0025 | 0.0085 | 0.0013 | 224.3 | 224.3 | 239
40535 | HIGHLAND+ | 40806 | ORCHRD_VIEW+ | 115 | 115 | Lower Columbia Basin | Lower Columbia Basin | 2 | Closed | Line | NO | 0.00091 | 0.00781 | 0.00119 | 284.8 | 284.8 | 366.5
72171 | HESPERUS2 | 96142 | mid_96142 | 115 | 345 | ZoneR4 | ZoneR4 | 2 | Closed | TransformerWinding | YES | 0.00048 | 0.06336 | 0 | 280 | 280 | 280
40530 | HENKL ST | 40871 | RAYMOND | 115 | 115 | Seattle Area, Olympic Peninsula | Seattle Area, Olympic Peninsula | 1 | Closed | Line | NO | 0.00438 | 0.01352 | 0.00178 | 55.8 | 55.8 | 113.5
10323 | SP-83 | 10324 | SP-HW-UT | 115 | 115 | PNM: Albuquerque | PNM: Albuquerque | 1 | Closed | Line | NO | 0 | 0.00029 | 0 | 154 | 154 | 169
44875 | DCFP TAP | 45533 | WINCHSTR | 115 | 115 | PAC:ROSE | PAC:ROSE | 1 | Open | Line | NO | 0.00138 | 0.00398 | 0.00052 | 116 | 127 | 165
40527 | HEBO+ | 47200 | NESTUCCA# | 115 | 115 | Portland Area | Portland Area | 1 | Closed | Line | NO | 9e-05 | 0.00019 | 2e-05 | 105.6 | 105.6 | 131.5
31253 | FLTN JT2 | 31974 | MADISON | 115 | 115 | Conf Load (Sacramento) | Conf Load (Sacramento) | 1 | Closed | Line | NO | 0.03359 | 0.06753 | 0.00763 | 59.2 | 68.7 | 88.2
48131 | GARDENSP | 40525 | HAYFORD | 115 | 115 | AVA: Spokane | AVA: Spokane | 1 | Closed | Line | NO | 0.00433 | 0.02408 | 0.00352 | 154 | 154 | 228.1
10324 | SP-HW-UT | 10272 | RITA | 115 | 115 | PNM: Albuquerque | PNM: Albuquerque | 1 | Closed | Line | NO | 0.0017 | 0.0059 | 0.0008 | 154 | 154 | 169
48125 | FOURLBPA | 40525 | HAYFORD | 115 | 115 | AVA: Spokane | AVA: Spokane | 1 | Closed | Line | NO | 0.00079 | 0.00442 | 0.00065 | 154 | 154 | 228.1
31236 | FULTON | 30430 | FULTON | 115 | 230 | Conf Load (N. Coast) | Conf Load (N. Coast) | 9 | Closed | Transformer | YES | 0.00048 | 0.02238 | 0 | 420 | 462 | 420
71006 | RTLSNAKEB | 71010 | BUSCHRNCH_HI | 115 | 115 | ZoneWP | ZoneWP | 1 | Closed | Line | NO | 0.00198 | 0.01139 | 0 | 60 | 159 | 159
72129 | OLIVE CK | 72130 | OLIVETAP | 115 | 115 | ZoneEC | ZoneEC | 1 | Closed | Line | NO | 0.00406 | 0.01482 | 0.00191 | 19 | 19 | 19
73137 | MIRACLEM | 73177 | SEMINOTP | 115 | 115 | ZoneEW | ZoneEW | 1 | Closed | Line | NO | 0.011 | 0.0377 | 0.0042 | 100 | 100 | 100
629024 | KERR NWE | 97894 | mid_97894 | 115 | 161 | MISSOULA_MT | MISSOULA_MT | A | Closed | TransformerWinding | YES | 0.00075 | -0.01145 | 0 | 200 | 240 | 240
40515 | HATTON | 40968 | SHANO# | 115 | 115 | Lower Columbia Basin | Lower Columbia Basin | 1 | Closed | Line | NO | 0.02209 | 0.04659 | 0.0058 | 105.6 | 105.6 | 137.4
31261 | CACHE J1 | 31950 | CORTINA | 115 | 115 | Conf Load (N. Coast) | Conf Load (Sacramento) | 1 | Closed | Line | NO | 0.0452 | 0.1302 | 0.0174 | 117.1 | 132.7 | 141.8
40517 | HATTON# | 40968 | SHANO# | 115 | 115 | Lower Columbia Basin | Lower Columbia Basin | 1 | Closed | Line | NO | 0.02031 | 0.04285 | 0.00533 | 105.6 | 105.6 | 137.4
43643 | WLBRSHOOFLY | 43645 | WILLBRDG | 115 | 115 | Portland General - BES NODE | Portland General - BES NODE | 1 | Closed | Line | NO | 1e-05 | 5e-05 | 1e-05 | 198 | 198 | 266
10010 | AMBROSIA | 12083 | TAYLOR_P | 115 | 115 | PNM: Northwestern | TSGT: Western NM | 1 | Closed | Line | NO | 0.0016 | 0.0048 | 0.0006 | 119 | 119 | 119
47075 | RILEY+ | 40514 | STARVRIDGE# | 115 | 115 | Southern Oregon | Southern Oregon | 1 | Closed | Line | NO | 0.04003 | 0.12175 | 0.01517 | 137.4 | 137.4 | 175.3
72413 | VOLLMERT | 72414 | VOLLMER | 115 | 115 | ZoneCS | ZoneCS | 1 | Closed | Line | NO | 0.00177 | 0.01109 | 0.00155 | 239 | 239 | 239
40463 | GEISEL_M+ | 40847 | PORT_ORFORD+ | 115 | 115 | Western Oregon | Western Oregon | 1 | Closed | Line | NO | 0.01518 | 0.12 | 0.01646 | 249 | 249 | 308.7
40509 | HARRISBURG+ | 47524 | GREENBERRY | 115 | 115 | Western Oregon | Western Oregon | 1 | Closed | Line | NO | 0.05038 | 0.11399 | 0.0142 | 79.5 | 79.5 | 105.4
43519 | SELLWOOD | 43790 | URBAN # | 115 | 115 | Portland General - BES S/S | Portland General - BES NODE | 1 | Closed | Line | NO | 0.00148 | 0.0081 | 0.00121 | 219 | 219 | 285
10044 | BLCKRA_T | 10042 | BLCKRA | 115 | 115 | PNM: Albuquerque | PNM: Albuquerque | 1 | Closed | Line | NO | 0.00015 | 0.00059 | 8e-05 | 97 | 97 | 97
40255 | COLBERT# | 40730 | MEAD# | 115 | 115 | Spokane Area Publics | Spokane Area Publics | 1 | Closed | Line | NO | 0.00315 | 0.02759 | 0.00379 | 278.9 | 278.9 | 358.5
31468 | CASCADE | 31459 | OREGNTRL | 115 | 115 | Conf Load (N. Valley) | Conf Load (N. Valley) | 1 | Closed | Line | NO | 0.0048 | 0.01406 | 0.00186 | 82.9 | 96.4 | 119.5
31459 | OREGNTRL | 31469 | SPIANDERSONJ | 115 | 115 | Conf Load (N. Valley) | Conf Load (N. Valley) | 1 | Closed | Line | NO | 0.02138 | 0.06263 | 0.00827 | 82.9 | 96.4 | 119.5
11060 | DIABLO | 11061 | DIABLO | 115 | 345 | EPE - Native Load | EPE - Native Load | 3 | Closed | Transformer | YES | 0.00085 | 0.05191 | 0 | 224 | 257.6 | 224
31467 | JESSUP | 31461 | JESSTAP | 115 | 115 | Conf Load (N. Valley) | Conf Load (N. Valley) | 1 | Open | Line | NO | 0.0018 | 0.0048 | 0.0007 | 87.6 | 102.3 | 132.6
31463 | WHEELBR | 31462 | SMPSN-AN | 115 | 115 | Conf Load (N. Valley) | Conf Load (N. Valley) | 1 | Closed | Line | NO | 0.0005 | 0.00137 | 0.0002 | 87.6 | 102.4 | 132.7
31464 | COTWDPGE | 31463 | WHEELBR | 115 | 115 | Conf Load (N. Valley) | Conf Load (N. Valley) | 1 | Closed | Line | NO | 0.00392 | 0.01096 | 0.00157 | 87.6 | 102.4 | 132.7
31464 | COTWDPGE | 31466 | JESSUPJ1 | 115 | 115 | Conf Load (N. Valley) | Conf Load (N. Valley) | 1 | Closed | Line | NO | 0.01134 | 0.03372 | 0.00423 | 82.9 | 96.4 | 119.5
72413 | VOLLMERT | 73460 | BLK SQMV | 115 | 115 | ZoneCS | ZoneCS | 1 | Closed | Line | NO | 0.00454 | 0.01742 | 0.00223 | 143 | 143 | 143
72413 | VOLLMERT | 73481 | FULLER | 115 | 115 | ZoneCS | ZoneCS | 1 | Closed | Line | NO | 0.00356 | 0.01368 | 0.00176 | 173 | 173 | 173
45087 | DELTA | 31468 | CASCADE | 115 | 115 | PAC:YRKA | Conf Load (N. Valley) | 1 | Closed | Line | NO | 0.0416 | 0.1311 | 0.0149 | 82.9 | 96.4 | 124
19060 | ADAMSTAP | 19221 | NOGALES | 115 | 115 | WAPA-DSW | WAPA-DSW | 1 | Closed | Line | NO | 0.038 | 0.2337 | 0.03264 | 171.1 | 171.1 | 171.1
40510 | HANFORD2_CON | 40502 | WPN_NO2_CON# | 115 | 115 | Lower Columbia Basin | Lower Columbia Basin | 1 | Closed | Line | NO | 0.00053 | 0.00083 | 9e-05 | 85.6 | 85.6 | 109.6
31472 | WOODLEAFJCT | 31474 | FRBSTNTP | 115 | 115 | Conf Load (N. Valley) | Conf Load (N. Valley) | 1 | Closed | Line | NO | 0.00802 | 0.02465 | 0.00291 | 98.2 | 112.1 | 141.8
41205 | FISHERS | 47176 | JOE AST | 115 | 115 | Clark County, WA | Clark County, WA | 1 | Closed | Line | NO | 0.0016 | 0.0086 | 0.00128 | 155 | 175.7 | 229.3
19064 | TUCSON | 19057 | ORACLE | 115 | 115 | WAPA-DSW | WAPA-DSW | 1 | Closed | Line | NO | 0.0459 | 0.1499 | 0.01814 | 85 | 94 | 85
31475 | KANAKAJT | 31476 | OWID | 115 | 115 | Conf Load (N. Valley) | Conf Load (N. Valley) | 1 | Closed | Line | NO | 0.01159 | 0.01659 | 0.00194 | 60.4 | 67.7 | 86
31476 | OWID | 31482 | PALERMO | 115 | 115 | Conf Load (N. Valley) | Conf Load (N. Valley) | 1 | Closed | Line | NO | 0.01482 | 0.07698 | 0.01032 | 125.7 | 147.8 | 193.6
11060 | DIABLO | 11131 | RIO_GRAN | 115 | 115 | EPE - Native Load | EPE - Native Load | 2 | Closed | Line | NO | 0.00156 | 0.01159 | 0.00309 | 331.8 | 441.4 | 331.8
19058 | VALLEYFARMS | 19057 | ORACLE | 115 | 115 | WAPA-DSW | WAPA-DSW | 1 | Closed | Line | NO | 0.09743 | 0.24541 | 0.02659 | 84 | 84 | 84
40496 | HALSEYMIL_2# | 40509 | HARRISBURG+ | 115 | 115 | Western Oregon | Western Oregon | 1 | Open | Line | NO | 0.00751 | 0.03178 | 0.00407 | 167.7 | 167.7 | 206.4
631009 | FTPK-W4B | 99060 | mid_99060 | 115 | 161 | NOGF_WAUW | NOGF_WAUW | 1 | Closed | TransformerWinding | YES | 0.00127 | -0.0015 | 0 | 100 | 125 | 125
31480 | WYANDTTE | 31518 | WYANDJT1 | 115 | 115 | Conf Load (N. Valley) | Conf Load (N. Valley) | 1 | Open | Line | NO | 6e-05 | 0.00027 | 4e-05 | 125.6 | 147.7 | 193.6
41211 | HIDEAWAY+ | 462231 | HID_HAW_CIO | 115 | 115 | Western Oregon | Western Oregon | 1 | Closed | Line | NO | 0.00887 | 0.02708 | 0.00335 | 115.5 | 115.5 | 153.4
41388 | 9CWIND# | 40493 | H2F# | 115 | 115 | Lower Columbia Basin | Lower Columbia Basin | 1 | Closed | Line | NO | 0.00649 | 0.06817 | 0.00994 | 308.7 | 308.7 | 398.4
31517 | WYANDJT3 | 31482 | PALERMO | 115 | 115 | Conf Load (N. Valley) | Conf Load (N. Valley) | 1 | Closed | Line | NO | 0.00658 | 0.02072 | 0.00265 | 89.4 | 102 | 128.9
11060 | DIABLO | 11202 | DIABLO_B | 115 | 345 | EPE - Native Load | EPE - Native Load | 1 | Closed | TransformerWinding | YES | 0.00046 | -0.00615 | 0 | 224 | 257.6 | 224
40491 | GUM_ST# | 40605 | KENNEWIC# | 115 | 115 | Lower Columbia Basin | Lower Columbia Basin | 2 | Closed | Line | NO | 0.00035 | 0.00299 | 0.00045 | 284.8 | 284.8 | 366.5
77502 | POUDRE | 77503 | RICHRDTP | 115 | 115 | PRPA | PRPA | 1 | Closed | Line | NO | 0.00224 | 0.01645 | 0.00224 | 120 | 120 | 120
10282 | S._COORS | 10521 | SNOW_VISTA | 115 | 115 | PNM: Albuquerque | PNM: Albuquerque | 1 | Closed | Line | NO | 0.0038 | 0.0164 | 0.002 | 156 | 156 | 196
72475 | ALKALI | 79081 | CRSTBUTT | 115 | 115 | Zone69 | Zone69 | 1 | Closed | Line | NO | 0.01869 | 0.06585 | 0.00843 | 79 | 79 | 79
31489 | GRIZZLYT4-2 | 31492 | GRIZZLY1 | 115 | 115 | Conf Load (N. Valley) | Conf Load (N. Valley) | 1 | Open | Line | NO | 0.01799 | 0.02701 | 0.00288 | 60.4 | 67.7 | 86
41229 | LOOKOUTN | 41242 | OAKRIDGE | 115 | 115 | Western Oregon | Western Oregon | 1 | Closed | Line | NO | 0.08378 | 0.13458 | 0.01383 | 85.6 | 85.6 | 105.6
11256 | VERDE | 11060 | DIABLO | 115 | 115 | EPE - Native Load | EPE - Native Load | 1 | Closed | Line | NO | 0.00675 | 0.03359 | 0.00524 | 168.9 | 224.9 | 168.9
45013 | ASTORIA | 45391 | FERN HIL | 115 | 115 | PAC:CLTP | PAC:CLTP | 1 | Closed | Line | NO | 0.00757 | 0.02357 | 0.00278 | 109.6 | 109.6 | 145.4
45017 | BALDY SS | 45074 | CAMPBELL | 115 | 115 | PAC:MDFD | PAC:MDFD | 1 | Closed | Line | NO | 0.00312 | 0.01651 | 0.00257 | 150 | 188 | 211
42118 | FIDALGO# | 41235 | LOPEZ4 | 115 | 115 | PSEOTHER | Seattle Area, Olympic Peninsula | 4 | Closed | Line | NO | 0.00588 | 0.0126 | 0.19977 | 159.9 | 159.9 | 159.9
44848 | HOUSTNLK | 45253 | POWLBUPL | 115 | 115 | PAC:C.OR | PAC:C.OR | 1 | Closed | Line | NO | 0.00854 | 0.03769 | 0.00555 | 119 | 166 | 185
79071 | HESPERUS | 96143 | mid_96143 | 115 | 345 | ZoneR4 | ZoneR4 | 1 | Closed | TransformerWinding | YES | 0.00054 | 0.0641 | 0 | 276 | 276 | 276
45636 | NAVYTAP | 41221 | JIMCREEK | 115 | 115 | Snohomish PUD | Seattle Area, Olympic Peninsula | 1 | Closed | Line | NO | 0.02689 | 0.05764 | 0.00676 | 89.6 | 89.6 | 119.5
40481 | GRANDVEW | 47232 | SUNYSIDE# | 115 | 115 | Lower Columbia Basin | Lower Columbia Basin | 1 | Closed | Line | NO | 4e-05 | 0.00021 | 3e-05 | 203.2 | 203.2 | 262.9
40479 | GOOSE_LK+ | 40777 | NESPELEM# | 115 | 115 | Central Washington | Central Washington | 2 | Closed | Line | NO | 0.02774 | 0.08446 | 0.01051 | 85.6 | 85.6 | 147.4
40479 | GOOSE_LK+ | 40789 | OKANOGAN | 115 | 115 | Central Washington | Central Washington | 2 | Closed | Line | NO | 0.03833 | 0.11668 | 0.01451 | 113.5 | 113.5 | 139.4
31501 | CHICOTP1 | 31502 | CHICO B | 115 | 115 | Conf Load (N. Valley) | Conf Load (N. Valley) | 1 | Closed | Line | NO | 0.009 | 0.01426 | 0.00181 | 59.2 | 68.7 | 88.2
31501 | CHICOTP1 | 31504 | TBLE MTN | 115 | 115 | Conf Load (N. Valley) | Conf Load (N. Valley) | 1 | Closed | Line | NO | 0.00181 | 0.00892 | 0.0014 | 125.7 | 147.8 | 193.6
31503 | CHICOTP2 | 31502 | CHICO B | 115 | 115 | Conf Load (N. Valley) | Conf Load (N. Valley) | 1 | Open | Line | NO | 0.00489 | 0.00774 | 0.00098 | 59.2 | 68.7 | 88.2
31984 | BRIGHTN | 30348 | BRIGHTON | 115 | 230 | Conf Load (Sacramento) | Conf Load (Sacramento) | 10 | Closed | Transformer | YES | 0.00028 | 0.02195 | 0 | 388 | 462 | 420
31508 | HONC JT3 | 32286 | OLIVH J3 | 115 | 115 | Conf Load (N. Valley) | Conf Load (Sierra) | 1 | Closed | Line | NO | 0.01166 | 0.08564 | 0.01321 | 164.3 | 194.2 | 239
41240 | NORTH_BENCH# | 41241 | N_BENCH+ | 115 | 115 | Spokane Area, N Idaho, W Montana | Spokane Area, N Idaho, W Montana | 1 | Closed | Line | NO | 0.01916 | 0.029 | 0.00322 | 41.8 | 41.8 | 85.6
32009 | JAMESN-A | 32010 | JAMESON | 115 | 115 | Conf Load (Sacramento) | Conf Load (Sacramento) | 1 | Open | Line | NO | 0.0005 | 0.0005 | 0 | 87.6 | 102 | 106
45021 | BOYER | 45387 | DEVIL LK | 115 | 115 | PAC:LNCT | PAC:LNCT | 1 | Open | Line | NO | 0.03048 | 0.1144 | 0.0152 | 115 | 126 | 164
33045 | FIBRJCT1 | 33044 | FIBRBJCT | 115 | 115 | Conf Load (Diablo) | Conf Load (Diablo) | 1 | Open | Line | NO | 0.00012 | 0.00035 | 5e-05 | 87.6 | 102.4 | 119.5
40469 | GLASGOW# | 41045 | SUMNER# | 115 | 115 | Western Oregon | Western Oregon | 1 | Closed | Line | NO | 0.03601 | 0.08456 | 0.0098 | 105.6 | 105.6 | 129.5
42939 | E.P.ORCH | 42952 | MANCHEST | 115 | 115 | KITSAP | KITSAP | 1 | Closed | Line | NO | 0.00269 | 0.02072 | 0.00372 | 135.4 | 135.4 | 159.9
40467 | GLADE+ | 40773 | N_PASCO# | 115 | 115 | Lower Columbia Basin | Lower Columbia Basin | 1 | Closed | Line | NO | 0.00289 | 0.00842 | 0.00115 | 200 | 229 | 280
32586 | HGHWY J2 | 31956 | CORDELLT | 115 | 115 | Conf Load (North Bay) | Conf Load (Sacramento) | 1 | Closed | Line | NO | 0.026 | 0.0562 | 0.0037 | 71.5 | 80.9 | 96
45017 | BALDY SS | 45221 | OAK TAP | 115 | 115 | PAC:MDFD | PAC:MDFD | 1 | Closed | Line | NO | 0.02208 | 0.07165 | 0.00768 | 110 | 110 | 149
45247 | PONDROSA | 44569 | PONDROSA | 115 | 230 | PAC:C.OR | PAC:C.OR | 1 | Closed | Transformer | YES | 0.00071 | 0.03337 | 0 | 250 | 280 | 300
74041 | EB PARK | 74080 | CAMPSTOOL | 115 | 115 | ZoneEW | ZoneEW | 2 | Closed | Line | NO | 0.00136 | 0.00793 | 0.00123 | 217 | 217 | 273
42806 | TONO | 42888 | TONOROCT | 115 | 115 | THURSTN | THURSTN | 1 | Closed | Line | NO | 0.00441 | 0.03696 | 0.00561 | 280.9 | 280.9 | 330.8
10085 | COTTONWT | 10143 | IRVING | 115 | 115 | PNM: Albuquerque | PNM: Sandoval | 1 | Closed | Line | NO | 0.0016 | 0.0059 | 0.0008 | 156 | 156 | 196
31962 | WOODLANDBMJT | 31970 | WOODLD | 115 | 115 | Conf Load (Sacramento) | Conf Load (Sacramento) | 1 | Closed | Line | NO | 0.00178 | 0.00863 | 0.00131 | 119.5 | 119.5 | 119.5
33201 | LARKIN E | 33202 | LARKIN F | 115 | 115 | Conf Load (S.F.) | Conf Load (S.F.) | 1 | Closed | Line | NO | 0.0005 | 0.0005 | 0 | 318.7 | 318.7 | 318.7
41297 | FOSTER_WELS# | 47275 | FOSTERWELLS+ | 115 | 115 | Lower Columbia Basin | Lower Columbia Basin | 1 | Closed | Line | NO | 0.004 | 0.0163 | 0.00222 | 122 | 140 | 170
72755 | IRONHRS | 72757 | SALVADOR | 115 | 115 | Zone69 | Zone69 | 1 | Closed | Line | NO | 0.0098 | 0.0386 | 0.0049 | 170 | 170 | 170
44564 | FLINTPP | 44616 | PUNKIN TP2 | 115 | 115 | PAC:YKMA | PAC:YKMA | 1 | Closed | Line | NO | 0.00922 | 0.00203 | 0.00033 | 169 | 211 | 249
32214 | RIO OSO | 31964 | KNIGHT2 | 115 | 115 | Conf Load (Sierra) | Conf Load (Sacramento) | 2 | Closed | Line | NO | 0.01855 | 0.08826 | 0.0141 | 125.7 | 163.3 | 193.6
40455 | GARIBALD+ | 41073 | TILLAMOK | 115 | 115 | Portland Area | Portland Area | 1 | Closed | Line | NO | 0.01701 | 0.05007 | 0.00633 | 115 | 124 | 124
32214 | RIO OSO | 31965 | KNIGHT1 | 115 | 115 | Conf Load (Sierra) | Conf Load (Sacramento) | 1 | Closed | Line | NO | 0.0185 | 0.0883 | 0.0141 | 125 | 163 | 193.6
72753 | RCKCREEK | 72755 | IRONHRS | 115 | 115 | Zone69 | Zone69 | 1 | Closed | Line | NO | 0.0023 | 0.0129 | 0.00192 | 199 | 199 | 199
10221 | NO_BERN | 10023 | AVILA_T | 115 | 115 | PNM: Sandoval | PNM: Sandoval | 1 | Closed | Line | NO | 0.0035 | 0.014 | 0.00172 | 155 | 155 | 195
79076 | AM EAST | 79077 | BAYFIELD | 115 | 115 | Zone69 | Zone69 | 1 | Closed | Line | NO | 0.0035 | 0.0215 | 0.00305 | 129 | 129 | 129
413190 | CLUMBIA_RDG# | 41319 | ALKALI | 115 | 115 | Lower Columbia Basin | Lower Columbia Basin | 1 | Closed | Line | NO | 0.00403 | 0.01338 | 0.00316 | 103 | 153.5 | 162.1
31971 | ZAMORA1 | 31974 | MADISON | 115 | 115 | Conf Load (Sacramento) | Conf Load (Sacramento) | 1 | Open | Line | NO | 0.0412 | 0.089 | 0 | 64.7 | 75.1 | 96
45203 | MILE HI | 44577 | BULLARDPP | 115 | 115 | PAC:LAKE | PAC:LAKE | 1 | Closed | Line | NO | 0.00216 | 0.00692 | 0.001 | 110 | 121 | 159
31976 | POST | 31980 | DPWTR_TP | 115 | 115 | Conf Load (Sacramento) | Conf Load (Sacramento) | 1 | Closed | Line | NO | 0.00134 | 0.0062 | 0.00088 | 87.6 | 102.4 | 119.5
31976 | POST | 31988 | DEEPWATR | 115 | 115 | Conf Load (Sacramento) | Conf Load (Sacramento) | 1 | Open | Line | NO | 0.00134 | 0.0062 | 0.00088 | 87.6 | 102.4 | 119.5
10004 | ALCAZAR | 10296 | SANDIA_2 | 115 | 115 | PNM: Albuquerque | PNM: Albuquerque | 1 | Closed | Line | NO | 0.0058 | 0.0207 | 0.0028 | 154 | 154 | 169
40449 | GAFFNEY | 48363 | REARDAN | 115 | 115 | AVA: Big Bend | AVA: Big Bend | 1 | Closed | Line | NO | 0.02342 | 0.0988 | 0.01391 | 57 | 57 | 82.7
40449 | GAFFNEY | 48411 | SPRAGUE | 115 | 115 | AVA: Big Bend | AVA: Big Bend | 1 | Closed | Line | NO | 0.0264 | 0.0407 | 0.00419 | 57 | 57 | 82.7
31980 | DPWTR_TP | 31986 | W.SCRMNO | 115 | 115 | Conf Load (Sacramento) | Conf Load (Sacramento) | 1 | Closed | Line | NO | 0.0009 | 0.00665 | 0.00104 | 125.7 | 147.8 | 193.6
11172 | WRANGLER | 11066 | SPARKS | 115 | 115 | EPE - Native Load | EPE - Native Load | 1 | Closed | Line | NO | 0.00331 | 0.0204 | 0.00334 | 184.8 | 246.4 | 184.8
31984 | BRIGHTN | 31981 | HOWARDJCT1 | 115 | 115 | Conf Load (Sacramento) | Conf Load (Sacramento) | 1 | Closed | Line | NO | 0.01132 | 0.02668 | 0.00309 | 64.7 | 75.1 | 79.7
47270 | GOBLE# | 43776 | RAINIER# | 115 | 115 | Portland Area | Portland General - BES NODE | 1 | Closed | Line | NO | 0.00725 | 0.03006 | 0.00394 | 169.3 | 169.3 | 209.1
40447 | FROMAN+ | 47531 | LOCHNER+ | 115 | 115 | Western Oregon | Western Oregon | 1 | Closed | Line | NO | 0.00937 | 0.01977 | 0.00231 | 105.6 | 105.6 | 131.5
43447 | REDLAND | 43449 | REDLAND1 | 115 | 115 | Portland General - BES NODE | Portland General - BES NODE | 1 | Closed | Line | NO | 0 | 0.0003 | 0 | 219 | 219 | 285
74220 | SWEETGRASS | 74221 | BISON | 115 | 115 | ZoneEW | ZoneEW | 1 | Closed | Line | NO | 0.00099 | 0.00933 | 0.00136 | 285 | 285 | 285
40442 | FRANKL W | 41406 | FRKBADT1# | 115 | 115 | Lower Columbia Basin | Lower Columbia Basin | 2 | Closed | Line | NO | 0.00256 | 0.01937 | 0.00257 | 233 | 233 | 328.7
32971 | MEDW LNE | 32972 | EBAYMUDJ | 115 | 115 | Conf Load (Diablo) | Conf Load (Diablo) | 1 | Closed | Line | NO | 0.003 | 0.01442 | 0.00224 | 151.2 | 175.5 | 193.6
74037 | CHEY S | 74220 | SWEETGRASS | 115 | 115 | ZoneEW | ZoneEW | 1 | Closed | Line | NO | 0.00095 | 0.00938 | 0.00124 | 285 | 285 | 285
73625 | WLDHRSCK | 73626 | COHIWND | 115 | 115 | ZoneEC | ZoneEC | 1 | Closed | Line | NO | 0.00814 | 0.03356 | 0.00491 | 153.2 | 153.2 | 153.2
40442 | FRANKL W | 40647 | LEVEY+ | 115 | 115 | Lower Columbia Basin | Lower Columbia Basin | 3 | Closed | Line | NO | 0.00377 | 0.0431 | 0.00664 | 288.8 | 288.8 | 398.4
74039 | NORTHRNG | 74054 | MCRSFT | 115 | 115 | ZoneEW | ZoneEW | 1 | Closed | Line | NO | 0.00018 | 0.00115 | 0.00015 | 212 | 212 | 212
32102 | CAMPUS | 31990 | DAVIS | 115 | 115 | Conf Load (Sacramento) | Conf Load (Sacramento) | 1 | Closed | Line | NO | 0.00165 | 0.00826 | 0.00118 | 125.7 | 147.8 | 193.6
74038 | WEST CHEY | 74039 | NORTHRNG | 115 | 115 | ZoneEW | ZoneEW | 1 | Closed | Line | NO | 0.00291 | 0.01776 | 0.00249 | 212 | 212 | 266
31482 | PALERMO | 30325 | PALERMO | 115 | 230 | Conf Load (N. Valley) | Conf Load (N. Valley) | 2 | Closed | Transformer | YES | 0.00029 | 0.02291 | 0 | 420 | 462 | 420
40440 | FRANKL E | 47370 | ZEPHYR_H+ | 115 | 115 | Lower Columbia Basin | Lower Columbia Basin | 1 | Closed | Line | NO | 0.00824 | 0.05146 | 0.00605 | 213.1 | 213.1 | 274.9
74037 | CHEY S | 74040 | SWANRNCH | 115 | 115 | ZoneEW | ZoneEW | 1 | Closed | Line | NO | 0.00492 | 0.02993 | 0.00425 | 212 | 212 | 212
40440 | FRANKL E | 40565 | ICE_HARBOR_1 | 115 | 115 | Lower Columbia Basin | Lower Columbia Basin | 1 | Closed | Line | NO | 0.0043 | 0.04925 | 0.00755 | 288.8 | 288.8 | 410.3
79077 | BAYFIELD | 79086 | PAGOSA | 115 | 115 | Zone69 | Zone69 | 1 | Closed | Line | NO | 0.0656 | 0.2144 | 0.02619 | 39 | 39 | 39
40440 | FRANKL E | 40442 | FRANKL W | 115 | 115 | Lower Columbia Basin | Lower Columbia Basin | BS | Closed | Line | NO | 0 | 0.00029 | 0 | 398.3 | 473.2 | 559.7
31996 | HALE J1 | 32006 | VCVLLE1J | 115 | 115 | Conf Load (Sacramento) | Conf Load (Sacramento) | 1 | Closed | Line | NO | 0.03074 | 0.08302 | 0.01072 | 64.7 | 75.1 | 96
72789 | NORWOOD | 72794 | WILSNMSA | 115 | 115 | Zone69 | Zone69 | 1 | Closed | Line | NO | 0.02996 | 0.11556 | 0.08696 | 133 | 133 | 133
42958 | PMADSNTP | 42964 | PT. MAD | 115 | 115 | KITSAP | KITSAP | 1 | Closed | Line | NO | 0.00329 | 0.01758 | 0.00291 | 211.1 | 211.1 | 249
32008 | SUISUN | 31997 | SCHMLBCH | 115 | 115 | Conf Load (Sacramento) | Conf Load (Sacramento) | 1 | Closed | Line | NO | 0.00218 | 0.01039 | 0.00165 | 106.6 | 120.5 | 128.9
32009 | JAMESN-A | 31997 | SCHMLBCH | 115 | 115 | Conf Load (Sacramento) | Conf Load (Sacramento) | 1 | Closed | Line | NO | 0.01041 | 0.0244 | 0.00352 | 105.2 | 120.5 | 128.9
32578 | SKGGS J2 | 32580 | SKAGGS | 115 | 115 | Conf Load (North Bay) | Conf Load (North Bay) | 1 | Open | Line | NO | 0.0022 | 0.0036 | 0.0002 | 65.3 | 74.1 | 88.2
31998 | VACA-DIX | 32006 | VCVLLE1J | 115 | 115 | Conf Load (Sacramento) | Conf Load (Sacramento) | 1 | Closed | Line | NO | 0.00204 | 0.00991 | 0.00159 | 151.2 | 175.5 | 193.6
32021 | MDSNVDXSW159 | 31998 | VACA-DIX | 115 | 115 | Conf Load (Sacramento) | Conf Load (Sacramento) | 1 | Closed | Line | NO | 0.03734 | 0.07516 | 0.00827 | 56 | 64.9 | 82.7
31998 | VACA-DIX | 999907 | VACWEC11 | 115 | 115 | Conf Load (Sacramento) | Conf Load (Sacramento) | 1 | Closed | Line | NO | 0.03587 | 0.11089 | 0.01328 | 99.4 | 114.5 | 124.1
32000 | VACAVLL1 | 32002 | VACAVLL2 | 115 | 115 | Conf Load (Sacramento) | Conf Load (Sacramento) | 1 | Open | Line | NO | 0.0005 | 0.0005 | 0 | 125 | 147.2 | 193
72801 | PEACHVLY | 79085 | NORTHMSA | 115 | 115 | Zone69 | Zone69 | 1 | Closed | Line | NO | 0.00787 | 0.02579 | 0.00354 | 151 | 151 | 151
43800 | ARMSTRONGTP1 | 43395 | ARMSTRONG | 115 | 115 | Portland General - BES NODE | Portland General - SUBT NODE | 1 | Closed | Line | NO | 0.0017 | 0.00236 | 0.0003 | 83 | 83 | 108
32002 | VACAVLL2 | 32004 | VCVLLE2J | 115 | 115 | Conf Load (Sacramento) | Conf Load (Sacramento) | 1 | Closed | Line | NO | 0.00378 | 0.0183 | 0.00291 | 119.5 | 119.5 | 119.5
32004 | VCVLLE2J | 32012 | HALE J2 | 115 | 115 | Conf Load (Sacramento) | Conf Load (Sacramento) | 1 | Closed | Line | NO | 0.03074 | 0.08302 | 0.01072 | 64.7 | 75.1 | 96
73650 | DERBYHILLLM | 77500 | DERBYHIL | 115 | 115 | ZoneFH | PRPA | 1 | Closed | Line | NO | 0 | 0.0003 | 0 | 120 | 120 | 120
40435 | FOSTER | 41206 | FOSTER# | 115 | 115 | Western Oregon | Western Oregon | 1 | Closed | Line | NO | 0.00716 | 0.02277 | 0.00263 | 137.4 | 137.4 | 169.3
73651 | POUDRELM | 77502 | POUDRE | 115 | 115 | ZoneFH | PRPA | 1 | Closed | Line | NO | 0 | 0.00031 | 0 | 10 | 10 | 10
999907 | VACWEC11 | 32011 | WEC | 115 | 115 | Conf Load (Sacramento) | Conf Load (Sacramento) | 1 | Closed | Line | NO | 0.00123 | 0.00616 | 0.00088 | 99.4 | 114.5 | 124.1
32012 | HALE J2 | 32013 | HALE2 | 115 | 115 | Conf Load (Sacramento) | Conf Load (Sacramento) | 1 | Open | Line | NO | 0.0005 | 0.0005 | 0 | 56 | 64.9 | 82.7
32018 | GOLDHILL | 32229 | HORSHE1 | 115 | 115 | Conf Load (Sierra) | Conf Load (Sierra) | 1 | Closed | Line | NO | 0.013 | 0.0465 | 0.0064 | 224.3 | 224.3 | 244.8
32018 | GOLDHILL | 32231 | HORSHE2 | 115 | 115 | Conf Load (Sierra) | Conf Load (Sierra) | 2 | Closed | Line | NO | 0.013 | 0.0465 | 0.0064 | 224.3 | 224.3 | 244.8
32018 | GOLDHILL | 32263 | CLRKSVLE | 115 | 115 | Conf Load (Sierra) | Conf Load (Sierra) | 1 | Closed | Line | NO | 0.00897 | 0.03203 | 0.00438 | 224.3 | 224.3 | 239
32018 | GOLDHILL | 32268 | SHPRING2 | 115 | 115 | Conf Load (Sierra) | Conf Load (Sierra) | 2 | Closed | Line | NO | 0.01107 | 0.06832 | 0.00814 | 302 | 302 | 330
623212 | COLSTART BK6 | 97952 | mid_97952 | 115 | 230 | COLSTRIP_MT | COLSTRIP_MT | 6 | Closed | TransformerWinding | YES | 0 | -0.00722 | 0 | 250 | 250 | 250
31504 | TBLE MTN | 30301 | TBL MT2M | 115 | 230 | Conf Load (N. Valley) | Conf Load (N. Valley) | 2 | Open | Transformer | YES | 0.00018 | -0.01709 | 0 | 168 | 201.6 | 168
32618 | NTWRJCT1 | 32020 | JMSN JCT | 115 | 115 | Conf Load (North Bay) | Conf Load (Sacramento) | 1 | Closed | Line | NO | 0.03449 | 0.06964 | 0.00836 | 60.4 | 67.7 | 86
40427 | FOR GROV | 40597 | KEELER_W | 115 | 115 | Portland Area | Portland Area | 1 | Closed | Line | NO | 0.01019 | 0.05985 | 0.00788 | 203.2 | 203.2 | 251
32018 | GOLDHILL | 33565 | CMNCHETP | 115 | 115 | Conf Load (Sierra) | Conf Load (Stockton) | 1 | Open | Line | NO | 0.0346 | 0.0923 | 0.0397 | 125.7 | 147.8 | 193.6
159035 | COCHRAN | 15103 | BONNEYTP | 115 | 115 | SRP EMA 115kV | SRP EMA 115kV | 1 | Closed | Line | NO | 0.00242 | 0.00722 | 0.00093 | 135.1 | 143.8 | 135.1
32200 | PEASE | 32288 | E.MRY J1 | 115 | 115 | Conf Load (Sierra) | Conf Load (Sierra) | 1 | Closed | Line | NO | 0.01019 | 0.03639 | 0.00498 | 164.3 | 194.2 | 245
32202 | E.MRYSVE | 32280 | E.MRY J2 | 115 | 115 | Conf Load (Sierra) | Conf Load (Sierra) | 1 | Closed | Line | NO | 0.0005 | 0.005 | 0 | 59.2 | 68.7 | 88.2
32288 | E.MRY J1 | 32202 | E.MRYSVE | 115 | 115 | Conf Load (Sierra) | Conf Load (Sierra) | 1 | Open | Line | NO | 0.0005 | 0.00056 | 8e-05 | 59.2 | 68.7 | 88.2
41320 | CARLTON# | 40417 | FILBRT# | 115 | 115 | Portland Area | Portland Area | 1 | Closed | Line | NO | 0.05066 | 0.10712 | 0.01251 | 97.6 | 97.6 | 125.5
40413 | DOE 451B | 41148 | WHITE_BLF_2 | 115 | 115 | Lower Columbia Basin | Lower Columbia Basin | 1 | Closed | Line | NO | 0.00596 | 0.03845 | 0.0042 | 213.1 | 213.1 | 274.9
78658 | CTTNWD N | 78682 | WOODMEN N | 115 | 115 | CSU | CSU | 1 | Closed | Line | NO | 0.00373 | 0.01859 | 0.00266 | 195 | 195 | 195
40411 | FERN_RIDGE+ | 40785 | NOTI_CREEK+ | 115 | 115 | Western Oregon | Western Oregon | 1 | Closed | Line | NO | 0.00273 | 0.01604 | 0.00211 | 203.2 | 203.2 | 251
10054 | MSSIONT | 10204 | MSSION | 115 | 115 | PNM: Albuquerque | PNM: Albuquerque | 1 | Closed | Line | NO | 0.00076 | 0.00431 | 0.00061 | 156 | 156 | 178
73578 | GLDNPNDS | 73652 | TERRY ST LN | 115 | 115 | ZoneFH | ZoneFH | 1 | Closed | Line | NO | 0.00163 | 0.00528 | 0.00067 | 109 | 109 | 109
72954 | MAVERICK | 79048 | MONTROSE | 115 | 115 | ZoneR4 | ZoneR4 | 1 | Closed | Line | NO | 0.02246 | 0.22604 | 0.02905 | 238 | 238 | 238
19064 | TUCSON | 19047 | DEL BAC | 115 | 115 | WAPA-DSW | WAPA-DSW | 1 | Closed | Line | NO | 0.009 | 0.0555 | 0.00774 | 120 | 120 | 120
11081 | HOLLOMAN | 11087 | LARGOTAP | 115 | 115 | EPE - Native Load | EPE - Native Load | 1 | Closed | Line | NO | 0.02096 | 0.0841 | 0.0112 | 121.3 | 121.3 | 121.3
32214 | RIO OSO | 32225 | BRNSWKTP | 115 | 115 | Conf Load (Sierra) | Conf Load (Sierra) | 1 | Closed | Line | NO | 0.08495 | 0.17435 | 0.02135 | 64.7 | 75.1 | 96
32214 | RIO OSO | 32244 | BRNSWCKP | 115 | 115 | Conf Load (Sierra) | Conf Load (Sierra) | 2 | Closed | Line | NO | 0.08476 | 0.17868 | 0.02068 | 64.7 | 75.1 | 79.7
32290 | OLIVH J1 | 32214 | RIO OSO | 115 | 115 | Conf Load (Sierra) | Conf Load (Sierra) | 1 | Closed | Line | NO | 0.02462 | 0.0879 | 0.01203 | 119.5 | 119.5 | 119.5
32214 | RIO OSO | 32404 | SPI JCT | 115 | 115 | Conf Load (Sierra) | Conf Load (Sierra) | 1 | Closed | Line | NO | 0.00743 | 0.0546 | 0.00842 | 164 | 194 | 256
11081 | HOLLOMAN | 13000 | ALAMOGCP | 115 | 115 | EPE - Native Load | PNM: Southeast | 1 | Closed | Line | NO | 0.01884 | 0.05355 | 0.00635 | 95 | 95 | 95
79073 | BLUEDOOR | 79074 | E.CORTEZ | 115 | 115 | ZoneR4 | ZoneR4 | 1 | Closed | Line | NO | 0.00855 | 0.03192 | 0.00452 | 143 | 143 | 143
32218 | DRUM | 32242 | DRUM 1M | 115 | 115 | Conf Load (Sierra) | Conf Load (Sierra) | 1 | Closed | Transformer | YES | 0.0031 | 0.22417 | 0 | 50 | 50 | 50
32218 | DRUM | 32244 | BRNSWCKP | 115 | 115 | Conf Load (Sierra) | Conf Load (Sierra) | 2 | Closed | Line | NO | 0.04392 | 0.09338 | 0.01087 | 64.7 | 75.1 | 96
32218 | DRUM | 32246 | DRUM 2M | 115 | 115 | Conf Load (Sierra) | Conf Load (Sierra) | 2 | Closed | Transformer | YES | 0.00312 | 0.22269 | 0 | 50 | 50 | 50
64228 | SUMMIT 1 | 32218 | DRUM | 115 | 115 | SPP-North Tahoe | Conf Load (Sierra) | 1 | Closed | Line | NO | 0.035 | 0.1189 | 0.0294 | 83 | 96 | 119
64229 | SUMMIT 2 | 32218 | DRUM | 115 | 115 | SPP-North Tahoe | Conf Load (Sierra) | 1 | Closed | Line | NO | 0.0347 | 0.1179 | 0.0278 | 80 | 80 | 80
32220 | DUTCHFLAT1JT | 32219 | DUTCHFLAT1PH | 115 | 115 | Conf Load (Sierra) | Conf Load (Sierra) | 1 | Closed | Line | NO | 0.00026 | 0.00074 | 0.0001 | 98.2 | 112.1 | 141.8
32221 | DTCH FL2 | 32220 | DUTCHFLAT1JT | 115 | 115 | Conf Load (Sierra) | Conf Load (Sierra) | 1 | Open | Line | NO | 0.00063 | 0.00193 | 0.00022 | 98.2 | 112.1 | 141.8
79079 | BULLOCK | 79082 | HAPPYCAN | 115 | 115 | Zone69 | Zone69 | 1 | Closed | Line | NO | 0.00518 | 0.0153 | 0.00189 | 79 | 79 | 79
40395 | EUGENE | 40581 | JUNCT_CTY+ | 115 | 115 | Western Oregon | Western Oregon | 1 | Closed | Line | NO | 0.00663 | 0.03803 | 0.00526 | 203.2 | 203.2 | 251
32225 | BRNSWKTP | 32222 | DTCH FL2 TP | 115 | 115 | Conf Load (Sierra) | Conf Load (Sierra) | 1 | Closed | Line | NO | 0.03091 | 0.06343 | 0.00777 | 64.7 | 75.1 | 96
32224 | CHCGO PK | 32232 | HIGGINS | 115 | 115 | Conf Load (Sierra) | Conf Load (Sierra) | 1 | Closed | Line | NO | 0.02447 | 0.06637 | 0.02179 | 87.6 | 102.4 | 132.6
32225 | BRNSWKTP | 32227 | BRNSWALT | 115 | 115 | Conf Load (Sierra) | Conf Load (Sierra) | 2 | Closed | Line | NO | 0.01351 | 0.03689 | 0.00548 | 98.2 | 112.1 | 141.8
72909 | MONO_TP | 72910 | MONOLTH | 115 | 115 | ZoneEW | ZoneEW | 1 | Closed | Line | NO | 0.00159 | 0.00998 | 0.0014 | 239 | 239 | 239
11151 | SOL | 11085 | LANE___# | 115 | 115 | EPE - Native Load | EPE - Native Load | 1 | Closed | Line | NO | 0.00317 | 0.0119 | 0.0016 | 135.4 | 179.5 | 135.4
32236 | FLINT1 | 32228 | PLACER | 115 | 115 | Conf Load (Sierra) | Conf Load (Sierra) | 1 | Closed | Line | NO | 0.00251 | 0.00896 | 0.00123 | 224.3 | 224.3 | 239
32228 | PLACER | 32238 | BELL PGE | 115 | 115 | Conf Load (Sierra) | Conf Load (Sierra) | 1 | Closed | Line | NO | 0.00444 | 0.01037 | 0.00406 | 119.5 | 119.5 | 119.5
73007 | ARAPASUB | 73207 | WAANIBE | 115 | 115 | ZoneEC | ZoneEC | 1 | Closed | Line | NO | 0.0613 | 0.139 | 0.0162 | 64 | 64 | 64
15107 | GOLDFELD | 15128 | STEWMTN | 115 | 115 | SRP EMA 115kV | SRP EMA 115kV | 1 | Closed | Line | NO | 0.0345 | 0.06042 | 0.0071 | 35.3 | 49.6 | 35.3
32229 | HORSHE1 | 32233 | NEWCSTL1 | 115 | 115 | Conf Load (Sierra) | Conf Load (Sierra) | 1 | Closed | Line | NO | 0.01176 | 0.04199 | 0.00576 | 224.3 | 224.3 | 244.8
32230 | HORSESHE | 32231 | HORSHE2 | 115 | 115 | Conf Load (Sierra) | Conf Load (Sierra) | 1 | Open | Line | NO | 4e-05 | 0.00019 | 6e-05 | 235 | 239 | 239
32231 | HORSHE2 | 32235 | NEWCSTL2 | 115 | 115 | Conf Load (Sierra) | Conf Load (Sierra) | 2 | Closed | Line | NO | 0.01176 | 0.04199 | 0.00576 | 224.3 | 224.3 | 244.8
32232 | HIGGINS | 32238 | BELL PGE | 115 | 115 | Conf Load (Sierra) | Conf Load (Sierra) | 1 | Closed | Line | NO | 0.0137 | 0.03104 | 0.0126 | 125.7 | 147.8 | 159.3
32233 | NEWCSTL1 | 32234 | NEWCSTLE | 115 | 115 | Conf Load (Sierra) | Conf Load (Sierra) | 1 | Closed | Line | NO | 0.0005 | 0.005 | 0 | 87.6 | 102.4 | 119.5
32568 | IGNACIO | 32578 | SKGGS J2 | 115 | 115 | Conf Load (North Bay) | Conf Load (North Bay) | 1 | Closed | Line | NO | 0.0341 | 0.0737 | 0.0048 | 85.2 | 95.8 | 96
43387 | ORESTEEL | 43388 | OSTLTP2 | 115 | 115 | Portland General - Industrial | Portland General - BES S/S | 1 | Closed | Line | NO | 0.0003 | 0.00158 | 0.00024 | 198 | 198 | 239
45033 | CANNON B | 45275 | SEASIDE | 115 | 115 | PAC:CLTP | PAC:CLTP | 1 | Closed | Line | NO | 0.01691 | 0.04968 | 0.00631 | 116 | 124 | 124
32236 | FLINT1 | 32237 | FLINT | 115 | 115 | Conf Load (Sierra) | Conf Load (Sierra) | 1 | Open | Line | NO | 0.0005 | 0.005 | 0 | 59.2 | 68.7 | 88.2
65845 | JACKSN_J | 66710 | WILSON | 115 | 115 | ID BPA | ID BPA | 1 | Closed | Line | NO | 0.00695 | 0.02786 | 0.00392 | 125.9 | 159.5 | 170.5
73008 | ARCHER | 73152 | PINEBLUF | 115 | 115 | ZoneEW | ZoneEW | 1 | Closed | Line | NO | 0.06 | 0.1717 | 0.021 | 98 | 98 | 98
40396 | EUREKA | 41087 | TREGO | 115 | 115 | Western Montana | Western Montana | 1 | Closed | Line | NO | 0.02638 | 0.09599 | 0.0118 | 79.7 | 79.7 | 113.5
32278 | SPICAMIN | 32252 | APPLE HL | 115 | 115 | Conf Load (Sierra) | Conf Load (Sierra) | 1 | Closed | Line | NO | 0.0005 | 0.00098 | 0.00016 | 87.6 | 102.4 | 132.7
32252 | APPLE HL | 32481 | APLHTAP2 | 115 | 115 | Conf Load (Sierra) | Conf Load (Sierra) | 1 | Open | Line | NO | 0.0005 | 0.0005 | 0 | 87.6 | 102.4 | 132.7
40395 | EUGENE | 40625 | LANE | 115 | 115 | Western Oregon | Western Oregon | 1 | Closed | Line | NO | 0.00537 | 0.03014 | 0.00423 | 207.2 | 207.2 | 255
73416 | RANCHO | 73458 | LORSONRH | 115 | 115 | ZoneCS | ZoneCS | 1 | Closed | Line | NO | 0.01955 | 0.06882 | 0.00894 | 173 | 173 | 173
46206 | BETHEL E | 40395 | EUGENE | 115 | 115 | Eugene, OR | Western Oregon | 1 | Closed | Line | NO | 0.0001 | 0.00045 | 0.0001 | 170 | 170 | 216
19044 | COOLIDGE | 19066 | SIGNAL | 115 | 115 | WAPA-DSW | WAPA-DSW | 1 | Closed | Line | NO | 0.00702 | 0.04361 | 0.00597 | 109 | 120 | 109
32482 | APLHTAP1 | 32255 | PLCRVLT1 | 115 | 115 | Conf Load (Sierra) | Conf Load (Sierra) | 1 | Closed | Line | NO | 0.01713 | 0.0375 | 0.00448 | 77.5 | 89 | 96
73555 | BRACEWLL | 73558 | WHITNEY | 115 | 115 | ZoneFH | ZoneFH | 1 | Closed | Line | NO | 0.0019 | 0.01 | 0.0015 | 31 | 31 | 31
73570 | SNOWYRNG | 73716 | LARAMIE TAP | 115 | 115 | ZoneEW | ZoneEW | 1 | Closed | Line | NO | 0.0022 | 0.0089 | 0.00108 | 120 | 120 | 120
40385 | E_ELLENSBRG# | 41227 | HELENA_AVE# | 115 | 115 | Central Washington | Central Washington | 1 | Closed | Line | NO | 0.00468 | 0.00732 | 0.0008 | 85.6 | 85.6 | 111.5
73456 | PEYTON | 73459 | MERDNRCH | 115 | 115 | ZoneCS | ZoneCS | 1 | Closed | Line | NO | 0.00473 | 0.02651 | 0.00374 | 239 | 239 | 239
40299 | COURT+ | 41297 | FOSTER_WELS# | 115 | 115 | Lower Columbia Basin | Lower Columbia Basin | 1 | Closed | Line | NO | 0.00022 | 0.00172 | 0.00024 | 231.1 | 231.1 | 302.8
19044 | COOLIDGE | 19065 | ED-2 | 115 | 115 | WAPA-DSW | WAPA-DSW | 1 | Closed | Line | NO | 0.0104 | 0.0638 | 0.0089 | 144 | 158 | 144
73025 | BONNY CK | 73185 | SO. FORK | 115 | 115 | ZoneEC | ZoneEC | 1 | Closed | Line | NO | 0.00762 | 0.02767 | 0.00332 | 147 | 147 | 147
73025 | BONNY CK | 73035 | BURLNGTN | 115 | 115 | ZoneEC | ZoneEC | 1 | Closed | Line | NO | 0.01942 | 0.07058 | 0.00848 | 173 | 173 | 173
32973 | LAKEWD-C | 33035 | LKWD_JCT | 115 | 115 | Conf Load (Diablo) | Conf Load (Diablo) | 1 | Closed | Line | NO | 0.0005 | 0.0005 | 0 | 164.3 | 194.2 | 239
40582 | SMITHSON# | 40385 | E_ELLENSBRG# | 115 | 115 | Central Washington | Central Washington | 1 | Closed | Line | NO | 0.00442 | 0.03481 | 0.0048 | 249 | 249 | 320.7
32263 | CLRKSVLE | 32264 | CLRKSVLT | 115 | 115 | Conf Load (Sierra) | Conf Load (Sierra) | 1 | Open | Line | NO | 0.0005 | 0.0005 | 0 | 125.7 | 147.8 | 193.6
40382 | EECLOUSE# | 40477 | GOLDNDAL | 115 | 115 | Lower Columbia Basin | Lower Columbia Basin | 1 | Closed | Line | NO | 0.00029 | 0.00047 | 5e-05 | 85.6 | 85.6 | 109.6
34370 | MC CALL | 30878 | MCCALL3M | 115 | 115 | Conf Load (Fresno) | Conf Load (Fresno) | 3 | Closed | TransformerWinding | YES | 0 | -0.00726 | 0 | 0 | 0 | 0
32275 | CPM TAP | 32276 | CPM | 115 | 115 | Conf Load (Sierra) | Conf Load (Sierra) | 1 | Closed | Line | NO | 0.0005 | 0.0005 | 0 | 125.7 | 147.8 | 193.6
78114 | ROGERSRD | 78121 | FORDHAM | 115 | 115 | PRPA | PRPA | 1 | Closed | Line | NO | 0.00169 | 0.00876 | 0.01292 | 159 | 159 | 159
40382 | EECLOUSE# | 403821 | EEC#_EEC_CIO | 115 | 115 | Lower Columbia Basin | Lower Columbia Basin | 1 | Closed | Line | NO | 4e-05 | 7e-05 | 1e-05 | 41.8 | 41.8 | 85.6
11088 | LAS_CRUC | 11136 | SALOPEK | 115 | 115 | EPE - Native Load | EPE - Native Load | 1 | Closed | Line | NO | 0.00498 | 0.02654 | 0.00405 | 165.3 | 219.7 | 165.3
73008 | ARCHER | 73480 | CROWCRK | 115 | 115 | ZoneEW | ZoneEW | 1 | Closed | Line | NO | 0.01063 | 0.03718 | 0.00473 | 148 | 174 | 148
32398 | RBROCKLINJCT | 32402 | RBROCKLIN | 115 | 115 | Conf Load (Sierra) | Conf Load (Sierra) | 1 | Closed | Line | NO | 0.00147 | 0.00245 | 0.00028 | 59.2 | 68.7 | 88.2
32398 | RBROCKLINJCT | 32408 | PLSNT GR | 115 | 115 | Conf Load (Sierra) | Conf Load (Sierra) | 1 | Closed | Line | NO | 0.00108 | 0.00794 | 0.00123 | 164.3 | 194.2 | 239
32400 | SPI-LINC | 32404 | SPI JCT | 115 | 115 | Conf Load (Sierra) | Conf Load (Sierra) | 1 | Closed | Line | NO | 0.00022 | 0.00036 | 4e-05 | 59.2 | 68.7 | 88.2
15113 | KNOLL | 15116 | MORRISAZ | 115 | 115 | SRP EMA 115kV | SRP EMA 115kV | 1 | Closed | Line | NO | 0.00149 | 0.00587 | 0.0008 | 99 | 111.2 | 99
32412 | ATLANTIC | 32408 | PLSNT GR | 115 | 115 | Conf Load (Sierra) | Conf Load (Sierra) | 2 | Closed | Line | NO | 0.00579 | 0.02888 | 0.00423 | 164.3 | 194.2 | 239
32549 | SILVRDJ2 | 32550 | SILVERDO | 115 | 115 | Conf Load (N. Coast) | Conf Load (North Bay) | 1 | Closed | Line | NO | 0.0005 | 0.0005 | 0 | 75 | 87 | 111
32551 | SILVRDJ1 | 32550 | SILVERDO | 115 | 115 | Conf Load (N. Coast) | Conf Load (North Bay) | 1 | Open | Line | NO | 0.0005 | 0.0005 | 0 | 125.7 | 147.8 | 193.6
15122 | RAY | 15113 | KNOLL | 115 | 115 | SRP EMA 115kV | SRP EMA 115kV | 1 | Closed | Line | NO | 0.00321 | 0.01013 | 0.00135 | 182.1 | 196.2 | 182.1
403821 | EEC#_EEC_CIO | 40380 | EECLOUSE | 115 | 115 | Lower Columbia Basin | Lower Columbia Basin | 1 | Closed | Line | NO | 0.00131 | 0.00234 | 0.00025 | 77 | 77 | 77
43029 | BEAVRTON | 43145 | DENNY | 115 | 115 | Portland General - BES S/S | Portland General - BES NODE | 1 | Closed | Line | NO | 0.00108 | 0.00586 | 0.00096 | 239 | 239 | 239
40379 | SCOOTENEY# | 40919 | SAGEHILL# | 115 | 115 | Lower Columbia Basin | Lower Columbia Basin | 1 | Closed | Line | NO | 0.01513 | 0.09758 | 0.01066 | 203 | 203 | 263
32206 | BOGUE | 32208 | GREENLEAF1JT | 115 | 115 | Conf Load (Sierra) | Conf Load (Sierra) | 1 | Closed | Line | NO | 0.00276 | 0.00985 | 0.00135 | 164.3 | 194.2 | 239
40379 | SCOOTENEY# | 40733 | MIDWAY B | 115 | 115 | Lower Columbia Basin | Lower Columbia Basin | 1 | Closed | Line | NO | 0.01387 | 0.08139 | 0.01074 | 203.2 | 203.2 | 262.9
40377 | EAGLE_LAKE+ | 40919 | SAGEHILL# | 115 | 115 | Lower Columbia Basin | Lower Columbia Basin | 1 | Closed | Line | NO | 0.00429 | 0.02642 | 0.00287 | 137.4 | 137.4 | 175.3
73552 | AULT | 96178 | mid_96178 | 115 | 230 | ZoneFH | ZoneFH | 1 | Closed | TransformerWinding | YES | 0.00053 | 0.01912 | 0 | 200 | 240 | 200
41355 | HAT_ROCK | 41354 | HAT_ROCK | 115 | 230 | PAC:HERM | PAC:HERM | 1 | Closed | Transformer | YES | 0.00115 | 0.04937 | 0 | 156.4 | 197.1 | 222.9
32568 | IGNACIO | 32576 | SKGGS J1 | 115 | 115 | Conf Load (North Bay) | Conf Load (North Bay) | 1 | Closed | Line | NO | 0.0341 | 0.0737 | 0.0048 | 85.2 | 95.8 | 96
34412 | HERNDON | 30882 | HERNDN1M | 115 | 115 | Conf Load (Fresno) | Conf Load (Fresno) | 1 | Closed | TransformerWinding | YES | 0.00024 | -0.00748 | 0 | 0 | 0 | 0
33201 | LARKIN E | 33204 | POTRERO | 115 | 115 | Conf Load (S.F.) | Conf Load (S.F.) | 2 | Closed | Line | NO | 0.00145 | 0.00582 | 0.12767 | 159.3 | 205.2 | 159.3
40371 | E OMAK | 40799 | OMAK | 115 | 115 | Central Washington | Central Washington | 1 | Closed | Line | NO | 0.00201 | 0.00387 | 0.00054 | 40 | 40 | 40
33204 | POTRERO | 33205 | HNTRS PT | 115 | 115 | Conf Load (S.F.) | Conf Load (S.F.) | 1 | Closed | Line | NO | 0.00038 | 0.00584 | 0.04536 | 211.9 | 239 | 239
43761 | GLENCOE# | 45328 | HOLLYW T | 115 | 115 | Portland General - BES NODE | PAC:PTLD | 1 | Open | Line | NO | 0.00108 | 0.0056 | 0.0009 | 154 | 196 | 233
11097 | MAR | 11310 | EMRLDTAP | 115 | 115 | EPE - Native Load | EPE - Native Load | 1 | Closed | Line | NO | 0.0281 | 0.0689 | 0.0081 | 25 | 25 | 25
32586 | HGHWY J2 | 32590 | HIGHWAY | 115 | 115 | Conf Load (North Bay) | Conf Load (North Bay) | 1 | Closed | Line | NO | 0.0005 | 0.0006 | 0.0001 | 65.3 | 74.1 | 88.2
32588 | HGHWY J1 | 32590 | HIGHWAY | 115 | 115 | Conf Load (North Bay) | Conf Load (North Bay) | 1 | Open | Line | NO | 0.0005 | 0.0006 | 0.0001 | 65.3 | 74.1 | 88.2
10245 | PERSON | 10367 | WESMECOT | 115 | 115 | PNM: Albuquerque | PNM: Albuquerque | 1 | Closed | Line | NO | 0.0027 | 0.0095 | 0.0013 | 154 | 154 | 169
32593 | JCPMPJCT | 32595 | JMSCNPMP | 115 | 115 | Conf Load (North Bay) | Conf Load (North Bay) | 1 | Closed | Line | NO | 0.0018 | 0.003 | 0.0002 | 59.2 | 68.7 | 88.2
73015 | B.CK TRI | 73020 | BEAVERCK | 115 | 115 | ZoneEC | ZoneEC | 1 | Closed | Line | NO | 0 | 0.0003 | 0 | 239 | 239 | 239
40359 | DUCKBUSH | 40853 | POTLATCH+ | 115 | 115 | Seattle Area, Olympic Peninsula | Seattle Area, Olympic Peninsula | 1 | Closed | Line | NO | 0.06555 | 0.13856 | 0.01615 | 51.8 | 51.8 | 95.6
32598 | NTWR ALT | 32620 | NTWRJCT2 | 115 | 115 | Conf Load (North Bay) | Conf Load (North Bay) | 1 | Open | Line | NO | 0.0005 | 0.0005 | 0 | 61.7 | 69.7 | 82.7
32568 | IGNACIO | 32574 | SAN RAFL | 115 | 115 | Conf Load (North Bay) | Conf Load (North Bay) | 1 | Closed | Line | NO | 0.01318 | 0.06207 | 0.00881 | 109.5 | 119.5 | 119.5
31458 | MALACHA2 | 30186 | MALACHA2 | 115 | 230 | Conf Load (N. Valley) | Conf Load (N. Valley) | 2 | Closed | Transformer | YES | 0 | 0.40949 | 0 | 35 | 35 | 35
10206 | MIMBRES | 10499 | DEMTAP1 | 115 | 115 | PNM: Deming | PNM: Deming | 1 | Closed | Line | NO | 0.00015 | 0.00059 | 7e-05 | 96 | 96 | 96
40351 | DORENA# | 403510 | DOR_LAT_CIO | 115 | 115 | Western Oregon | Western Oregon | 1 | Closed | Line | NO | 0.00669 | 0.01146 | 0.00127 | 77 | 77 | 101
32614 | MEYERTP1 | 32606 | CARQUINZ | 115 | 115 | Conf Load (North Bay) | Conf Load (North Bay) | 1 | Closed | Line | NO | 0.0005 | 0.0005 | 0.0001 | 97.2 | 110.3 | 132.7
40351 | DORENA# | 40352 | DORENA | 115 | 115 | Western Oregon | Western Oregon | 1 | Closed | Line | NO | 0.01331 | 0.02833 | 0.00326 | 105.6 | 105.6 | 131.5
32608 | CRQNZTP2 | 32610 | MRE IS-Q | 115 | 115 | Conf Load (North Bay) | City of Pittsburg | 1 | Closed | Line | NO | 0.0029 | 0.0043 | 0.0003 | 61.7 | 69.7 | 82.7
32608 | CRQNZTP2 | 32616 | MEYERTP2 | 115 | 115 | Conf Load (North Bay) | Conf Load (North Bay) | 1 | Closed | Line | NO | 0.001 | 0.0027 | 0.0004 | 97 | 110 | 132
10295 | SANDIA_1 | 10296 | SANDIA_2 | 115 | 115 | PNM: Albuquerque | PNM: Albuquerque | 1 | Closed | Line | NO | 0 | 0.0006 | 0 | 358.5 | 358.5 | 358.5
32612 | CRQNZTP1 | 32614 | MEYERTP1 | 115 | 115 | Conf Load (North Bay) | Conf Load (North Bay) | 1 | Closed | Line | NO | 0.001 | 0.0027 | 0.0004 | 97 | 110 | 132
73004 | ALCOVA | 73137 | MIRACLEM | 115 | 115 | ZoneEW | ZoneEW | 1 | Closed | Line | NO | 0.0413 | 0.1374 | 0.0174 | 109 | 120 | 109
40347 | DEXTER# | 41229 | LOOKOUTN | 115 | 115 | Western Oregon | Western Oregon | 1 | Closed | Line | NO | 0.00326 | 0.01349 | 0.00177 | 169.3 | 169.3 | 209.1
15122 | RAY | 15129 | SUPERIOR | 115 | 115 | SRP EMA 115kV | SRP EMA 115kV | 1 | Closed | Line | NO | 0.01218 | 0.06776 | 0.00932 | 132.5 | 150.8 | 132.5
32740 | HILLSIDE | 33006 | GRIZLYJ1 | 115 | 115 | Conf Load (East Bay) | Conf Load (Diablo) | 1 | Closed | Line | NO | 0.00704 | 0.01991 | 0.00275 | 97.2 | 110.3 | 132.7
32740 | HILLSIDE | 33008 | GRIZLYJ2 | 115 | 115 | Conf Load (East Bay) | Conf Load (Diablo) | 2 | Closed | Line | NO | 0.00704 | 0.01991 | 0.00275 | 97.2 | 110.3 | 132.7
32748 | PP STEEL | 32750 | PPSTLTAP | 115 | 115 | Conf Load (East Bay) | Conf Load (East Bay) | 1 | Closed | Line | NO | 0.0037 | 0.0058 | 0.0007 | 65.3 | 74.1 | 88.2
44565 | FRIEND_115 | 44848 | HOUSTNLK | 115 | 115 | PAC:C.OR | PAC:C.OR | 1 | Open | Line | NO | 0.00013 | 0.00076 | 0.0001 | 170 | 215 | 253
44565 | FRIEND_115 | 44566 | FRIEND_230 | 115 | 230 | PAC:C.OR | PAC:C.OR | 1 | Closed | Transformer | YES | 0.00048 | 0.03207 | 0 | 250 | 283 | 305
32775 | PTPNLT2 | 32750 | PPSTLTAP | 115 | 115 | Conf Load (East Bay) | Conf Load (East Bay) | 1 | Open | Line | NO | 0.0005 | 0.0005 | 0 | 65.3 | 74.1 | 88.2
73459 | MERDNRCH | 73460 | BLK SQMV | 115 | 115 | ZoneCS | ZoneCS | 1 | Closed | Line | NO | 0.00348 | 0.01952 | 0.00281 | 144 | 144 | 144
15124 | SILVERK1 | 15126 | SILVERT1 | 115 | 115 | SRP EMA 115kV | SRP EMA 115kV | 1 | Closed | Line | NO | 0.00046 | 0.00292 | 0.00086 | 364.1 | 392.4 | 364.1
10295 | SANDIA_1 | 10391 | SANDIAK5 | 115 | 115 | PNM: Albuquerque | PNM: Albuquerque | 1 | Closed | Line | NO | 0 | 0.0005 | 0 | 45 | 45 | 45
11103 | MILAGRO | 11188 | LEO_EAST | 115 | 115 | EPE - Native Load | EPE - Native Load | 1 | Closed | Line | NO | 0.00322 | 0.02098 | 0.00305 | 184.8 | 246.4 | 184.8
78654 | BRADLEY N | 78671 | KELKER W | 115 | 115 | CSU | CSU | 1 | Closed | Line | NO | 0.00297 | 0.01559 | 0.002 | 195 | 212 | 195
40333 | DAVIS CR+ | 44577 | BULLARDPP | 115 | 115 | Southern Oregon | PAC:LAKE | 1 | Closed | Line | NO | 0.04012 | 0.18185 | 0.02759 | 116 | 145 | 182
42062 | CUSTER | 42001 | PORWY N | 115 | 115 | WHATCOM | WHATCOM | 1 | Closed | Line | NO | 0.00161 | 0.01316 | 0.00215 | 239 | 239 | 239
41405 | FRKHDGT1# | 41406 | FRKBADT1# | 115 | 115 | Lower Columbia Basin | Lower Columbia Basin | 2 | Open | Line | NO | 0.00063 | 0.0019 | 0.00024 | 65.7 | 65.7 | 137.4
45049 | CLINTON | 45217 | NOBHILL | 115 | 115 | PAC:YKMA | PAC:YKMA | 1 | Closed | Line | NO | 0.0022 | 0.00848 | 0.00123 | 121 | 151 | 172
43704 | HILLCRST | 43768 | BARNESTP2 | 115 | 115 | Portland General - BES S/S | Portland General - BES S/S | 1 | Closed | Line | NO | 0.00289 | 0.01535 | 0.00238 | 198 | 198 | 239
32806 | SNPBLTP1 | 32758 | SAN PBLO | 115 | 115 | Conf Load (East Bay) | Conf Load (East Bay) | 1 | Closed | Line | NO | 0.0006 | 0.0026 | 0.0004 | 140 | 159.7 | 193.6
32808 | SNPBLTP2 | 32758 | SAN PBLO | 115 | 115 | Conf Load (East Bay) | Conf Load (East Bay) | 2 | Open | Line | NO | 0.0006 | 0.0026 | 0.0004 | 140 | 159.7 | 193.6
15125 | SILVERK2 | 15129 | SUPERIOR | 115 | 115 | SRP EMA 115kV | SRP EMA 115kV | 1 | Closed | Line | NO | 0.00738 | 0.02179 | 0.00415 | 182.1 | 196.2 | 182.1
79103 | GARNET M | 79184 | GUNVAL | 115 | 115 | Zone69 | Zone69 | 1 | Closed | Line | NO | 0.00343 | 0.01117 | 0.00167 | 170 | 170 | 170
66025 | MUSTANG | 66020 | MUSTANG | 115 | 230 | WY CENTRAL | WY CENTRAL | 1 | Closed | Transformer | YES | 0.00273 | 0.07595 | 0 | 100 | 112 | 120
42002 | BELNGM E | 42089 | WOBURN | 115 | 115 | WHATCOM | WHATCOM | 1 | Closed | Line | NO | 0.00122 | 0.00958 | 0.00167 | 285 | 285 | 335.6
43686 | BLUELAKE2 | 43715 | MCGILL | 115 | 115 | Portland General - BES S/S | Portland General - BES S/S | 1 | Closed | Line | NO | 0.00293 | 0.01584 | 0.0026 | 337 | 337 | 375
73547 | GOSH COUNTY | 96158 | mid_96158 | 115 | 230 | ZoneEW | ZoneEW | 1 | Closed | TransformerWinding | YES | -0.00111 | -0.08031 | 0 | 100 | 120 | 100
43662 | WSTUNION | 43809 | OAKHILL1 | 115 | 115 | Portland General - BES S/S | Portland General - BES NODE | 1 | Closed | Line | NO | 0.00409 | 0.02162 | 0.0034 | 198 | 198 | 266
40317 | CUSICK | 47254 | USK SWTCHYD | 115 | 115 | AVA: Pend Oreille PUD | AVA: Pend Oreille PUD | 1 | Closed | Line | NO | 0.00224 | 0.0231 | 0.00365 | 203 | 239 | 239
10206 | MIMBRES | 10497 | HERMANAT | 115 | 115 | PNM: Deming | PNM: Deming | 1 | Closed | Line | NO | 0.00073 | 0.00295 | 0.00037 | 96 | 96 | 96
74037 | CHEY S | 73488 | TERRY RANCH | 115 | 230 | ZoneEW | ZoneEW | 2 | Closed | Transformer | YES | 0.00124 | 0.0791 | 0 | 200 | 200 | 200
42002 | BELNGM E | 42084 | STATE ST | 115 | 115 | WHATCOM | WHATCOM | 1 | Closed | Line | NO | 0.00087 | 0.00438 | 0.00076 | 211.1 | 211.1 | 249
32767 | ELCRTJ2 | 33010 | SOBRANTE | 115 | 115 | Conf Load (East Bay) | Conf Load (Diablo) | 1 | Closed | Line | NO | 0.01296 | 0.0295 | 0.00336 | 71.5 | 80.9 | 96
40311 | CRESTN | 41127 | WILBUR# | 115 | 115 | Spokane Area, N Idaho, W Montana | AVA: Big Bend | 1 | Closed | Line | NO | 0.01387 | 0.05898 | 0.00749 | 167.7 | 167.7 | 215.9
73501 | RINNVALL | 73502 | DACONO | 115 | 115 | ZoneFH | ZoneFH | 1 | Closed | Line | NO | 0.0063 | 0.0239 | 0.0031 | 175 | 175 | 175
40309 | COWL CCP | 47432 | 7TH AVE | 115 | 115 | Cowlitz County, WA | Cowlitz County, WA | 1 | Closed | Line | NO | 0.00053 | 0.00422 | 0.01335 | 189.6 | 257.7 | 303.6
14357 | SAG.WEST | 14354 | SNMNUELS | 115 | 115 | APS | APS | 1 | Closed | Line | NO | 0.03091 | 0.25063 | 0.0298 | 159 | 159 | 159
40309 | COWL CCP | 47419 | FIBRE Y | 115 | 115 | Cowlitz County, WA | Cowlitz County, WA | 1 | Closed | Line | NO | 0.00086 | 0.00483 | 0.00073 | 180.7 | 205.4 | 225.1
78081 | RICHARDS | 73469 | WAVER PV | 115 | 115 | PRPA | ZoneFH | 1 | Closed | Line | NO | 0.01275 | 0.04467 | 0.00575 | 120 | 120 | 120
73019 | BASIN | 73340 | NAHNEJEN | 115 | 115 | ZoneBH | ZoneBH | 1 | Closed | Line | NO | 0.01706 | 0.06901 | 0.00899 | 162 | 162 | 162
32974 | LAKEWD-M | 32976 | LK_REACT | 115 | 115 | Conf Load (Diablo) | Conf Load (Diablo) | 0 | Open | Line | NO | 0.0005 | 0.0005 | 0 | 129.5 | 150.2 | 192
42002 | BELNGM E | 42090 | BELLIS | 115 | 115 | WHATCOM | WHATCOM | 1 | Closed | Line | NO | 0.01445 | 0.02129 | 0.00287 | 82.1 | 82.1 | 97
32782 | STATIN D | 32788 | STATIN L | 115 | 115 | Conf Load (East Bay) | Conf Load (East Bay) | 1 | Closed | Line | NO | 0.00136 | 0.00462 | 0.06131 | 140 | 157.4 | 157.4
32786 | OAK C115 | 32788 | STATIN L | 115 | 115 | Conf Load (East Bay) | Conf Load (East Bay) | 1 | Closed | Line | NO | 0.00064 | 0.00216 | 0.03007 | 157.4 | 157.4 | 157.4
32786 | OAK C115 | 32790 | STATIN X | 115 | 115 | Conf Load (East Bay) | Conf Load (East Bay) | 2 | Closed | Line | NO | 0.00202 | 0.00669 | 0.08549 | 145.4 | 157.4 | 157.4
32786 | OAK C115 | 32790 | STATIN X | 115 | 115 | Conf Load (East Bay) | Conf Load (East Bay) | 3 | Closed | Line | NO | 0.00085 | 0.00972 | 0.06196 | 205.2 | 239.8 | 239.8
32786 | OAK C115 | 32793 | SCHNITZ | 115 | 115 | Conf Load (East Bay) | Conf Load (East Bay) | 1 | Closed | Line | NO | 0.00093 | 0.00261 | 0.0002 | 97.2 | 110.3 | 132.7
15137 | MIAMI 3 | 15135 | MIAMI 4 | 115 | 115 | SRP EMA 115kV | SRP EMA 115kV | 1 | Closed | Line | NO | 0.0003 | 0.0006 | 0 | 159.4 | 159.4 | 159.4
32786 | OAK C115 | 38026 | ALAMEDCT | 115 | 115 | Conf Load (East Bay) | Conf Load (NCPA) | 1 | Closed | Line | NO | 0.00151 | 0.00481 | 0.06 | 140 | 159.7 | 193.6
33020 | MORAGA | 32790 | STATIN X | 115 | 115 | Conf Load (Diablo) | Conf Load (East Bay) | 1 | Closed | Line | NO | 0.01474 | 0.03093 | 0.00357 | 71.5 | 80.9 | 96
33020 | MORAGA | 32790 | STATIN X | 115 | 115 | Conf Load (Diablo) | Conf Load (East Bay) | 2 | Closed | Line | NO | 0.01474 | 0.03093 | 0.00357 | 71.5 | 80.9 | 96
40299 | COURT+ | 47340 | RUBYSTREET+ | 115 | 115 | Lower Columbia Basin | Lower Columbia Basin | 1 | Closed | Line | NO | 0.00505 | 0.01046 | 0.00132 | 97.6 | 97.6 | 131.5
43627 | WACKER | 43644 | WLBRSHOOFLTP | 115 | 115 | Portland General - BES S/S | Portland General - BES NODE | 1 | Closed | Line | NO | 0.00112 | 0.00489 | 0.00066 | 150 | 150 | 201
32792 | STATIN J | 32812 | EDESJCT2 | 115 | 115 | Conf Load (East Bay) | Conf Load (East Bay) | 1 | Closed | Line | NO | 0.00157 | 0.00679 | 0.0034 | 276.7 | 319.4 | 387.2
32792 | STATIN J | 32814 | EDESJCT1 | 115 | 115 | Conf Load (East Bay) | Conf Load (East Bay) | 1 | Closed | Line | NO | 0.0024 | 0.0121 | 0.0017 | 167.1 | 189 | 193.6
33020 | MORAGA | 32792 | STATIN J | 115 | 115 | Conf Load (Diablo) | Conf Load (East Bay) | 1 | Closed | Line | NO | 0.0286 | 0.0993 | 0.0135 | 127.5 | 141.6 | 141.8
32792 | STATIN J | 38024 | JENNY | 115 | 115 | Conf Load (East Bay) | Conf Load (NCPA) | 1 | Closed | Line | NO | 0.0031 | 0.0105 | 0.12 | 145 | 155 | 145
32793 | SCHNITZ | 32794 | MARITIME | 115 | 115 | Conf Load (East Bay) | Conf Load (East Bay) | 1 | Closed | Line | NO | 0.0049 | 0.0137 | 0.00106 | 97.2 | 110.3 | 132.7
32806 | SNPBLTP1 | 33010 | SOBRANTE | 115 | 115 | Conf Load (East Bay) | Conf Load (Diablo) | 2 | Closed | Line | NO | 0.01732 | 0.08862 | 0.01243 | 140 | 159.7 | 193.6
32808 | SNPBLTP2 | 33010 | SOBRANTE | 115 | 115 | Conf Load (East Bay) | Conf Load (Diablo) | 1 | Closed | Line | NO | 0.0151 | 0.07721 | 0.01082 | 140 | 159.7 | 193.6
32812 | EDESJCT2 | 32810 | EDES | 115 | 115 | Conf Load (East Bay) | Conf Load (East Bay) | 1 | Closed | Line | NO | 4e-05 | 0.00031 | 3e-05 | 140 | 159.7 | 193.6
42004 | ARCO C | 42005 | ARCO N | 115 | 115 | WHATCOMI | WHATCOMI | 1 | Closed | Line | NO | 0.00013 | 0.00117 | 0.00019 | 280.9 | 280.9 | 330.8
32774 | PTPNLTAP | 32808 | SNPBLTP2 | 115 | 115 | Conf Load (East Bay) | Conf Load (East Bay) | 1 | Closed | Line | NO | 0.00114 | 0.00581 | 0.00081 | 140 | 159.7 | 193.6
73022 | BGEORGE | 73534 | MEETSETP | 115 | 115 | ZoneBH | ZoneBH | 1 | Closed | Line | NO | 0.02959 | 0.0936 | 0.00216 | 120 | 120 | 120
10930 | HLWR_1 | 12087 | WILLARD | 115 | 115 | PNM: EHV and Gen | TSGT: Central NM | 1 | Closed | Line | NO | 0.014 | 0.0697 | 0.01144 | 200 | 200 | 200
42006 | ARCO S | 42075 | OLYARCO | 115 | 115 | WHATCOMI | WHATCOMI | 1 | Closed | Line | NO | 6e-05 | 0.00052 | 0.00013 | 303.6 | 303.6 | 353.8
73023 | BIJOUTAP | 73379 | FMWEST | 115 | 115 | ZoneEC | ZoneEC | 1 | Closed | Line | NO | 0.0115 | 0.0446 | 0.0058 | 120 | 120 | 120
11177 | NUWAY | 11105 | MONTOYA | 115 | 115 | EPE - Native Load | EPE - Native Load | 1 | Closed | Line | NO | 0.00362 | 0.01952 | 0.00292 | 165.3 | 219.7 | 165.3
43605 | TURNER | 43788 | TURNER # | 115 | 115 | Portland General - BES NODE | Portland General - BES NODE | 1 | Closed | Line | NO | 0.00323 | 0.01699 | 0.00268 | 198 | 198 | 239
47270 | GOBLE# | 43613 | TWR22-4N | 115 | 115 | Portland Area | Portland General - BES NODE | 1 | Closed | Line | NO | 0.01612 | 0.06708 | 0.00873 | 169.3 | 169.3 | 209.1
33208 | MARTIN C | 33205 | HNTRS PT | 115 | 115 | Conf Load (S.F.) | Conf Load (S.F.) | 3 | Closed | Line | NO | 0.00305 | 0.00796 | 0.0976 | 129.5 | 198.4 | 129.5
73136 | MESSEX TAP | 73191 | STERLING | 115 | 115 | ZoneEC | ZoneEC | 1 | Closed | Line | NO | 0.035 | 0.1231 | 0.0158 | 120 | 120 | 120
73028 | BOYSEN | 73479 | HARRSBRG | 115 | 115 | ZoneBH | ZoneBH | 1 | Closed | Line | NO | 0.03481 | 0.13412 | 0.01725 | 120 | 120 | 120
14356 | SAG.EAST | 19057 | ORACLE | 115 | 115 | APS | WAPA-DSW | 1 | Closed | Line | NO | 0.0171 | 0.1053 | 0.0147 | 120 | 120 | 120
33208 | MARTIN C | 33205 | HNTRS PT | 115 | 115 | Conf Load (S.F.) | Conf Load (S.F.) | 4 | Closed | Line | NO | 0.00081 | 0.01234 | 0.09588 | 211.9 | 268.5 | 274.9
45059 | COOS RVR | 45151 | ISTHMUS | 115 | 115 | PAC:CBAY | PAC:CBAY | 1 | Closed | Line | NO | 0.00115 | 0.00611 | 0.00095 | 174 | 191 | 191
45061 | COPCO | 45125 | GREENSPG | 115 | 115 | PAC:YRKA | PAC:MDFD | 1 | Open | Line | NO | 0.02765 | 0.09038 | 0.00988 | 113 | 113 | 153
33208 | MARTIN C | 33206 | BAYSHOR1 | 115 | 115 | Conf Load (S.F.) | Conf Load (S.F.) | 1 | Closed | Line | NO | 0.0009 | 0.00662 | 0.08521 | 166.7 | 252.6 | 166.7
73023 | BIJOUTAP | 73097 | KIOWA CK | 115 | 115 | ZoneEC | ZoneEC | 1 | Closed | Line | NO | 0.0144 | 0.0553 | 0.0072 | 120 | 120 | 120
42402 | HILTNLKT | 42435 | OLYCANYT | 115 | 115 | N.KING | N.KING | 1 | Closed | Line | NO | 0.00644 | 0.03576 | 0.00506 | 211.1 | 211.1 | 249
42002 | BELNGM E | 42068 | HAPVALLY | 115 | 115 | WHATCOM | WHATCOM | 1 | Closed | Line | NO | 0.00389 | 0.02033 | 0.0033 | 211.1 | 211.1 | 249
73020 | BEAVERCK | 73136 | MESSEX TAP | 115 | 115 | ZoneEC | ZoneEC | 1 | Closed | Line | NO | 0.0236 | 0.0829 | 0.0106 | 120 | 120 | 120
32765 | ELCRTJ1 | 32767 | ELCRTJ2 | 115 | 115 | Conf Load (East Bay) | Conf Load (East Bay) | 1 | Open | Line | NO | 0.0005 | 0.0005 | 0 | 119.5 | 119.5 | 119.5
32766 | EL CRRTO | 32765 | ELCRTJ1 | 115 | 115 | Conf Load (East Bay) | Conf Load (East Bay) | 1 | Closed | Line | NO | 0.0005 | 0.0005 | 0 | 140 | 159.7 | 193.6
40283 | GND_COULE_S1 | 41222 | KELLER# | 115 | 115 | Central Washington | Central Washington | 2 | Closed | Line | NO | 0.0024 | 0.00735 | 0.0009 | 85.6 | 85.6 | 147.4
73090 | HYGIENE | 78110 | LNGMNTNW | 115 | 115 | ZoneFH | PRPA | 1 | Closed | Line | NO | 0.0057 | 0.01 | 0.0024 | 109 | 109 | 109
43068 | BROOKWOOD | 43742 | SHUTE | 115 | 115 | Portland General - BES S/S | Portland General - BES S/S | 1 | Closed | Line | NO | 0.00272 | 0.01476 | 0.00239 | 337 | 337 | 375
79603 | ANIMAS | 79664 | COTTONWOOD | 115 | 115 | FEUS | FEUS | 1 | Closed | Line | NO | 0.00342 | 0.01225 | 0.00093 | 110 | 115 | 110
40281 | GND_COULE_S2 | 40283 | GND_COULE_S1 | 115 | 115 | Central Washington | Central Washington | BS | Closed | Line | NO | 0 | 0.00029 | 0 | 398.3 | 398.3 | 540.7
38228 | SNTA CRZ | 38230 | STANDFRD | 115 | 115 | Conf Load (MID) | Conf Load (MID) | 1 | Closed | Line | NO | 0.0069 | 0.03984 | 0.00746 | 162.5 | 199.2 | 199.2
40277 | COSMOPLS | 402770 | ABE_COS_CIO | 115 | 115 | Seattle Area, Olympic Peninsula | Seattle Area, Olympic Peninsula | 1 | Closed | Line | NO | 0.00032 | 0.00098 | 0.00012 | 137.4 | 137.4 | 169.3
45069 | CRAGVIEW | 45087 | DELTA | 115 | 115 | PAC:YRKA | PAC:YRKA | 1 | Closed | Line | NO | 0.0406 | 0.12769 | 0.01493 | 113 | 113 | 153
73031 | BRUSHTAP | 73305 | EFMORGTP | 115 | 115 | ZoneEC | ZoneEC | 1 | Closed | Line | NO | 0.00532 | 0.0503 | 0.00707 | 163 | 176 | 163
40275 | COOK_MTN# | 40607 | KETTLE# | 115 | 115 | Spokane Area, N Idaho, W Montana | Spokane Area, N Idaho, W Montana | 1 | Closed | Line | NO | 0.07888 | 0.16641 | 0.01922 | 89.6 | 89.6 | 115.5
40269 | CONNEL# | 40959 | SCOOTNEY | 115 | 115 | Lower Columbia Basin | Lower Columbia Basin | 1 | Open | Line | NO | 0.00447 | 0.00944 | 0.0011 | 89.6 | 89.6 | 127.5
45069 | CRAGVIEW | 45337 | WEED JPS | 115 | 115 | PAC:YRKA | PAC:YRKA | 1 | Closed | Line | NO | 0.03908 | 0.12172 | 0.0142 | 111 | 111 | 151
42077 | OLYMOTAP | 42030 | TERRELL | 115 | 115 | WHATCOM | WHATCOM | 1 | Closed | Line | NO | 0.00011 | 0.00085 | 0.00021 | 159.4 | 159.4 | 159.4
73547 | GOSH COUNTY | 73715 | LTG TAP | 115 | 115 | ZoneEW | ZoneEW | 1 | Closed | Line | NO | 0.00926 | 0.0361 | 0.00473 | 60 | 60 | 60
41365 | CONDON_WIND+ | 40266 | CONDON+ | 115 | 115 | Lower Columbia Basin | Lower Columbia Basin | 1 | Closed | Line | NO | 0.00421 | 0.00889 | 0.00104 | 105.6 | 105.6 | 135.4
13320 | STA | 13304 | ETA | 115 | 115 | Los Alamos County | Los Alamos County | 1 | Closed | Line | NO | 0.0072 | 0.026 | 0.0031 | 119.5 | 119.5 | 119.5
43572 | SWAN ISL | 43576 | SWAN TP1 | 115 | 115 | Portland General - BES NODE | Portland General - BES NODE | 1 | Closed | Line | NO | 6e-05 | 0.0003 | 5e-05 | 198 | 198 | 239
43574 | SWAN TP2 | 43572 | SWAN ISL | 115 | 115 | Portland General - BES NODE | Portland General - BES NODE | 1 | Open | Line | NO | 0.00023 | 0.0012 | 0.00019 | 198 | 198 | 239
79194 | BURROBDG | 79256 | SILVERTN | 115 | 115 | ZoneR4 | ZoneR4 | 1 | Closed | Line | NO | 0.0075 | 0.0285 | 0.00348 | 119 | 119 | 119
66245 | PLATTE | 66240 | PLATTE | 115 | 230 | WY CENTRAL | WY CENTRAL | 1 | Closed | Transformer | YES | 0.00251 | 0.08063 | 0 | 100 | 112 | 120
31255 | LAKEVLLE | 31258 | SONOMA | 115 | 115 | Conf Load (N. Coast) | Conf Load (N. Coast) | 2 | Closed | Line | NO | 0.01256 | 0.04225 | 0.00644 | 125 | 147 | 193
11118 | MONTWOOD | 11037 | CALIENTE | 115 | 115 | EPE - Native Load | EPE - Native Load | 1 | Closed | Line | NO | 0.00596 | 0.02809 | 0.00385 | 184.8 | 239 | 184.8
73038 | BUSHNLTP | 73096 | KIMBALL | 115 | 115 | ZoneWN | ZoneWN | 1 | Closed | Line | NO | 0.0117 | 0.0458 | 0.006 | 119 | 122 | 119
73039 | CARTERLK TAP | 73124 | LOVEWTAP | 115 | 115 | ZoneFH | ZoneFH | 1 | Closed | Line | NO | 0.0052 | 0.0295 | 0.004 | 166 | 166 | 166
43070 | BUTLER | 43381 | ORENCO | 115 | 115 | Portland General - BES S/S | Portland General - BES S/S | 1 | Closed | Line | NO | 0.00078 | 0.00605 | 0.00112 | 443 | 443 | 492
10255 | PRAGER | 10209 | MONTANOT | 115 | 115 | PNM: Albuquerque | PNM: Albuquerque | 1 | Closed | Line | NO | 0.00227 | 0.0088 | 0.00121 | 156 | 156 | 200
42068 | HAPVALLY | 42086 | VIKING | 115 | 115 | WHATCOM | WHATCOM | 1 | Closed | Line | NO | 0.00047 | 0.00241 | 0.00039 | 211.1 | 211.1 | 249
45049 | CLINTON | 45433 | ORCHARDW | 115 | 115 | PAC:YKMA | PAC:YKMA | 1 | Open | Line | NO | 0.00363 | 0.01021 | 0.00137 | 89 | 98 | 127
40790 | OLYMPIA W | 40335 | DAYT_MAS# | 115 | 115 | Seattle Area, Olympic Peninsula | Seattle Area, Olympic Peninsula | 1 | Closed | Line | NO | 0.0183 | 0.10755 | 0.01277 | 137.4 | 137.4 | 167.3
79108 | HOVENWEP | 79121 | SANDCANY | 115 | 115 | Zone69 | ZoneR4 | 1 | Closed | Line | NO | 0.00928 | 0.06269 | 0.00824 | 119 | 119 | 119
40343 | DEMOSS | 41365 | CONDON_WIND+ | 115 | 115 | Lower Columbia Basin | Lower Columbia Basin | 1 | Closed | Line | NO | 0.09261 | 0.19806 | 0.02297 | 105.6 | 105.6 | 135.4
32754 | OLEUM | 32849 | P66_SUB100 | 115 | 115 | Conf Load (East Bay) | Conf Load (East Bay) | 2 | Closed | Line | NO | 0.002 | 0.002 | 0 | 999 | 999 | 999
43553 | STMARYSA | 43541 | ST MARYS | 115 | 230 | Portland General - BES S/S | Portland General - BES S/S | 1 | Closed | Transformer | YES | 0.00039 | 0.0262 | 0 | 360 | 360 | 398
32754 | OLEUM | 32804 | VLYVWTP2 | 115 | 115 | Conf Load (East Bay) | Conf Load (East Bay) | 2 | Closed | Line | NO | 0.01695 | 0.04297 | 0.00561 | 91.8 | 104 | 119.5
300102 | KERNRDGE_L34 | 300103 | KERNRDGE_S17 | 115 | 115 | Conf Load (Kern) | Conf Load (Kern) | 1 | Closed | Line | NO | 0.00622 | 0.01646 | 0.00231 | 98.2 | 112.1 | 141.8
43525 | SHERWD B | 43531 | SIXCRNRS | 115 | 115 | Portland General - BES S/S | Portland General - BES NODE | 1 | Closed | Line | NO | 0.00055 | 0.00297 | 0.00045 | 198 | 198 | 239
43523 | SHERWD A | 43654 | COFF TP2 | 115 | 115 | Portland General - BES S/S | Portland General - BES NODE | 1 | Closed | Line | NO | 0.00101 | 0.00545 | 0.00089 | 225 | 225 | 317
43523 | SHERWD A | 43652 | COFF TAP | 115 | 115 | Portland General - BES S/S | Portland General - BES NODE | 1 | Closed | Line | NO | 0.00462 | 0.02387 | 0.00391 | 198 | 198 | 266
32760 | PT PINLE | 32750 | PPSTLTAP | 115 | 115 | Conf Load (East Bay) | Conf Load (East Bay) | 1 | Closed | Line | NO | 0.0005 | 0.0005 | 0 | 65.3 | 74.1 | 88.2
43509 | SCHNTZTAP | 43824 | RVGTSOTAP | 115 | 115 | Portland General - Industrial | Portland General - BES S/S | 1 | Closed | Line | NO | 0.00022 | 0.00116 | 0.00018 | 198 | 198 | 239
43509 | SCHNTZTAP | 43510 | SCHNTZER | 115 | 115 | Portland General - Industrial | Portland General - Industrial | 1 | Closed | Line | NO | 0.00036 | 0.00188 | 0.0003 | 198 | 198 | 266
43507 | BETSY_J# | 43772 | ARMSTRONG# | 115 | 115 | Portland General - BES NODE | Portland General - BES NODE | 1 | Closed | Line | NO | 0.00655 | 0.03379 | 0.00448 | 198 | 198 | 239
43697 | GLISAN | 43484 | RUBY | 115 | 115 | Portland General - BES S/S | Portland General - BES S/S | 1 | Closed | Line | NO | 0.00093 | 0.00742 | 0.00128 | 198 | 198 | 266
32206 | BOGUE | 32292 | FREC TAP | 115 | 115 | Conf Load (Sierra) | Conf Load (Sierra) | 1 | Closed | Line | NO | 0.00365 | 0.00714 | 0.00094 | 125.7 | 147.8 | 193.6
11103 | MILAGRO | 11110 | NEWMAN | 115 | 115 | EPE - Native Load | EPE - Native Load | 1 | Closed | Line | NO | 0.00489 | 0.03328 | 0.00517 | 184.6 | 239 | 184.6
32620 | NTWRJCT2 | 32778 | MRTNZJCT | 115 | 115 | Conf Load (North Bay) | Conf Load (East Bay) | 1 | Closed | Line | NO | 0.011 | 0.015 | 0.003 | 73.5 | 75.1 | 98.2
15137 | MIAMI 3 | 15119 | PINAL | 115 | 115 | SRP EMA 115kV | SRP EMA 115kV | 1 | Closed | Line | NO | 0.00454 | 0.01718 | 0.0023 | 135.1 | 143.8 | 135.1
32612 | CRQNZTP1 | 32610 | MRE IS-Q | 115 | 115 | Conf Load (North Bay) | City of Pittsburg | 1 | Open | Line | NO | 0.0029 | 0.0043 | 0.0003 | 61.7 | 69.7 | 82.7
43475 | ROCKWD | 43476 | ROCKWD1 | 115 | 115 | Portland General - BES NODE | Portland General - BES NODE | 1 | Closed | Line | NO | 0.00061 | 0.00326 | 0.00051 | 198 | 198 | 266
43474 | ROCKCREEK | 43662 | WSTUNION | 115 | 115 | Portland General - BES S/S | Portland General - BES S/S | 1 | Closed | Line | NO | 0.00212 | 0.01099 | 0.00178 | 198 | 198 | 266
32958 | CLMBIAPV | 32960 | CLMBIAHS | 115 | 115 | Conf Load (Diablo) | Conf Load (Diablo) | 1 | Closed | Line | NO | 0.00061 | 0.00036 | 1e-05 | 128 | 128 | 128
300101 | KERNRDGE_L11 | 300102 | KERNRDGE_L34 | 115 | 115 | Conf Load (Kern) | Conf Load (Kern) | 1 | Closed | Line | NO | 0.00155 | 0.00411 | 0.00058 | 98.2 | 112.1 | 141.8
13304 | ETA | 13314 | WHITEROK | 115 | 115 | Los Alamos County | Los Alamos County | 1 | Closed | Line | NO | 0.0096 | 0.0294 | 0.0034 | 116 | 116 | 116
43469 | RIVRVIEW | 43471 | RIVRVW 1 | 115 | 115 | Portland General - BES NODE | Portland General - BES NODE | 1 | Closed | Line | NO | 0 | 0.0003 | 0 | 198 | 198 | 266
73400 | EMIL AND | 73476 | FORESTLK | 115 | 115 | ZoneCS | ZoneCS | 1 | Closed | Line | NO | 0.00101 | 0.00581 | 0.00087 | 107 | 107 | 107
32553 | MNTCLOJ2 | 32559 | MTCLPHJ2 | 115 | 115 | Conf Load (North Bay) | Conf Load (North Bay) | 1 | Closed | Line | NO | 0.0137 | 0.0365 | 0.0043 | 74.7 | 86.8 | 111.5
73402 | FALCONMV | 73405 | GEESEN | 115 | 115 | ZoneCS | ZoneCS | 1 | Closed | Line | NO | 0.01298 | 0.04567 | 0.00584 | 173 | 173 | 173
73402 | FALCONMV | 73481 | FULLER | 115 | 115 | ZoneCS | ZoneCS | 1 | Closed | Line | NO | 0.0032 | 0.012 | 0.00147 | 173 | 173 | 173
73370 | LOSTCKTP | 73543 | WILLOBY | 115 | 115 | ZoneEC | ZoneEC | 1 | Closed | Line | NO | 0.03 | 0.05 | 0.005 | 60 | 60 | 60
73371 | BETHELLM | 73374 | VERNONLM | 115 | 115 | ZoneEC | ZoneEC | 1 | Closed | Line | NO | 0.0375 | 0.0774 | 0.00908 | 68 | 68 | 68
73366 | WAGNHNDS | 73608 | WAGHN ST | 115 | 115 | ZoneEW | ZoneEW | 1 | Open | Line | NO | 0 | 0.0001 | 0 | 100 | 149 | 100
73361 | MEDBOWHS | 73362 | MEDBOWTP | 115 | 115 | ZoneEW | ZoneEW | 1 | Closed | Line | NO | 0 | 0.0003 | 0 | 119 | 119 | 119
73335 | DUTONBAS | 73336 | ERVAYBAS | 115 | 115 | ZoneBH | ZoneBH | 1 | Closed | Line | NO | 0.0218 | 0.0882 | 0.0116 | 19 | 19 | 19
42072 | MCKENZE | 42086 | VIKING | 115 | 115 | WHATCOM | WHATCOM | 1 | Closed | Line | NO | 0.00093 | 0.00487 | 0.00078 | 211.1 | 211.1 | 249
11099 | MESA___# | 11131 | RIO_GRAN | 115 | 115 | EPE - Native Load | EPE - Native Load | 1 | Closed | Line | NO | 0.00198 | 0.01201 | 0.00186 | 268.3 | 268.3 | 268.3
32602 | NRTH TWR | 32618 | NTWRJCT1 | 115 | 115 | Conf Load (North Bay) | Conf Load (North Bay) | 1 | Open | Line | NO | 0.00017 | 0.00054 | 7e-05 | 82.9 | 96.4 | 124.1
10201 | MEJIA_T | 10199 | MEJIA | 115 | 115 | PNM: Santa Fe | PNM: Santa Fe | 1 | Closed | Line | NO | 0.0072 | 0.0259 | 0.00384 | 116 | 159 | 134
19211 | RED ROCK | 14356 | SAG.EAST | 115 | 115 | WAPA-DSW | APS | 1 | Closed | Line | NO | 0.00165 | 0.008 | 0.00137 | 153 | 153 | 153
15118 | OAKFLAT | 15126 | SILVERT1 | 115 | 115 | SRP EMA 115kV | SRP EMA 115kV | 1 | Closed | Line | NO | 0.00247 | 0.01365 | 0.0019 | 182.1 | 196.2 | 182.1
43443 | RAMAPO | 43444 | RAMAPOTP1 | 115 | 115 | Portland General - BES NODE | Portland General - BES NODE | 1 | Closed | Line | NO | 0.0008 | 0.00419 | 0.00069 | 219 | 219 | 285
32588 | HGHWY J1 | 32593 | JCPMPJCT | 115 | 115 | Conf Load (North Bay) | Conf Load (North Bay) | 1 | Closed | Line | NO | 0.0247 | 0.0565 | 0.0037 | 64.7 | 75.1 | 96
43691 | CURTISPG | 43421 | PORTSMTH | 115 | 115 | Portland General - BES S/S | Portland General - BES NODE | 1 | Closed | Line | NO | 0.00142 | 0.00712 | 0.00111 | 198 | 198 | 266
45503 | TILLER | 45077 | DAYSCREK | 115 | 115 | PAC:ROSE | PAC:ROSE | 1 | Closed | Line | NO | 0.04961 | 0.08667 | 0.00922 | 76 | 76 | 102
43819 | CARVER2 | 43419 | PLSNTVLY | 115 | 115 | Portland General - BES NODE | Portland General - BES NODE | 1 | Closed | Line | NO | 0.00501 | 0.0262 | 0.0043 | 219 | 219 | 285
365930 | Q653FJCT | 365931 | Q653F | 115 | 115 | Conf Load (Sacramento) | Conf Load (Sacramento) | 1 | Closed | Line | NO | 6e-05 | 0.00022 | 3e-05 | 97 | 129 | 106.7
40239 | CLARKSTN | 48253 | N LEWIST | 115 | 115 | Spokane Area Publics | AVA: Lewiston/Clarkston | 1 | Closed | Line | NO | 0.00516 | 0.022 | 0.00277 | 167.7 | 167.7 | 215.9
44524 | BALDWIN | 45255 | PRINVILE | 115 | 115 | PAC:C.OR | PAC:C.OR | 1 | Closed | Line | NO | 0.00281 | 0.01447 | 0.00237 | 170 | 212 | 249
33208 | MARTIN C | 33307 | MILLBRAE | 115 | 115 | Conf Load (S.F.) | Conf Load (Peninsula) | 1 | Closed | Line | NO | 0.0113 | 0.0405 | 0.0146 | 179.3 | 239 | 179.3
365626 | 1320-WD | 365625 | 1320-WDJCT | 115 | 115 | Conf Load (Los Padres) | Conf Load (Los Padres) | 1 | Closed | Line | NO | 0.00595 | 0.04196 | 0.00648 | 166.9 | 192.2 | 166.9
401570 | RADAR_5+ | 40237 | CHRSTMS_VAL | 115 | 115 | Southern Oregon | Southern Oregon | 1 | Closed | Line | NO | 0.01782 | 0.07114 | 0.01008 | 203.2 | 203.2 | 262.9
79129 | BLANCO | 79657 | TURLY S | 115 | 115 | ZoneR4 | FEUS | 1 | Closed | Line | NO | 0.0341 | 0.1235 | 0.0128 | 95 | 95 | 95
79182 | DOUGHSPN | 79184 | GUNVAL | 115 | 115 | Zone69 | Zone69 | 1 | Closed | Line | NO | 0.0057 | 0.0217 | 0.00266 | 170 | 170 | 170
32961 | CLMBATAP | 32960 | CLMBIAHS | 115 | 115 | Conf Load (Diablo) | Conf Load (Diablo) | 1 | Closed | Line | NO | 0.0018 | 0.003 | 0.0004 | 59.2 | 68.7 | 88.2
10343 | TOME | 10899 | VEF | 115 | 115 | PNM: Belen | PNM: EHV and Gen | 1 | Closed | Line | NO | 0.00385 | 0.0218 | 0.00358 | 200 | 200 | 200
33303 | EST GRND | 364521 | CALTRAINSSF | 115 | 115 | Conf Load (Peninsula) | Conf Load (Peninsula) | 1 | Closed | Line | NO | 0.00078 | 0.00226 | 0.00031 | 97 | 110 | 133
73305 | EFMORGTP | 73309 | HENDERSON | 115 | 115 | ZoneEC | ZoneEC | 1 | Closed | Line | NO | 0.00088 | 0.00131 | 0 | 120 | 120 | 120
33310 | SANMATEO | 33305 | SHAWROAD | 115 | 115 | Conf Load (Peninsula) | Conf Load (Peninsula) | 6 | Closed | Line | NO | 0.00778 | 0.02785 | 0.00782 | 179.3 | 239 | 179.3
33306 | SFIA | 33310 | SANMATEO | 115 | 115 | Conf Load (Peninsula) | Conf Load (Peninsula) | 5 | Closed | Line | NO | 0.00947 | 0.0338 | 0.00484 | 261.1 | 261.1 | 244.8
73056 | ESTES | 73556 | WAGONWHL | 115 | 115 | ZoneFH | ZoneFH | 1 | Closed | Line | NO | 0.02753 | 0.13435 | 0.01829 | 109 | 109 | 109
45469 | ROSEBURG | 45091 | DIXONVLE | 115 | 115 | PAC:ROSE | PAC:ROSE | 1 | Closed | Line | NO | 0.00901 | 0.02457 | 0.00363 | 115 | 127 | 165
73305 | EFMORGTP | 73378 | FMN | 115 | 115 | ZoneEC | ZoneEC | 1 | Closed | Line | NO | 0 | 0.0003 | 0 | 135 | 135 | 135
73058 | FLATIRON | 73089 | HRSTHTAP | 115 | 115 | ZoneFH | ZoneFH | 1 | Closed | Line | NO | 0.0211 | 0.0626 | 0.0078 | 109 | 109 | 109
33310 | SANMATEO | 33311 | BAY MDWS | 115 | 115 | Conf Load (Peninsula) | Conf Load (Peninsula) | 1 | Closed | Line | NO | 0.00958 | 0.02431 | 0.00309 | 97.2 | 110.3 | 111.5
73059 | FLEMING | 73478 | GALIEN | 115 | 115 | ZoneEC | ZoneEC | 1 | Closed | Line | NO | 0.01844 | 0.06461 | 0.00835 | 121 | 121 | 121
73063 | FRENCHCK | 73080 | HAXTUN | 115 | 115 | ZoneEC | ZoneEC | 1 | Closed | Line | NO | 0.0267 | 0.0933 | 0.012 | 120 | 120 | 120
73066 | GEMCTYTP | 73570 | SNOWYRNG | 115 | 115 | ZoneEW | ZoneEW | 1 | Closed | Line | NO | 0.00133 | 0.00832 | 0.00116 | 102 | 102 | 102
405490 | SUNHEAVEN2# | 405472 | SUNHEAVEN2 | 115 | 115 | Lower Columbia Basin | Lower Columbia Basin | 1 | Closed | Line | NO | 0.00114 | 0.00322 | 0.00044 | 99.6 | 113.5 | 143.4
45467 | ROBRTCRK | 45091 | DIXONVLE | 115 | 115 | PAC:ROSE | PAC:ROSE | 1 | Closed | Line | NO | 0.04265 | 0.06366 | 0.00749 | 62 | 75 | 96
15115 | MOONSHIN | 15119 | PINAL | 115 | 115 | SRP EMA 115kV | SRP EMA 115kV | 1 | Closed | Line | NO | 0.00603 | 0.03321 | 0.00478 | 132.5 | 150.8 | 132.5
10478 | RIOPUERC | 12067 | VERANDAT | 115 | 115 | PNM: Sandoval | PNM: Sandoval | 1 | Closed | Line | NO | 0.0124 | 0.067 | 0.01144 | 200 | 200 | 269
36256 | MESA_PGE | 30930 | MESA PGE | 115 | 230 | Conf Load (Los Padres) | Conf Load (Los Padres) | 2 | Closed | Transformer | YES | 0.00048 | 0.02238 | 0 | 420 | 462 | 420
38022 | CARTWRT | 38026 | ALAMEDCT | 115 | 115 | Conf Load (NCPA) | Conf Load (NCPA) | 1 | Closed | Line | NO | 0.0012 | 0.0044 | 0 | 145 | 155 | 145
405476 | PRIOR# | 408192 | PRIOR_2+ | 115 | 115 | Lower Columbia Basin | Lower Columbia Basin | 1 | Closed | Line | NO | 0.00391 | 0.01106 | 0.00152 | 99.6 | 113.5 | 143.4
38022 | CARTWRT | 38024 | JENNY | 115 | 115 | Conf Load (NCPA) | Conf Load (NCPA) | 1 | Open | Line | NO | 0.0047 | 0.0176 | 0 | 145 | 155 | 145
73080 | HAXTUN | 73625 | WLDHRSCK | 115 | 115 | ZoneEC | ZoneEC | 1 | Closed | Line | NO | 0.01356 | 0.04742 | 0.00603 | 121 | 121 | 121
40217 | CHENOWTH | 47028 | DISCV_NW# | 115 | 115 | Lower Columbia Basin | Lower Columbia Basin | 1 | Closed | Line | NO | 0.00012 | 0.00133 | 0.00018 | 308.7 | 308.7 | 398.4
33315 | RVNSWD E | 35351 | AMES BS2 | 115 | 115 | Conf Load (Peninsula) | Conf Load (De Anza) | 2 | Closed | Line | NO | 0.0108 | 0.03858 | 0.00529 | 227.9 | 227.9 | 244.8
33315 | RVNSWD E | 38028 | PLO ALTO | 115 | 115 | Conf Load (Peninsula) | Conf Load (NCPA) | 1 | Closed | Line | NO | 0.00386 | 0.01898 | 0.00291 | 167.1 | 189 | 193.6
408190 | PLYMOUTH+ | 405476 | PRIOR# | 115 | 115 | Lower Columbia Basin | Lower Columbia Basin | 1 | Closed | Line | NO | 0.00096 | 0.00599 | 0.00096 | 169.3 | 195.2 | 243
40215 | CHENEY | 40439 | FOURLKS | 115 | 115 | AVA: Spokane | AVA: Spokane | 1 | Closed | Line | NO | 0.01217 | 0.02544 | 0.00312 | 76.9 | 76.9 | 112.7
43691 | CURTISPG | 43143 | DELAWARE | 115 | 115 | Portland General - BES S/S | Portland General - BES NODE | 1 | Closed | Line | NO | 0.00123 | 0.00613 | 0.00095 | 219 | 219 | 285
73069 | GLENDO | 73607 | WAGHN NT | 115 | 115 | ZoneEW | ZoneEW | 1 | Closed | Line | NO | 0.04224 | 0.14098 | 0.01776 | 117 | 129 | 117
10198 | MARQUEZT | 10906 | REDMESA | 115 | 115 | PNM: Northwestern | PNM: EHV and Gen | 1 | Closed | Line | NO | 0.01147 | 0.04518 | 0.00586 | 133 | 133 | 167
40211 | CHEMAWA | 43265 | INDIAN | 115 | 115 | Portland Area | Portland General - BES NODE | 1 | Closed | Line | NO | 9e-05 | 0.0007 | 0.00012 | 239 | 239 | 357
33020 | MORAGA | 32790 | STATIN X | 115 | 115 | Conf Load (Diablo) | Conf Load (East Bay) | 4 | Closed | Line | NO | 0.01474 | 0.03093 | 0.00357 | 71.5 | 80.9 | 96
10355 | UNM_T | 10353 | UNM_N | 115 | 115 | PNM: Albuquerque | PNM: Albuquerque | 1 | Closed | Line | NO | 0.00071 | 0.00286 | 0.00036 | 133 | 133 | 134
33501 | FRGTNTP1 | 33502 | FROGTOWN | 115 | 115 | Conf Load (Stockton) | Conf Load (Stockton) | 1 | Closed | Line | NO | 0.0005 | 0.0005 | 0 | 56 | 64.9 | 82.7
43311 | MCLGHLNB | 43313 | MCLOUGLN | 115 | 230 | Portland General - BES S/S | Portland General - BES S/S | 1 | Closed | Transformer | YES | 0.00044 | 0.02606 | 0 | 398 | 398 | 433
73092 | JACINTO | 73096 | KIMBALL | 115 | 115 | ZoneWN | ZoneWN | 1 | Closed | Line | NO | 0.0216 | 0.0849 | 0.011 | 119 | 122 | 119
42105 | MARCHPT | 42174 | PETHCORN | 115 | 115 | SKAGIT | SKAGIT | 1 | Closed | Line | NO | 0.00589 | 0.03152 | 0.00494 | 211.1 | 211.1 | 249
44545 | PUNKIN TAP | 45227 | OUTLOOK | 115 | 115 | PAC:YKMA | PAC:YKMA | 1 | Closed | Line | NO | 0.00813 | 0.03062 | 0.00449 | 115 | 126 | 164
73092 | JACINTO | 73179 | SIDNEY | 115 | 115 | ZoneWN | ZoneWN | 1 | Closed | Line | NO | 0.0275 | 0.108 | 0.014 | 91 | 91 | 91
73093 | JIMREADY | 73234 | JIMRDYTP | 115 | 115 | ZoneBH | ZoneBH | 1 | Closed | Line | NO | 0.0068 | 0.0277 | 0.0036 | 108 | 108 | 108
73298 | BELLVUTP | 73325 | RIPPLE | 115 | 115 | ZoneFH | ZoneFH | 1 | Closed | Line | NO | 0.0245 | 0.0384 | 0.004 | 56 | 56 | 56
40205 | CHEHALIS | 40823 | PE_ELL# | 115 | 115 | Seattle Area, Olympic Peninsula | Seattle Area, Olympic Peninsula | 1 | Closed | Line | NO | 0.02483 | 0.10565 | 0.0134 | 165.3 | 165.3 | 201.2
73097 | KIOWA CK | 73543 | WILLOBY | 115 | 115 | ZoneEC | ZoneEC | 1 | Closed | Line | NO | 0.02 | 0.09 | 0.01 | 120 | 120 | 120
40858 | ACORD+ | 40201 | CHANDLER# | 115 | 115 | Lower Columbia Basin | Lower Columbia Basin | 1 | Closed | Line | NO | 0.01066 | 0.02253 | 0.00255 | 51.8 | 51.8 | 103.6
37951 | TEXASSPR | 37943 | RDGPOWER | 115 | 115 | Conf Load (Redding) | Conf Load (Redding) | 1 | Closed | Line | NO | 0.00378 | 0.01346 | 0.00208 | 189 | 209 | 169
33513 | LID JCT | 33526 | KSSN-JC1 | 115 | 115 | Conf Load (Stockton) | Conf Load (Stockton) | 1 | Closed | Line | NO | 0.00502 | 0.01792 | 0.00245 | 224.3 | 224.3 | 239
629024 | KERR NWE | 629027 | THOMPFL PM T | 115 | 115 | MISSOULA_MT | MISSOULA_MT | B | Closed | Line | NO | 0.0872 | 0.3001 | 0.04025 | 102.7 | 133.5 | 102.7
40192 | WAHKIAKUM+ | 40191 | CATHLAMET+ | 115 | 115 | Portland Area | Portland Area | 1 | Closed | Line | NO | 0.00011 | 0.00022 | 3e-05 | 105.6 | 105.6 | 131.5
37955 | WALDON | 37928 | MOORE | 115 | 115 | Conf Load (Redding) | Conf Load (Redding) | 1 | Closed | Line | NO | 0.00495 | 0.0173 | 0.0026 | 98 | 118 | 126
33518 | VIERRA | 33514 | MANTECA | 115 | 115 | Conf Load (Stockton) | Conf Load (Stockton) | 1 | Closed | Line | NO | 0.00115 | 0.0204 | 0.00311 | 79.6 | 79.6 | 79.6
43719 | OAKHILL2 | 43720 | OAKHILLS | 115 | 115 | Portland General - BES NODE | Portland General - BES NODE | 1 | Closed | Line | NO | 2e-05 | 0.00011 | 2e-05 | 198 | 198 | 266
33516 | RPN JNCN | 33517 | RPNJ2 | 115 | 115 | Conf Load (Stockton) | Conf Load (Stockton) | 1 | Closed | Line | NO | 0.00853 | 0.0135 | 0.00144 | 56 | 64.9 | 82.7
33516 | RPN JNCN | 33520 | RIPON | 115 | 115 | Conf Load (Stockton) | Conf Load (Stockton) | 1 | Open | Line | NO | 0.00905 | 0.02703 | 0.00349 | 87.6 | 102.4 | 132.7
629026 | THOMPSNFALLS | 629034 | CROWCRKJCT B | 115 | 115 | MISSOULA_MT | MISSOULA_MT | B | Closed | Line | NO | 0.01414 | 0.05579 | 0.00769 | 145.4 | 145.4 | 145.4
629029 | USANTIMONY B | 629129 | BURKE AVA B | 115 | 115 | MISSOULA_MT | MISSOULA_MT | B | Closed | Line | NO | 0.00925 | 0.03619 | 0.00507 | 145.4 | 145.4 | 145.4
42107 | MARCHPTS | 42165 | BURROWS | 115 | 115 | SKAGIT | SKAGIT | 1 | Closed | Line | NO | 0.01616 | 0.04554 | 0.00641 | 135.4 | 135.4 | 159.4
13304 | ETA | 13306 | LA-MPF | 115 | 115 | Los Alamos County | Los Alamos County | 1 | Closed | Line | NO | 0.0028 | 0.0086 | 0.001 | 113 | 113 | 113
629026 | THOMPSNFALLS | 629037 | TFALLS CTY A | 115 | 115 | MISSOULA_MT | MISSOULA_MT | A | Closed | Line | NO | 0.00069 | 0.00185 | 0.00021 | 80.8 | 95.6 | 80.8
43357 | NEWBERG | 43523 | SHERWD A | 115 | 115 | Portland General - BES S/S | Portland General - BES S/S | 1 | Closed | Line | NO | 0.00826 | 0.06351 | 0.00858 | 198 | 198 | 266
405477 | SANDPIPER# | 405478 | WHITCOMB+ | 115 | 115 | Lower Columbia Basin | Lower Columbia Basin | 1 | Closed | Line | NO | 0.0113 | 0.03192 | 0.00438 | 99.6 | 113.5 | 143.4
43319 | MIDWAYTP2 | 43321 | MIDWAYPG | 115 | 115 | Portland General - BES NODE | Portland General - BES NODE | 1 | Open | Line | NO | 0 | 0.0003 | 0 | 198 | 198 | 266
42107 | MARCHPTS | 42130 | TEX_WEST | 115 | 115 | SKAGIT | SKAGITI | 1 | Closed | Line | NO | 0.00071 | 0.00528 | 0.00102 | 239 | 239 | 239
73099 | KORTES | 73100 | KORTESTP | 115 | 115 | ZoneEW | ZoneEW | 1 | Closed | Line | NO | 0.001 | 0.0037 | 0.0004 | 100 | 100 | 100
73233 | MARYLKTP | 78066 | MARYLKSB | 115 | 115 | ZoneFH | PRPA | 1 | Closed | Line | NO | 0 | 0.0003 | 0 | 80 | 80 | 80
73228 | YELLOWTL | 73632 | YELLOWTL WST | 115 | 230 | ZoneBH | ZoneBH | 2 | Closed | Transformer | YES | 0.00198 | 0.05894 | 0 | 130 | 156 | 130
73100 | KORTESTP | 73137 | MIRACLEM | 115 | 115 | ZoneEW | ZoneEW | 1 | Closed | Line | NO | 0.0074 | 0.0257 | 0.00304 | 100 | 100 | 100
79196 | N.GUNNSN | 79197 | GUNNISTP | 115 | 115 | Zone69 | Zone69 | 1 | Closed | Line | NO | 0.0005 | 0.00225 | 0.00025 | 113 | 120 | 113
12086 | WESTMS_3 | 10725 | HUNING_RANCH | 115 | 115 | PNM: Sandoval | PNM: Belen | 1 | Closed | Line | NO | 0.00943 | 0.11196 | 0.0193 | 350 | 350 | 350
73231 | MARYLKPP | 73233 | MARYLKTP | 115 | 115 | ZoneFH | ZoneFH | 1 | Closed | Line | NO | 0 | 0.0003 | 0 | 80 | 80 | 80
33537 | SFWY_TP1 | 33534 | SAFEWAY | 115 | 115 | Conf Load (Stockton) | Conf Load (Stockton) | 1 | Open | Line | NO | 0.00133 | 0.00394 | 0.00051 | 88 | 102 | 133
33543 | AEC_TP2 | 33535 | SFWY_TP2 | 115 | 115 | Conf Load (Stockton) | Conf Load (Stockton) | 2 | Closed | Line | NO | 0.00314 | 0.0112 | 0.00154 | 224.3 | 256.7 | 244.8
33535 | SFWY_TP2 | 33549 | SCHULTE | 115 | 115 | Conf Load (Stockton) | Conf Load (Stockton) | 2 | Closed | Line | NO | 0.00212 | 0.00756 | 0.00104 | 224.3 | 256.7 | 244.8
33541 | AEC_TP1 | 33537 | SFWY_TP1 | 115 | 115 | Conf Load (Stockton) | Conf Load (Stockton) | 1 | Closed | Line | NO | 0.00314 | 0.0112 | 0.00154 | 224 | 224 | 245
33537 | SFWY_TP1 | 33549 | SCHULTE | 115 | 115 | Conf Load (Stockton) | Conf Load (Stockton) | 1 | Closed | Line | NO | 0.00204 | 0.00728 | 0.001 | 224 | 224 | 245
33540 | TESLA | 33541 | AEC_TP1 | 115 | 115 | Conf Load (Stockton) | Conf Load (Stockton) | 1 | Closed | Line | NO | 0.00383 | 0.01716 | 0.00242 | 125.7 | 175.5 | 193.6
33540 | TESLA | 33543 | AEC_TP2 | 115 | 115 | Conf Load (Stockton) | Conf Load (Stockton) | 2 | Closed | Line | NO | 0.00383 | 0.01716 | 0.00242 | 125.7 | 175.5 | 193.6
40175 | CARDWELL | 45201 | MERWIN | 115 | 115 | Cowlitz County, WA | PAC:LWSR | 1 | Closed | Line | NO | 0.01617 | 0.09333 | 0.01259 | 176 | 195 | 255
33540 | TESLA | 33568 | TH.E.DV. | 115 | 115 | Conf Load (Stockton) | Conf Load (Stockton) | 1 | Closed | Line | NO | 0.00219 | 0.02224 | 0.00714 | 194.2 | 219.3 | 239
33540 | TESLA | 33574 | LLNL TAP | 115 | 115 | Conf Load (Stockton) | Conf Load (Stockton) | 1 | Closed | Line | NO | 0.00638 | 0.04165 | 0.00644 | 164.3 | 194.2 | 256.4
33540 | TESLA | 33576 | MDWYWND | 115 | 115 | Conf Load (Stockton) | Conf Load (Stockton) | 1 | Closed | Line | NO | 0.00197 | 0.00988 | 0.00207 | 161 | 161 | 161
33540 | TESLA | 33959 | TCHRT_T2 | 115 | 115 | Conf Load (Stockton) | Conf Load (Stockton) | 1 | Closed | Line | NO | 0.0178 | 0.0772 | 0.011 | 98.2 | 112.1 | 141.8
33540 | TESLA | 33961 | TCHRT_T1 | 115 | 115 | Conf Load (Stockton) | Conf Load (Stockton) | 1 | Closed | Line | NO | 0.0105 | 0.0744 | 0.0114 | 125.7 | 147.8 | 193.6
33541 | AEC_TP1 | 33545 | AEC_JCT | 115 | 115 | Conf Load (Stockton) | Conf Load (Stockton) | 1 | Closed | Line | NO | 0.0005 | 0.0005 | 0 | 59.2 | 68.7 | 88.2
33542 | LEPRINO | 33546 | TRACY JC | 115 | 115 | Conf Load (Stockton) | Conf Load (Stockton) | 1 | Closed | Line | NO | 0.0027 | 0.0184 | 0.0018 | 164.3 | 194.2 | 239
33542 | LEPRINO | 33548 | TRACY | 115 | 115 | Conf Load (Stockton) | Conf Load (Stockton) | 1 | Closed | Line | NO | 0.0004 | 0.00291 | 0.00045 | 164.3 | 194.2 | 239
33543 | AEC_TP2 | 33545 | AEC_JCT | 115 | 115 | Conf Load (Stockton) | Conf Load (Stockton) | 1 | Open | Line | NO | 0.0005 | 0.0005 | 0 | 59.2 | 68.7 | 88.2
33544 | ELLS GTY | 33546 | TRACY JC | 115 | 115 | Conf Load (Stockton) | Conf Load (Stockton) | 1 | Closed | Line | NO | 0.01122 | 0.0378 | 0.00576 | 224.3 | 224.3 | 239
33545 | AEC_JCT | 33547 | AEC_300 | 115 | 115 | Conf Load (Stockton) | Conf Load (Stockton) | 1 | Closed | Line | NO | 0.0125 | 0.0208 | 0.0024 | 59.2 | 68.7 | 88.2
33546 | TRACY JC | 33552 | STCKTNJB | 115 | 115 | Conf Load (Stockton) | Conf Load (Stockton) | 1 | Open | Line | NO | 0.01723 | 0.05206 | 0.00675 | 129.5 | 150.2 | 192
33548 | TRACY | 33550 | HJ HEINZ | 115 | 115 | Conf Load (Stockton) | Conf Load (Stockton) | 1 | Closed | Line | NO | 2e-05 | 0.00011 | 2e-05 | 105.2 | 121.5 | 132.7
33551 | GWFTRACY | 33549 | SCHULTE | 115 | 115 | Conf Load (Stockton) | Conf Load (Stockton) | 1 | Closed | Line | NO | 8e-05 | 0.00072 | 0.00028 | 388 | 398 | 398
33552 | STCKTNJB | 33553 | STKTON B | 115 | 115 | Conf Load (Stockton) | Conf Load (Stockton) | 1 | Closed | Line | NO | 0.00128 | 0.00626 | 0.00095 | 77.5 | 89 | 96
33552 | STCKTNJB | 33590 | KYOHOTAP | 115 | 115 | Conf Load (Stockton) | Conf Load (Stockton) | 1 | Closed | Line | NO | 0.00742 | 0.0364 | 0.00551 | 125.7 | 147.8 | 193.6
33553 | STKTON B | 33555 | STKTON A | 115 | 115 | Conf Load (Stockton) | Conf Load (Stockton) | 1 | Open | Line | NO | 0.0005 | 0.0005 | 0 | 120 | 120 | 120
33556 | STN COGN | 33554 | CDCRSTNJT | 115 | 115 | Conf Load (Stockton) | Conf Load (Stockton) | 1 | Closed | Line | NO | 0.00363 | 0.01815 | 0.00259 | 125.7 | 147.8 | 193.6
33557 | CDCRSTN | 33554 | CDCRSTNJT | 115 | 115 | Conf Load (Stockton) | Conf Load (Stockton) | 1 | Closed | Line | NO | 0.00587 | 0.01739 | 0.00224 | 87.6 | 102.4 | 132.7
33554 | CDCRSTNJT | 33560 | LCKFRDJA | 115 | 115 | Conf Load (Stockton) | Conf Load (Stockton) | 1 | Closed | Line | NO | 0.00475 | 0.02379 | 0.00339 | 125.7 | 147.8 | 193.6
33556 | STN COGN | 33555 | STKTON A | 115 | 115 | Conf Load (Stockton) | Conf Load (Stockton) | 1 | Closed | Line | NO | 0.00522 | 0.01944 | 0.00298 | 77.5 | 89 | 96
33556 | STN COGN | 33958 | INGREDIONJCT | 115 | 115 | Conf Load (Stockton) | Conf Load (Stockton) | 1 | Closed | Line | NO | 0.0005 | 0.0011 | 0.0002 | 119.5 | 119.5 | 119.5
33558 | LCKFRDJB | 33562 | BELLOTA | 115 | 115 | Conf Load (Stockton) | Conf Load (Stockton) | 1 | Closed | Line | NO | 0.01664 | 0.04862 | 0.00635 | 87.6 | 102.4 | 132.7
33558 | LCKFRDJB | 33564 | LOCKFORD | 115 | 115 | Conf Load (Stockton) | Conf Load (Stockton) | 1 | Closed | Line | NO | 0.037 | 0.0779 | 0.00915 | 64.7 | 75.1 | 96
33590 | KYOHOTAP | 33558 | LCKFRDJB | 115 | 115 | Conf Load (Stockton) | Conf Load (Stockton) | 1 | Closed | Line | NO | 0.00318 | 0.0156 | 0.00236 | 125.7 | 147.8 | 193.6
33560 | LCKFRDJA | 33562 | BELLOTA | 115 | 115 | Conf Load (Stockton) | Conf Load (Stockton) | 1 | Closed | Line | NO | 0.01641 | 0.04817 | 0.00608 | 87.6 | 102.4 | 132.7
33560 | LCKFRDJA | 33564 | LOCKFORD | 115 | 115 | Conf Load (Stockton) | Conf Load (Stockton) | 1 | Closed | Line | NO | 0.037 | 0.0779 | 0.00915 | 64.7 | 75.1 | 96
33561 | BLLTAJCT | 33562 | BELLOTA | 115 | 115 | Conf Load (Stockton) | Conf Load (Stockton) | 1 | Closed | Line | NO | 0.0197 | 0.0583 | 0.0075 | 87.6 | 102.4 | 119.5
33561 | BLLTAJCT | 33564 | LOCKFORD | 115 | 115 | Conf Load (Stockton) | Conf Load (Stockton) | 1 | Closed | Line | NO | 0.0037 | 0.0097 | 0.0011 | 74.7 | 86.8 | 111.5
33565 | CMNCHETP | 33561 | BLLTAJCT | 115 | 115 | Conf Load (Stockton) | Conf Load (Stockton) | 1 | Closed | Line | NO | 0.0092 | 0.0244 | 0.0105 | 64.7 | 75.1 | 96
33562 | BELLOTA | 33946 | RVRBK J1 | 115 | 115 | Conf Load (Stockton) | Conf Load (Stanislaus) | 1 | Closed | Line | NO | 0.01366 | 0.06841 | 0.00975 | 125.7 | 147.8 | 193.6
33562 | BELLOTA | 33950 | RVRBK TP | 115 | 115 | Conf Load (Stockton) | Conf Load (Stanislaus) | 1 | Closed | Line | NO | 0.01367 | 0.06485 | 0.0103 | 87.6 | 102.4 | 132.7
33565 | CMNCHETP | 33566 | CAMANCHE | 115 | 115 | Conf Load (Stockton) | Conf Load (Stockton) | 1 | Closed | Line | NO | 0.02355 | 0.04219 | 0.0047 | 59.2 | 68.7 | 88.2
33568 | TH.E.DV. | 33570 | RIPONCOGENJT | 115 | 115 | Conf Load (Stockton) | Conf Load (Stockton) | 1 | Open | Line | NO | 0.00439 | 0.0448 | 0.0144 | 328.6 | 388.4 | 398.4
33568 | TH.E.DV. | 33596 | CARBONAJCT | 115 | 115 | Conf Load (Stockton) | Conf Load (Stockton) | 1 | Closed | Line | NO | 0.00216 | 0.02557 | 0.00604 | 328.7 | 388.4 | 398.4
33963 | TCHRTJCT | 33569 | GRANITE | 115 | 115 | Conf Load (Stockton) | Conf Load (Stockton) | 1 | Closed | Line | NO | 0.00517 | 0.00865 | 0.00096 | 59.2 | 68.7 | 88.2
33569 | GRANITE | 33968 | TEICHERT | 115 | 115 | Conf Load (Stockton) | Conf Load (Stockton) | 1 | Closed | Line | NO | 0.00183 | 0.00305 | 0.00034 | 59.2 | 68.7 | 88.2
33570 | RIPONCOGENJT | 33571 | TESLAMTR | 115 | 115 | Conf Load (Stockton) | Conf Load (Stockton) | 1 | Closed | Line | NO | 0.00264 | 0.0181 | 0.00575 | 125.7 | 147.8 | 193.6
33570 | RIPONCOGENJT | 33572 | RIPONCOGEN | 115 | 115 | Conf Load (Stockton) | Conf Load (Stockton) | 1 | Closed | Line | NO | 0.01226 | 0.06198 | 0.00878 | 125.7 | 147.8 | 193.6
33596 | CARBONAJCT | 33570 | RIPONCOGENJT | 115 | 115 | Conf Load (Stockton) | Conf Load (Stockton) | 1 | Closed | Line | NO | 0.00285 | 0.03362 | 0.00794 | 328.7 | 388.4 | 398.4
33571 | TESLAMTR | 33956 | SJ COGEN | 115 | 115 | Conf Load (Stockton) | Conf Load (Stanislaus) | 1 | Open | Line | NO | 0.00026 | 0.00181 | 0.00058 | 251.4 | 295.6 | 387.2
37898 | LLNLU450 | 33574 | LLNL TAP | 115 | 115 | Conf Load (Western) | Conf Load (Stockton) | 1 | Closed | Line | NO | 0.00095 | 0.00252 | 0.00015 | 110 | 120 | 120
33576 | MDWYWND | 33578 | FAYETTE | 115 | 115 | Conf Load (Stockton) | Conf Load (Stockton) | 1 | Open | Line | NO | 0.0005 | 0.001 | 0 | 252 | 296 | 388
33578 | FAYETTE | 33580 | ALTENRGY | 115 | 115 | Conf Load (Stockton) | Conf Load (Stockton) | 1 | Open | Line | NO | 0.0005 | 0.001 | 0 | 252 | 296 | 388
33582 | SLT SPRG | 39601 | KMPUDJCT | 115 | 115 | Conf Load (Stockton) | Conf Load (Stockton) | 1 | Closed | Line | NO | 0.00018 | 0.00049 | 6e-05 | 74.7 | 86.8 | 111.5
39601 | KMPUDJCT | 33584 | TIGR CRK | 115 | 115 | Conf Load (Stockton) | Conf Load (Stockton) | 1 | Closed | Line | NO | 0.0376 | 0.09982 | 0.01162 | 74.7 | 86.8 | 106
33590 | KYOHOTAP | 33591 | KYOHO | 115 | 115 | Conf Load (Stockton) | Conf Load (Stockton) | 1 | Open | Line | NO | 0.0214 | 0.04425 | 0.00039 | 87.6 | 102.4 | 132.7
33900 | DONNELLS | 33902 | BRDSLY J | 115 | 115 | Conf Load (Stanislaus) | Conf Load (Stanislaus) | 1 | Closed | Line | NO | 0.01043 | 0.03282 | 0.0037 | 98.2 | 112.1 | 141.8
33902 | BRDSLY J | 33904 | BEARDSLY | 115 | 115 | Conf Load (Stanislaus) | Conf Load (Stanislaus) | 1 | Closed | Line | NO | 0.00975 | 0.01543 | 0.00145 | 60.4 | 67.7 | 86
33902 | BRDSLY J | 33912 | SPRNG GJ | 115 | 115 | Conf Load (Stanislaus) | Conf Load (Stanislaus) | 1 | Closed | Line | NO | 0.00469 | 0.01482 | 0.00172 | 98.2 | 112.1 | 141.8
33906 | SPRNG GP | 33910 | SNDBR JT | 115 | 115 | Conf Load (Stanislaus) | Conf Load (Stanislaus) | 1 | Closed | Line | NO | 0.00076 | 0.0025 | 0.00026 | 98.2 | 112.1 | 141.8
33908 | SANDBAR | 33910 | SNDBR JT | 115 | 115 | Conf Load (Stanislaus) | Conf Load (Stanislaus) | 1 | Closed | Line | NO | 0.01096 | 0.01648 | 0.00172 | 60 | 67.3 | 85.7
33910 | SNDBR JT | 33912 | SPRNG GJ | 115 | 115 | Conf Load (Stanislaus) | Conf Load (Stanislaus) | 1 | Closed | Line | NO | 0.0025 | 0.00764 | 0.00093 | 98.2 | 112.1 | 119.5
33912 | SPRNG GJ | 33914 | MI-WUK | 115 | 115 | Conf Load (Stanislaus) | Conf Load (Stanislaus) | 1 | Closed | Line | NO | 0.01966 | 0.06238 | 0.00701 | 98.2 | 112.1 | 119.5
33914 | MI-WUK | 33917 | SPISONORAJCT | 115 | 115 | Conf Load (Stanislaus) | Conf Load (Stanislaus) | 1 | Closed | Line | NO | 0.01747 | 0.05437 | 0.00582 | 98.2 | 112.1 | 119.5
33916 | CURTISS | 33917 | SPISONORAJCT | 115 | 115 | Conf Load (Stanislaus) | Conf Load (Stanislaus) | 1 | Closed | Line | NO | 0.0005 | 0.001 | 0 | 98.2 | 112.1 | 119.5
33916 | CURTISS | 33920 | RCTRK J. | 115 | 115 | Conf Load (Stanislaus) | Conf Load (Stanislaus) | 1 | Closed | Line | NO | 0.009 | 0.02783 | 0.00317 | 98.2 | 112.1 | 119.5
33918 | SPISONORA | 33917 | SPISONORAJCT | 115 | 115 | Conf Load (Stanislaus) | Conf Load (Stanislaus) | 1 | Closed | Line | NO | 0.0014 | 0.00379 | 0.0006 | 87.6 | 102.4 | 132.7
33920 | RCTRK J. | 33922 | R.TRACK | 115 | 115 | Conf Load (Stanislaus) | Conf Load (Stanislaus) | 1 | Open | Line | NO | 0.00628 | 0.01928 | 0.00225 | 87.6 | 102.4 | 119.5
33920 | RCTRK J. | 33926 | CHINESESTAJT | 115 | 115 | Conf Load (Stanislaus) | Conf Load (Stanislaus) | 1 | Closed | Line | NO | 0.00908 | 0.02785 | 0.0033 | 98.2 | 112.1 | 119.5
33932 | MELONES | 33922 | R.TRACK | 115 | 115 | Conf Load (Stanislaus) | Conf Load (Stanislaus) | 1 | Closed | Line | NO | 0.01084 | 0.0517 | 0.0082 | 82.9 | 96.4 | 119.5
33926 | CHINESESTAJT | 33928 | CHINESESTA | 115 | 115 | Conf Load (Stanislaus) | Conf Load (Stanislaus) | 1 | Closed | Line | NO | 0.00927 | 0.01391 | 0.00148 | 60.4 | 67.7 | 86
33926 | CHINESESTAJT | 33930 | PEORIA | 115 | 115 | Conf Load (Stanislaus) | Conf Load (Stanislaus) | 1 | Closed | Line | NO | 0.00109 | 0.0055 | 0.00078 | 119.5 | 119.5 | 119.5
73123 | LOVELL | 73340 | NAHNEJEN | 115 | 115 | ZoneBH | ZoneBH | 1 | Closed | Line | NO | 0.03767 | 0.1524 | 0.01987 | 162 | 162 | 162
10198 | MARQUEZT | 10196 | MARQUEZ | 115 | 115 | PNM: Northwestern | PNM: Northwestern | 1 | Closed | Line | NO | 0.0055 | 0.0219 | 0.0027 | 131 | 131 | 134
10710 | CIBOLA | 12044 | OLDLAGNA | 115 | 115 | PNM: Albuquerque | TSGT: Western NM | 1 | Closed | Line | NO | 0.0256 | 0.0584 | 0.00685 | 102 | 102 | 128
33950 | RVRBK TP | 33934 | TULLOCH | 115 | 115 | Conf Load (Stanislaus) | Conf Load (Stanislaus) | 1 | Closed | Line | NO | 0.00355 | 0.10268 | 0.01362 | 87.6 | 102.4 | 119.5
33936 | MELNS JB | 33947 | RIVRBKJT | 115 | 115 | Conf Load (Stanislaus) | Conf Load (Stanislaus) | 1 | Closed | Line | NO | 0.06462 | 0.1107 | 0.01188 | 56 | 64.9 | 82.7
33946 | RVRBK J1 | 33944 | RVRBANK | 115 | 115 | Conf Load (Stanislaus) | Conf Load (Stanislaus) | 1 | Closed | Line | NO | 0.02293 | 0.03633 | 0.00462 | 59.2 | 68.7 | 88.2
33950 | RVRBK TP | 33944 | RVRBANK | 115 | 115 | Conf Load (Stanislaus) | Conf Load (Stanislaus) | 1 | Closed | Line | NO | 0.01242 | 0.03476 | 0.00492 | 87.6 | 102.4 | 132.5
42127 | LO BAKER | 42122 | LO BKRTP | 115 | 115 | SKAGIT | SKAGIT | 1 | Closed | Line | NO | 7e-05 | 0.00017 | 2e-05 | 125.7 | 125.7 | 148.4
43473 | ROCKCRTAP | 43474 | ROCKCREEK | 115 | 115 | Portland General - BES NODE | Portland General - BES S/S | 1 | Closed | Line | NO | 0.00517 | 0.02753 | 0.00432 | 198 | 198 | 266
33948 | RVRBK J2 | 33953 | VLYHMTP2 | 115 | 115 | Conf Load (Stanislaus) | Conf Load (Stockton) | 1 | Closed | Line | NO | 0.0081 | 0.01216 | 0.0013 | 60.4 | 67.7 | 86
33951 | VLYHMTP1 | 33952 | VALLY HM | 115 | 115 | Conf Load (Stockton) | Conf Load (Stanislaus) | 1 | Closed | Line | NO | 0.0005 | 0.0005 | 0 | 87.6 | 102.4 | 132.7
33953 | VLYHMTP2 | 33952 | VALLY HM | 115 | 115 | Conf Load (Stockton) | Conf Load (Stanislaus) | 1 | Open | Line | NO | 0.0005 | 0.0005 | 0 | 87.6 | 102.4 | 132.7
33956 | SJ COGEN | 33958 | INGREDIONJCT | 115 | 115 | Conf Load (Stanislaus) | Conf Load (Stockton) | 1 | Closed | Line | NO | 0.0095 | 0.0473 | 0.0067 | 119.5 | 119.5 | 119.5
33959 | TCHRT_T2 | 33963 | TCHRTJCT | 115 | 115 | Conf Load (Stockton) | Conf Load (Stockton) | 1 | Open | Line | NO | 0.0005 | 0.0005 | 0 | 59.2 | 68.7 | 88.2
33959 | TCHRT_T2 | 33970 | INGRM C. | 115 | 115 | Conf Load (Stockton) | Conf Load (Stanislaus) | 1 | Closed | Line | NO | 0.0138 | 0.0407 | 0.0052 | 98.2 | 112.1 | 141.8
33961 | TCHRT_T1 | 33960 | MDSTO CN | 115 | 115 | Conf Load (Stockton) | Conf Load (Stanislaus) | 1 | Closed | Line | NO | 0.0026 | 0.0191 | 0.0029 | 164.3 | 194.2 | 256.3
33960 | MDSTO CN | 33962 | SALDO TP | 115 | 115 | Conf Load (Stanislaus) | Conf Load (Stanislaus) | 1 | Closed | Line | NO | 0.0091 | 0.0669 | 0.0103 | 164.3 | 194.2 | 256.3
33961 | TCHRT_T1 | 33963 | TCHRTJCT | 115 | 115 | Conf Load (Stockton) | Conf Load (Stockton) | 1 | Closed | Line | NO | 0.0005 | 0.005 | 0 | 59.2 | 68.7 | 88.2
33962 | SALDO TP | 33964 | SALADO | 115 | 115 | Conf Load (Stanislaus) | Conf Load (Stanislaus) | 1 | Closed | Line | NO | 0.00673 | 0.01119 | 0.00132 | 59.2 | 81.5 | 88.2
10382 | YAHTAHEY | 10009 | ALLISONT | 115 | 115 | PNM: Northwestern | PNM: Northwestern | 1 | Closed | Line | NO | 0.0052 | 0.0215 | 0.0026 | 133 | 133 | 133
11267 | PICANTE | 11266 | PICANTE | 115 | 345 | EPE - Native Load | EPE - Native Load | 1 | Closed | Transformer | YES | 0.00113 | 0.0517 | 0 | 224 | 257.6 | 224
73211 | WELD LM | 73558 | WHITNEY | 115 | 115 | ZoneFH | ZoneFH | 1 | Closed | Line | NO | 0.0025 | 0.0155 | 0.0022 | 133 | 133 | 133
73191 | STERLING | 73478 | GALIEN | 115 | 115 | ZoneEC | ZoneEC | 1 | Closed | Line | NO | 0.01336 | 0.04679 | 0.00605 | 121 | 121 | 121
10386 | ZIA_1 | 10102 | ELDRADOT | 115 | 115 | PNM: Santa Fe | PNM: Santa Fe | 1 | Closed | Line | NO | 0.0134 | 0.0388 | 0.0045 | 102 | 102 | 102
365680 | Q1103JCT | 33966 | MILLER | 115 | 115 | Conf Load (Stanislaus) | Conf Load (Stanislaus) | 1 | Closed | Line | NO | 0.00018 | 0.00031 | 4e-05 | 59.2 | 68.7 | 88.2
33967 | MILER TP | 365680 | Q1103JCT | 115 | 115 | Conf Load (Stanislaus) | Conf Load (Stanislaus) | 1 | Closed | Line | NO | 0.00257 | 0.00429 | 0.00049 | 59.2 | 68.7 | 88.2
34100 | CHWCHLLA | 34101 | CERTAN T | 115 | 115 | Conf Load (Yosemite) | Conf Load (Yosemite) | 1 | Closed | Line | NO | 0.00458 | 0.01635 | 0.00224 | 199.2 | 199.2 | 199.2
34105 | CERTANJ1 | 34100 | CHWCHLLA | 115 | 115 | Conf Load (Yosemite) | Conf Load (Yosemite) | 1 | Closed | Line | NO | 0.0005 | 0.001 | 0 | 87.6 | 102.4 | 132.7
34107 | CERTANJ2 | 34101 | CERTAN T | 115 | 115 | Conf Load (Yosemite) | Conf Load (Yosemite) | 1 | Closed | Line | NO | 0.0005 | 0.001 | 0 | 87.6 | 102.4 | 119.5
34101 | CERTAN T | 34116 | LE GRAND | 115 | 115 | Conf Load (Yosemite) | Conf Load (Yosemite) | 1 | Closed | Line | NO | 0.00562 | 0.04131 | 0.00637 | 164.3 | 194.2 | 256.3
405478 | WHITCOMB+ | 405479 | CARMA+ | 115 | 115 | Lower Columbia Basin | Lower Columbia Basin | 1 | Closed | Line | NO | 0.00468 | 0.01321 | 0.00181 | 99.6 | 113.5 | 143.4
34107 | CERTANJ2 | 34103 | CHWCGNJT | 115 | 115 | Conf Load (Yosemite) | Conf Load (Yosemite) | 1 | Closed | Line | NO | 0.0059 | 0.0093 | 0.0012 | 87.6 | 102.4 | 132.7
34103 | CHWCGNJT | 34109 | CHWCGN | 115 | 115 | Conf Load (Yosemite) | Conf Load (Yosemite) | 1 | Closed | Line | NO | 0.0051 | 0.0086 | 0.001 | 87.6 | 102.4 | 132.7
34104 | ATWATER | 34110 | ATWATR J | 115 | 115 | Conf Load (Yosemite) | Conf Load (Yosemite) | 1 | Closed | Line | NO | 0.00554 | 0.0155 | 0.00222 | 87.6 | 102.4 | 119.5
34134 | WILSON A | 34104 | ATWATER | 115 | 115 | Conf Load (Yosemite) | Conf Load (Yosemite) | 1 | Closed | Line | NO | 0.01677 | 0.08 | 0.01271 | 125.7 | 147.8 | 193.6
32950 | PITSBURG | 32992 | BOLLMAN2 | 115 | 115 | Conf Load (Diablo) | Conf Load (Diablo) | 2 | Closed | Line | NO | 0.0171 | 0.0609 | 0.0084 | 224.3 | 224.3 | 244.8
11289 | ROBERTS | 11267 | PICANTE | 115 | 115 | EPE - Native Load | EPE - Native Load | 1 | Closed | Line | NO | 0.00719 | 0.0468 | 0.00679 | 184.8 | 239 | 184.8
34105 | CERTANJ1 | 34107 | CERTANJ2 | 115 | 115 | Conf Load (Yosemite) | Conf Load (Yosemite) | 1 | Open | Line | NO | 0.0005 | 0.001 | 0 | 87.6 | 102.4 | 132.7
34105 | CERTANJ1 | 34121 | SHARON T | 115 | 115 | Conf Load (Yosemite) | Conf Load (Yosemite) | 1 | Closed | Line | NO | 0.01452 | 0.03505 | 0.00435 | 68.3 | 79.5 | 102.4
40133 | BONNERS | 401330 | SAM_BON_JMP | 115 | 115 | Spokane Area, N Idaho, W Montana | Spokane Area, N Idaho, W Montana | 1 | Closed | Line | NO | 0.00015 | 0.00126 | 0.00018 | 278.9 | 278.9 | 358.5
42157 | ANACORT | 42165 | BURROWS | 115 | 115 | SKAGIT | SKAGIT | 1 | Closed | Line | NO | 0.00417 | 0.01176 | 0.00165 | 135.4 | 135.4 | 159.9
14364 | BAGDTWN | 14361 | BAGCAP | 115 | 115 | APS | APS | 1 | Closed | Line | NO | 0.00162 | 0.00854 | 0.0012 | 99 | 118.7 | 99
40139 | BONNVILE | 41035 | STEVNSON1# | 115 | 115 | Portland Area | Portland Area | 2 | Closed | Line | NO | 0.00087 | 0.00575 | 0.00063 | 163.3 | 163.3 | 219.1
40133 | BONNERS | 47194 | MT HALL | 115 | 115 | Spokane Area, N Idaho, W Montana | Spokane Area, N Idaho, W Montana | 1 | Closed | Line | NO | 0.03392 | 0.09683 | 0.0135 | 135.4 | 135.4 | 173.3
34116 | LE GRAND | 34198 | CHWCHLASLRJT | 115 | 115 | Conf Load (Yosemite) | Conf Load (Yosemite) | 1 | Closed | Line | NO | 0.00719 | 0.03592 | 0.00513 | 125.7 | 147.8 | 164
34118 | LE GRNDJ | 34136 | WILSON B | 115 | 115 | Conf Load (Yosemite) | Conf Load (Yosemite) | 1 | Closed | Line | NO | 0.02163 | 0.04703 | 0.00582 | 89.4 | 102 | 128.9
34118 | LE GRNDJ | 34168 | EL NIDO | 115 | 115 | Conf Load (Yosemite) | Conf Load (Yosemite) | 1 | Closed | Line | NO | 0.01285 | 0.03758 | 0.00476 | 87.6 | 102.4 | 119.5
10010 | AMBROSIA | 10164 | KERMACT | 115 | 115 | PNM: Northwestern | PNM: Northwestern | 1 | Closed | Line | NO | 0.0009 | 0.0037 | 0.00046 | 133 | 133 | 167
48119 | EGRANTAP | 40383 | EGRANVIL | 115 | 115 | AVA: Lewiston/Clarkston | AVA: Lewiston/Clarkston | 1 | Closed | Line | NO | 0.00228 | 0.00335 | 0.00039 | 61.7 | 61.7 | 90.2
45115 | GOSHN | 47023 | CRESWELL+ | 115 | 115 | PAC:WLMT | Western Oregon | 1 | Closed | Line | NO | 0.0122 | 0.02091 | 0.00232 | 77 | 77 | 103
79194 | BURROBDG | 79257 | AMES | 115 | 115 | ZoneR4 | ZoneR4 | 1 | Closed | Line | NO | 0.01478 | 0.05199 | 0.00665 | 119 | 119 | 119
10082 | CORRALB | 10085 | COTTONWT | 115 | 115 | PNM: Sandoval | PNM: Albuquerque | 1 | Closed | Line | NO | 0.0042 | 0.0158 | 0.00216 | 156 | 156 | 196
40127 | BOARDMAN | 41404 | HORNBUTTE# | 115 | 115 | Lower Columbia Basin | Lower Columbia Basin | 1 | Closed | Line | NO | 0.0118 | 0.11183 | 0.01305 | 116.1 | 116.1 | 161.1
70925 | FAIRPLAY_CR | 70926 | HARTSEL_CR | 115 | 115 | ZoneRM | ZoneRM | 1 | Closed | Line | NO | 0.01426 | 0.07703 | 0.01027 | 239 | 239 | 239
73100 | KORTESTP | 73176 | SEMINOE | 115 | 115 | ZoneEW | ZoneEW | 1 | Closed | Line | NO | 0.0042 | 0.0049 | 0.00159 | 100 | 100 | 100
73124 | LOVEWTAP | 78094 | VALLEYLM | 115 | 115 | ZoneFH | PRPA | 1 | Closed | Line | NO | 0.003 | 0.017 | 0.0024 | 166 | 183 | 166
42168 | HICKOX T | 42166 | BLACKBRN | 115 | 115 | SKAGIT | SKAGIT | 1 | Closed | Line | NO | 0.00048 | 0.00252 | 0.0004 | 211.1 | 211.1 | 249
34134 | WILSON A | 34144 | MERCED | 115 | 115 | Conf Load (Yosemite) | Conf Load (Yosemite) | 1 | Closed | Line | NO | 0.0158 | 0.03214 | 0.00384 | 81.9 | 94.4 | 102.4
34187 | WILSONSTCOM | 34134 | WILSON A | 115 | 115 | Conf Load (Yosemite) | Conf Load (Yosemite) | 1 | Closed | Line | NO | 0 | 0.0003 | 0 | 398 | 398 | 398
34136 | WILSON B | 34138 | EL CAPTN | 115 | 115 | Conf Load (Yosemite) | Conf Load (Yosemite) | 1 | Closed | Line | NO | 0.009 | 0.04355 | 0.00661 | 151.2 | 158.9 | 158.9
34136 | WILSON B | 34144 | MERCED | 115 | 115 | Conf Load (Yosemite) | Conf Load (Yosemite) | 2 | Closed | Line | NO | 0.01664 | 0.03607 | 0.00463 | 81.9 | 89.6 | 89.6
34141 | PAN2_TAP | 34148 | CHENY | 115 | 115 | Conf Load (Yosemite) | Conf Load (Yosemite) | 1 | Closed | Line | NO | 0.0072 | 0.02079 | 0.00027 | 98.2 | 112.1 | 141.8
34157 | PANOCHET | 34141 | PAN2_TAP | 115 | 115 | Conf Load (Yosemite) | Conf Load (Yosemite) | 1 | Open | Line | NO | 0.0008 | 0.00231 | 3e-05 | 98.2 | 112.1 | 141.8
34144 | MERCED | 34146 | MERCED M | 115 | 115 | Conf Load (Yosemite) | Conf Load (Yosemite) | 2 | Closed | TransformerWinding | YES | 0 | 0.52222 | 0 | 50 | 60 | 50
34149 | CHENYT | 34148 | CHENY | 115 | 115 | Conf Load (Yosemite) | Conf Load (Yosemite) | 1 | Closed | Line | NO | 0.00386 | 0.0108 | 0.00154 | 87.6 | 102.4 | 132.7
34149 | CHENYT | 34158 | PANOCHE2 | 115 | 115 | Conf Load (Yosemite) | Conf Load (Yosemite) | 1 | Closed | Line | NO | 0.00333 | 0.00932 | 0.00133 | 82.9 | 96.4 | 124.1
34149 | CHENYT | 34393 | EXCELSIORSS | 115 | 115 | Conf Load (Yosemite) | Conf Load (Fresno) | 2 | Closed | Line | NO | 0.0517 | 0.153 | 0.01969 | 87.6 | 102.4 | 132.7
34150 | NEWHALL | 34154 | DAIRYLND | 115 | 115 | Conf Load (Yosemite) | Conf Load (Yosemite) | 1 | Closed | Line | NO | 0.02062 | 0.07362 | 0.01007 | 158.9 | 158.9 | 158.9
34150 | NEWHALL | 34178 | MADERAPR | 115 | 115 | Conf Load (Yosemite) | Conf Load (Yosemite) | 1 | Closed | Line | NO | 0.00126 | 0.00448 | 0.00061 | 224.3 | 224.3 | 239
34191 | PMTFMPPJT | 34152 | GILLRAN | 115 | 115 | Conf Load (Yosemite) | Conf Load (Yosemite) | 1 | Closed | Line | NO | 0.00731 | 0.03652 | 0.00521 | 125.7 | 147.8 | 193.6
34156 | MENDOTA | 34153 | GILLTAP | 115 | 115 | Conf Load (Yosemite) | Conf Load (Yosemite) | 1 | Closed | Line | NO | 0.02183 | 0.07794 | 0.01066 | 211.9 | 211.9 | 211.9
34153 | GILLTAP | 34178 | MADERAPR | 115 | 115 | Conf Load (Yosemite) | Conf Load (Yosemite) | 1 | Closed | Line | NO | 0.00066 | 0.00235 | 0.00032 | 224.3 | 224.3 | 239
34153 | GILLTAP | 34191 | PMTFMPPJT | 115 | 115 | Conf Load (Yosemite) | Conf Load (Yosemite) | 1 | Closed | Line | NO | 0.00299 | 0.01496 | 0.00214 | 125.7 | 147.8 | 193.6
34198 | CHWCHLASLRJT | 34154 | DAIRYLND | 115 | 115 | Conf Load (Yosemite) | Conf Load (Yosemite) | 1 | Closed | Line | NO | 0.00528 | 0.0264 | 0.00377 | 125.7 | 147.8 | 164
34157 | PANOCHET | 34155 | PANOCHE1 | 115 | 115 | Conf Load (Yosemite) | Conf Load (Yosemite) | 1 | Closed | Line | NO | 0.00012 | 0.00027 | 4e-05 | 224.3 | 224.3 | 239
34155 | PANOCHE1 | 34158 | PANOCHE2 | 115 | 115 | Conf Load (Yosemite) | Conf Load (Yosemite) | 1 | Closed | Line | NO | 0 | 0.0001 | 0 | 398.4 | 398.4 | 398.4
34155 | PANOCHE1 | 34167 | CALPEAKJCT | 115 | 115 | Conf Load (Yosemite) | Conf Load (Yosemite) | 1 | Closed | Line | NO | 1e-05 | 8e-05 | 2e-05 | 251.8 | 295.6 | 387.2
34155 | PANOCHE1 | 34350 | KAMM | 115 | 115 | Conf Load (Yosemite) | Conf Load (Fresno) | 1 | Closed | Line | NO | 0.02103 | 0.06 | 0.00812 | 82.9 | 96.4 | 124.1
34157 | PANOCHET | 34156 | MENDOTA | 115 | 115 | Conf Load (Yosemite) | Conf Load (Yosemite) | 1 | Closed | Line | NO | 0.02365 | 0.0534 | 0.00785 | 224.3 | 224.3 | 244.8
34195 | NORTHSTAR | 34156 | MENDOTA | 115 | 115 | Conf Load (Yosemite) | Conf Load (Yosemite) | 1 | Closed | Line | NO | 0.0042 | 0.0121 | 0.0007 | 112.3 | 118.5 | 112.3
365661 | Q1127 | 34156 | MENDOTA | 115 | 115 | Conf Load (Yosemite) | Conf Load (Yosemite) | 1 | Closed | Line | NO | 0.01314 | 0.0368 | 0.00487 | 193 | 257 | 193
34159 | PANOCHEJ | 34158 | PANOCHE2 | 115 | 115 | Conf Load (Yosemite) | Conf Load (Yosemite) | 1 | Closed | Line | NO | 0.00485 | 0.01257 | 0.00139 | 224.3 | 224.3 | 239
34159 | PANOCHEJ | 34160 | HAMMONDS | 115 | 115 | Conf Load (Yosemite) | Conf Load (Yosemite) | 1 | Closed | Line | NO | 0.00224 | 0.01647 | 0.00254 | 164 | 194 | 256
34159 | PANOCHEJ | 34180 | OXFRDJCT | 115 | 115 | Conf Load (Yosemite) | Conf Load (Yosemite) | 1 | Closed | Line | NO | 0.0077 | 0.0252 | 0.00263 | 98.2 | 112.1 | 141.8
34160 | HAMMONDS | 34161 | DFSTP | 115 | 115 | Conf Load (Yosemite) | Conf Load (Yosemite) | 1 | Closed | Line | NO | 0.00586 | 0.043 | 0.00663 | 164 | 194 | 256
623613 | HARDIN AUTO | 97931 | mid_97931 | 115 | 115 | BILLINGS_MT | BILLINGS_MT | 3 | Closed | TransformerWinding | YES | 0 | 0.29267 | 0 | 18.8 | 21.6 | 18.8
73206 | VERNONTP | 73374 | VERNONLM | 115 | 115 | ZoneEC | ZoneEC | 1 | Closed | Line | NO | 0.0107 | 0.0242 | 0.00284 | 68 | 68 | 68
623613 | HARDIN AUTO | 97934 | mid_97934 | 115 | 230 | BILLINGS_MT | BILLINGS_MT | 1 | Closed | TransformerWinding | YES | 0 | -0.00708 | 0 | 200 | 240 | 240
33310 | SANMATEO | 33312 | BELMONT | 115 | 115 | Conf Load (Peninsula) | Conf Load (Peninsula) | 1 | Closed | Line | NO | 0.01673 | 0.04245 | 0.0054 | 98.6 | 110.9 | 111.5
73134 | MED BOW | 73362 | MEDBOWTP | 115 | 115 | ZoneEW | ZoneEW | 1 | Closed | Line | NO | 0 | 0.0003 | 0 | 110 | 110 | 110
66839 | HOOP_SPRNG_N | 66840 | HOOP_SPRNG_S | 115 | 115 | ID BPA | ID BPA | 1 | Open | Line | NO | 0 | 0.00029 | 0 | 125.9 | 159.5 | 170.5
32950 | PITSBURG | 33032 | KIRKTAP1 | 115 | 115 | Conf Load (Diablo) | Conf Load (Diablo) | 3 | Closed | Line | NO | 0.00052 | 0.00519 | 0.0017 | 338.2 | 398.4 | 389.4
43825 | MAXIMTP1 | 43827 | MAXIM1 | 115 | 115 | Portland General - BES NODE | Portland General - Industrial | 1 | Closed | Line | NO | 0.00017 | 0.0008 | 0.00012 | 198 | 198 | 266
34180 | OXFRDJCT | 34181 | WSTLDJCT | 115 | 115 | Conf Load (Yosemite) | Conf Load (Yosemite) | 1 | Closed | Line | NO | 0.00255 | 0.00834 | 0.00087 | 98.2 | 112.1 | 141.8
34181 | WSTLDJCT | 34182 | WSTLD1RA | 115 | 115 | Conf Load (Yosemite) | Conf Load (Yosemite) | 1 | Closed | Line | NO | 0.00386 | 0.00625 | 0.00077 | 59.2 | 68.7 | 88.2
34181 | WSTLDJCT | 34183 | LUISJCT | 115 | 115 | Conf Load (Yosemite) | Conf Load (Yosemite) | 1 | Closed | Line | NO | 0.0092 | 0.03014 | 0.00314 | 98.2 | 112.1 | 141.8
40107 | BIG EDDY | 47083 | SEUFERT+ | 115 | 115 | Lower Columbia Basin | Lower Columbia Basin | 1 | Closed | Line | NO | 0.00192 | 0.01619 | 0.00244 | 210.1 | 210.1 | 239
365601 | Q1028Q1029 | 34195 | NORTHSTAR | 115 | 115 | Conf Load (Yosemite) | Conf Load (Yosemite) | 1 | Closed | Line | NO | 0.00018 | 0.00058 | 8e-05 | 110 | 146 | 110
34198 | CHWCHLASLRJT | 34199 | CHWCHLASLR | 115 | 115 | Conf Load (Yosemite) | Conf Load (Yosemite) | 1 | Closed | Line | NO | 1e-05 | 0.00013 | 2e-05 | 236 | 307 | 236
34245 | PSE MCKJ | 34223 | PSE MCKT | 115 | 115 | Conf Load (Kern) | Conf Load (Kern) | 1 | Closed | Line | NO | 0.00584 | 0.02819 | 0.00429 | 119.5 | 119.5 | 119.5
73211 | WELD LM | 73212 | WELD LM | 115 | 230 | ZoneFH | ZoneFH | 1 | Closed | Transformer | YES | 0.00181 | 0.06338 | 0 | 150 | 180 | 150
34225 | BELRDG J | 34774 | MIDWAY | 115 | 115 | Conf Load (Kern) | Conf Load (Kern) | 1 | Closed | Line | NO | 0.02654 | 0.06559 | 0.00861 | 79.1 | 92.2 | 119.3
79604 | A-R TAP | 79657 | TURLY S | 115 | 115 | FEUS | FEUS | 1 | Closed | Line | NO | 0.00045 | 0.00176 | 0.00011 | 35 | 40 | 35
34227 | BELRDG T | 34229 | BELRDG B | 115 | 115 | Conf Load (Kern) | Conf Load (Kern) | 1 | Closed | Line | NO | 0.00481 | 0.0078 | 0.00095 | 59.2 | 68.7 | 88.2
34227 | BELRDG T | 34804 | BELRIDGE | 115 | 115 | Conf Load (Kern) | Conf Load (Kern) | 1 | Closed | Line | NO | 0.00599 | 0.0097 | 0.00119 | 59.2 | 68.7 | 88.2
39172 | PUMPJACK_TP | 34227 | BELRDG T | 115 | 115 | Conf Load (Kern) | Conf Load (Kern) | 1 | Closed | Line | NO | 0.00735 | 0.01227 | 0.00141 | 59.2 | 68.7 | 88.2
40107 | BIG EDDY | 40343 | DEMOSS | 115 | 115 | Lower Columbia Basin | Lower Columbia Basin | 1 | Closed | Line | NO | 0.04516 | 0.14067 | 0.0173 | 137.5 | 137.5 | 169.3
11110 | NEWMAN | 11289 | ROBERTS | 115 | 115 | EPE - Native Load | EPE - Native Load | 1 | Closed | Line | NO | 0.0042 | 0.02733 | 0.00396 | 184.8 | 239 | 184.8
34281 | DOUBLECJ | 34730 | PSE-3 | 115 | 115 | Conf Load (Kern) | Conf Load (Kern) | 1 | Closed | Line | NO | 0.00138 | 0.00666 | 0.00101 | 125.7 | 147.8 | 193.6
34795 | EANDBJT | 34281 | DOUBLECJ | 115 | 115 | Conf Load (Kern) | Conf Load (Kern) | 1 | Closed | Line | NO | 0.00094 | 0.00638 | 0.00197 | 251.4 | 295.6 | 387.2
34281 | DOUBLECJ | 34848 | DOUBLE C | 115 | 115 | Conf Load (Kern) | Conf Load (Kern) | 1 | Closed | Line | NO | 7e-05 | 0.00033 | 5e-05 | 125.7 | 147.8 | 193.6
34283 | BDGRCRKJ | 34285 | HIGHSIERRA | 115 | 115 | Conf Load (Kern) | Conf Load (Kern) | 1 | Closed | Line | NO | 0.00092 | 0.00442 | 0.00067 | 125.7 | 147.8 | 193.6
34283 | BDGRCRKJ | 34287 | BDGRCRKP | 115 | 115 | Conf Load (Kern) | Conf Load (Kern) | 1 | Closed | Line | NO | 0.0012 | 0.00581 | 0.00088 | 119.5 | 119.5 | 119.5
34360 | WWARD JT | 34348 | SHEPHERD | 115 | 115 | Conf Load (Fresno) | Conf Load (Fresno) | 1 | Closed | Line | NO | 0.00418 | 0.03275 | 0.00566 | 164.3 | 194.2 | 239
34414 | WOODWARD | 34348 | SHEPHERD | 115 | 115 | Conf Load (Fresno) | Conf Load (Fresno) | 1 | Closed | Line | NO | 0.00274 | 0.02252 | 0.00397 | 164.3 | 194.2 | 199.2
34350 | KAMM | 34352 | CANTUA | 115 | 115 | Conf Load (Fresno) | Conf Load (Fresno) | 1 | Closed | Line | NO | 0.01942 | 0.05539 | 0.00749 | 87.6 | 102.4 | 132.7
34352 | CANTUA | 34432 | WESTLNDS | 115 | 115 | Conf Load (Fresno) | Conf Load (Fresno) | 1 | Closed | Line | NO | 0.00866 | 0.0247 | 0.00336 | 87.6 | 102.4 | 132.7
34393 | EXCELSIORSS | 34354 | SCHINDLR | 115 | 115 | Conf Load (Fresno) | Conf Load (Fresno) | 1 | Closed | Line | NO | 0.01018 | 0.03014 | 0.00388 | 87.6 | 102.4 | 132.7
34393 | EXCELSIORSS | 34354 | SCHINDLR | 115 | 115 | Conf Load (Fresno) | Conf Load (Fresno) | 2 | Closed | Line | NO | 0.01018 | 0.03014 | 0.00388 | 87.6 | 102.4 | 132.7
34357 | AIRWAYJ1 | 34355 | AIRWAYS2 | 115 | 115 | Conf Load (Fresno) | Conf Load (Fresno) | 1 | Closed | Line | NO | 0.00252 | 0.01854 | 0.00287 | 164.3 | 194.2 | 211.9
73200 | TIMNATH | 73553 | BOXELDER | 115 | 115 | ZoneFH | ZoneFH | 1 | Closed | Line | NO | 0.0019 | 0.0061 | 0.0008 | 87 | 87 | 87
10137 | IND_HOSP | 10355 | UNM_T | 115 | 115 | PNM: Albuquerque | PNM: Albuquerque | 1 | Closed | Line | NO | 0.0002 | 0.0008 | 0.0001 | 133 | 133 | 134
34357 | AIRWAYJ1 | 34366 | SANGER | 115 | 115 | Conf Load (Fresno) | Conf Load (Fresno) | 1 | Closed | Line | NO | 0.00878 | 0.03135 | 0.00429 | 190 | 224.3 | 244.8
43826 | MAXIMTP2 | 43828 | MAXIM2 | 115 | 115 | Portland General - BES NODE | Portland General - Industrial | 1 | Closed | Line | NO | 0.00019 | 0.00093 | 0.00014 | 198 | 198 | 266
34358 | KERCKHOFFPH2 | 34360 | WWARD JT | 115 | 115 | Conf Load (Fresno) | Conf Load (Fresno) | 1 | Closed | Line | NO | 0.01062 | 0.05066 | 0.00805 | 125.7 | 147.8 | 193.6
34365 | CLOVISJ2 | 34358 | KERCKHOFFPH2 | 115 | 115 | Conf Load (Fresno) | Conf Load (Fresno) | 1 | Closed | Line | NO | 0.02113 | 0.10374 | 0.01561 | 125.7 | 147.8 | 193.6
34366 | SANGER | 34359 | AIRWAYJ2 | 115 | 115 | Conf Load (Fresno) | Conf Load (Fresno) | 1 | Closed | Line | NO | 0.00878 | 0.03135 | 0.00429 | 190 | 224.3 | 239
34359 | AIRWAYJ2 | 34383 | SESWTFTP | 115 | 115 | Conf Load (Fresno) | Conf Load (Fresno) | 1 | Closed | Line | NO | 0.00131 | 0.00964 | 0.00149 | 164.3 | 194.2 | 239
34359 | AIRWAYJ2 | 34408 | BARTON | 115 | 115 | Conf Load (Fresno) | Conf Load (Fresno) | 1 | Closed | Line | NO | 0.00353 | 0.0126 | 0.00172 | 187.2 | 224.3 | 244.8
34363 | CLOVISJ1 | 34360 | WWARD JT | 115 | 115 | Conf Load (Fresno) | Conf Load (Fresno) | 1 | Closed | Line | NO | 0.01048 | 0.0366 | 0.00544 | 125.7 | 147.8 | 193.6
34383 | SESWTFTP | 34361 | AIRWAYS | 115 | 115 | Conf Load (Fresno) | Conf Load (Fresno) | 1 | Closed | Line | NO | 0.0012 | 0.00879 | 0.00136 | 164.3 | 194.2 | 211.9
10370 | WESTMS_1 | 10701 | PARADIS2 | 115 | 115 | PNM: Albuquerque | PNM: Albuquerque | 1 | Closed | Line | NO | 0.0084 | 0.0333 | 0.0041 | 156 | 219 | 196
73200 | TIMNATH | 77503 | RICHRDTP | 115 | 115 | ZoneFH | PRPA | 1 | Closed | Line | NO | 0.00078 | 0.00575 | 0.00078 | 160 | 160 | 160
34363 | CLOVISJ1 | 34366 | SANGER | 115 | 115 | Conf Load (Fresno) | Conf Load (Fresno) | 1 | Closed | Line | NO | 0.00595 | 0.04136 | 0.00715 | 164.3 | 194.2 | 239
40097 | BENTON | 41147 | WHITE_BLF_1 | 115 | 115 | Lower Columbia Basin | Lower Columbia Basin | 1 | Closed | Line | NO | 0.01975 | 0.06375 | 0.00773 | 127.5 | 127.5 | 163.3
12002 | ALAMOGPG | 13000 | ALAMOGCP | 115 | 115 | TSGT: Southern NM | PNM: Southeast | 1 | Closed | Line | NO | 0.0002 | 0.0005 | 0.0002 | 45 | 45 | 45
34366 | SANGER | 34370 | MC CALL | 115 | 115 | Conf Load (Fresno) | Conf Load (Fresno) | 1 | Closed | Line | NO | 0.00267 | 0.04758 | 0.00724 | 194.2 | 219.3 | 239
34366 | SANGER | 34370 | MC CALL | 115 | 115 | Conf Load (Fresno) | Conf Load (Fresno) | 2 | Closed | Line | NO | 0.00267 | 0.04758 | 0.00724 | 164.3 | 194.2 | 239
34366 | SANGER | 34370 | MC CALL | 115 | 115 | Conf Load (Fresno) | Conf Load (Fresno) | 3 | Closed | Line | NO | 0.00579 | 0.04017 | 0.00693 | 164.3 | 194.2 | 239
34366 | SANGER | 34372 | MALAGA | 115 | 115 | Conf Load (Fresno) | Conf Load (Fresno) | 1 | Closed | Line | NO | 0.00998 | 0.04945 | 0.00622 | 125.7 | 147.8 | 193.6
34366 | SANGER | 34389 | RAINBWTP | 115 | 115 | Conf Load (Fresno) | Conf Load (Fresno) | 1 | Closed | Line | NO | 0.00749 | 0.02155 | 0.00291 | 105.2 | 121.5 | 132.7
34366 | SANGER | 34396 | PIEDRA 2 | 115 | 115 | Conf Load (Fresno) | Conf Load (Fresno) | 1 | Closed | Line | NO | 0.01779 | 0.05165 | 0.00674 | 87.6 | 102.4 | 132.7
34402 | CAL AVE | 34366 | SANGER | 115 | 115 | Conf Load (Fresno) | Conf Load (Fresno) | 1 | Closed | Line | NO | 0.00671 | 0.04926 | 0.00761 | 164.3 | 194.2 | 256.3
34366 | SANGER | 34487 | SANGERCGNJCT | 115 | 115 | Conf Load (Fresno) | Conf Load (Fresno) | 1 | Closed | Line | NO | 0.00312 | 0.02293 | 0.00354 | 164.3 | 194.2 | 239
34410 | MANCHSTR | 34368 | LASPALMS | 115 | 115 | Conf Load (Fresno) | Conf Load (Fresno) | 1 | Closed | Line | NO | 0.0091 | 0.03247 | 0.00444 | 163.5 | 192.2 | 239
34377 | AIRPROD | 34370 | MC CALL | 115 | 115 | Conf Load (Fresno) | Conf Load (Fresno) | 1 | Closed | Line | NO | 0.01091 | 0.05205 | 0.00827 | 125.7 | 147.8 | 193.6
34370 | MC CALL | 34382 | WAHTOKE | 115 | 115 | Conf Load (Fresno) | Conf Load (Fresno) | 1 | Closed | Line | NO | 0.00717 | 0.04983 | 0.00861 | 164.3 | 194.2 | 244.8
34370 | MC CALL | 34385 | KINGS J1 | 115 | 115 | Conf Load (Fresno) | Conf Load (Fresno) | 1 | Closed | Line | NO | 0.0071 | 0.03548 | 0.00507 | 125.7 | 147.8 | 193.6
34390 | DANISHCM | 34370 | MC CALL | 115 | 115 | Conf Load (Fresno) | Conf Load (Fresno) | 1 | Closed | Line | NO | 0.03503 | 0.12508 | 0.01711 | 224.3 | 224.3 | 239
34404 | WST FRSO | 34370 | MC CALL | 115 | 115 | Conf Load (Fresno) | Conf Load (Fresno) | 1 | Closed | Line | NO | 0.0326 | 0.1066 | 0.0152 | 194.2 | 219.3 | 239
34423 | GAURD J1 | 34370 | MC CALL | 115 | 115 | Conf Load (Fresno) | Conf Load (Fresno) | 2 | Closed | Line | NO | 0.00797 | 0.03982 | 0.00569 | 125.7 | 147.8 | 193.6
34372 | MALAGA | 34376 | PPG | 115 | 115 | Conf Load (Fresno) | Conf Load (Fresno) | 1 | Closed | Line | NO | 0.0005 | 0.0005 | 0 | 12 | 12 | 12
34372 | MALAGA | 34379 | MALAGATP | 115 | 115 | Conf Load (Fresno) | Conf Load (Fresno) | 1 | Closed | Line | NO | 0.0005 | 0.0005 | 0 | 125.7 | 147.8 | 193.6
34372 | MALAGA | 34381 | KRCDP | 115 | 115 | Conf Load (Fresno) | Conf Load (Fresno) | 1 | Closed | Line | NO | 0.00074 | 0.00402 | 0.0006 | 164.3 | 194.2 | 256.3
34373 | SCWAXJCT | 34374 | RANCHRS | 115 | 115 | Conf Load (Fresno) | Conf Load (Fresno) | 1 | Closed | Line | NO | 0.00098 | 0.00274 | 0.00039 | 87.6 | 102.4 | 119.5
34379 | MALAGATP | 34373 | SCWAXJCT | 115 | 115 | Conf Load (Fresno) | Conf Load (Fresno) | 1 | Closed | Line | NO | 0.00294 | 0.00822 | 0.00117 | 87.6 | 102.4 | 119.5
34375 | RIOBRVOFSNOJ | 34377 | AIRPROD | 115 | 115 | Conf Load (Fresno) | Conf Load (Fresno) | 1 | Closed | Line | NO | 0.0005 | 0.00239 | 0.00038 | 119.5 | 119.5 | 119.5
34375 | RIOBRVOFSNOJ | 34378 | RIOBRVOFSNO | 115 | 115 | Conf Load (Fresno) | Conf Load (Fresno) | 1 | Closed | Line | NO | 0.00118 | 0.00196 | 0.00023 | 59.2 | 68.7 | 88.2
34379 | MALAGATP | 34375 | RIOBRVOFSNOJ | 115 | 115 | Conf Load (Fresno) | Conf Load (Fresno) | 1 | Closed | Line | NO | 0.0005 | 0.00239 | 0.00038 | 125.7 | 147.8 | 193.6
34382 | WAHTOKE | 34380 | REEDLEY | 115 | 115 | Conf Load (Fresno) | Conf Load (Fresno) | 1 | Closed | Line | NO | 0.00877 | 0.02524 | 0.00338 | 98.2 | 112.1 | 141.8
34380 | REEDLEY | 34394 | PIEDRA 1 | 115 | 115 | Conf Load (Fresno) | Conf Load (Fresno) | 1 | Closed | Line | NO | 0.01475 | 0.07039 | 0.01119 | 125.7 | 147.8 | 193.6
34490 | PARLIER | 34380 | REEDLEY | 115 | 115 | Conf Load (Fresno) | Conf Load (Fresno) | 1 | Closed | Line | NO | 0.00584 | 0.0429 | 0.00663 | 164.3 | 194.2 | 239
34383 | SESWTFTP | 34384 | SESWTF | 115 | 115 | Conf Load (Fresno) | Conf Load (Fresno) | 1 | Closed | Line | NO | 0.00037 | 0.00061 | 7e-05 | 59.2 | 68.7 | 88.2
34385 | KINGS J1 | 34417 | KINGS J2 | 115 | 115 | Conf Load (Fresno) | Conf Load (Fresno) | 1 | Closed | Line | NO | 0.00087 | 0.00434 | 0.00062 | 125.7 | 147.8 | 193.6
34385 | KINGS J1 | 34425 | SUNMAIDJCT | 115 | 115 | Conf Load (Fresno) | Conf Load (Fresno) | 1 | Closed | Line | NO | 0.00255 | 0.00753 | 0.00097 | 87.6 | 102.4 | 132.7
34386 | KNGSCOGN | 34427 | KNSBGCGNJCT | 115 | 115 | Conf Load (Fresno) | Conf Load (Fresno) | 1 | Closed | Line | NO | 2e-05 | 6e-05 | 1e-05 | 87.6 | 102.4 | 132.7
34387 | SUNMAID | 34425 | SUNMAIDJCT | 115 | 115 | Conf Load (Fresno) | Conf Load (Fresno) | 1 | Closed | Line | NO | 4e-05 | 0.00012 | 1e-05 | 87.6 | 102.4 | 132.7
34388 | RAINBW | 34389 | RAINBWTP | 115 | 115 | Conf Load (Fresno) | Conf Load (Fresno) | 1 | Closed | Line | NO | 0.0051 | 0.0151 | 0.0019 | 87.6 | 102.4 | 132.7
34389 | RAINBWTP | 34394 | PIEDRA 1 | 115 | 115 | Conf Load (Fresno) | Conf Load (Fresno) | 1 | Closed | Line | NO | 0.01747 | 0.05021 | 0.00688 | 105.2 | 121.5 | 132.7
34402 | CAL AVE | 34390 | DANISHCM | 115 | 115 | Conf Load (Fresno) | Conf Load (Fresno) | 1 | Closed | Line | NO | 0.00251 | 0.00896 | 0.00123 | 224.3 | 224.3 | 239
34391 | QUEBECTP | 34392 | QUEBEC | 115 | 115 | Conf Load (Fresno) | Conf Load (Fresno) | 1 | Closed | Line | NO | 0.0125 | 0.0209 | 0.0024 | 59.2 | 68.7 | 88.2
34391 | QUEBECTP | 34420 | CORCORAN | 115 | 115 | Conf Load (Fresno) | Conf Load (Fresno) | 1 | Open | Line | NO | 0.0044 | 0.03231 | 0.00499 | 164.3 | 194.2 | 239
34391 | QUEBECTP | 34426 | ALPAUGH | 115 | 115 | Conf Load (Fresno) | Conf Load (Fresno) | 1 | Closed | Line | NO | 0.00462 | 0.0339 | 0.00524 | 164.3 | 194.2 | 239
34395 | EXCLSRSLR | 34393 | EXCELSIORSS | 115 | 115 | Conf Load (Fresno) | Conf Load (Fresno) | 1 | Closed | Line | NO | 6e-05 | 0.0003 | 4e-05 | 125.7 | 147.8 | 163.9
34432 | WESTLNDS | 34393 | EXCELSIORSS | 115 | 115 | Conf Load (Fresno) | Conf Load (Fresno) | 1 | Closed | Line | NO | 0.00548 | 0.01623 | 0.00209 | 87.6 | 102.4 | 132.7
34394 | PIEDRA 1 | 34396 | PIEDRA 2 | 115 | 115 | Conf Load (Fresno) | Conf Load (Fresno) | 1 | Open | Line | NO | 0.0005 | 0.0005 | 0 | 105.2 | 121.5 | 132.7
34394 | PIEDRA 1 | 34400 | KNGSRVR1 | 115 | 115 | Conf Load (Fresno) | Conf Load (Fresno) | 1 | Closed | Line | NO | 0.03198 | 0.09112 | 0.0123 | 105.2 | 119.5 | 119.5
34396 | PIEDRA 2 | 34398 | BALCH | 115 | 115 | Conf Load (Fresno) | Conf Load (Fresno) | 1 | Closed | Line | NO | 0.05064 | 0.14699 | 0.01918 | 87.6 | 102.4 | 119.5
34402 | CAL AVE | 34404 | WST FRSO | 115 | 115 | Conf Load (Fresno) | Conf Load (Fresno) | 1 | Closed | Line | NO | 0.00592 | 0.02783 | 0.00394 | 125.7 | 147.8 | 193.6
34408 | BARTON | 34412 | HERNDON | 115 | 115 | Conf Load (Fresno) | Conf Load (Fresno) | 1 | Closed | Line | NO | 0.00366 | 0.06502 | 0.0099 | 190 | 224.3 | 244.8
34412 | HERNDON | 34409 | PNDLJ2 | 115 | 115 | Conf Load (Fresno) | Conf Load (Fresno) | 1 | Closed | Line | NO | 0.00736 | 0.04342 | 0.00567 | 302.2 | 302.2 | 330
34409 | PNDLJ2 | 34415 | PNEDLE2 | 115 | 115 | Conf Load (Fresno) | Conf Load (Fresno) | 1 | Closed | Line | NO | 0.0005 | 0.005 | 0.00011 | 164.3 | 194.2 | 256.3
34409 | PNDLJ2 | 34416 | BULLARD | 115 | 115 | Conf Load (Fresno) | Conf Load (Fresno) | 1 | Closed | Line | NO | 0.00394 | 0.0188 | 0.00299 | 125.7 | 147.8 | 181.3
34410 | MANCHSTR | 34412 | HERNDON | 115 | 115 | Conf Load (Fresno) | Conf Load (Fresno) | 1 | Closed | Line | NO | 0.02079 | 0.04968 | 0.00727 | 224.3 | 224.3 | 244.8
34412 | HERNDON | 34411 | PNDLJ1 | 115 | 115 | Conf Load (Fresno) | Conf Load (Fresno) | 1 | Closed | Line | NO | 0.00736 | 0.04342 | 0.00567 | 302.2 | 302.2 | 330
34411 | PNDLJ1 | 34413 | PNEDLE | 115 | 115 | Conf Load (Fresno) | Conf Load (Fresno) | 1 | Closed | Line | NO | 0.0005 | 0.005 | 0.00011 | 164.3 | 194.2 | 256.3
34411 | PNDLJ1 | 34416 | BULLARD | 115 | 115 | Conf Load (Fresno) | Conf Load (Fresno) | 1 | Closed | Line | NO | 0.00394 | 0.0188 | 0.00299 | 125.7 | 147.8 | 181.3
34412 | HERNDON | 34422 | CHLDHOSP | 115 | 115 | Conf Load (Fresno) | Conf Load (Fresno) | 1 | Closed | Line | NO | 0.0056 | 0.03887 | 0.00383 | 164.3 | 194.2 | 239
34415 | PNEDLE2 | 34413 | PNEDLE | 115 | 115 | Conf Load (Fresno) | Conf Load (Fresno) | 1 | Open | Line | NO | 0.0005 | 0.0005 | 0 | 164.3 | 194.2 | 256.3
34414 | WOODWARD | 34422 | CHLDHOSP | 115 | 115 | Conf Load (Fresno) | Conf Load (Fresno) | 1 | Closed | Line | NO | 0.00374 | 0.02591 | 0.00256 | 164.3 | 194.2 | 239
34417 | KINGS J2 | 34418 | KINGSBURGD | 115 | 115 | Conf Load (Fresno) | Conf Load (Fresno) | 1 | Closed | Line | NO | 0.00491 | 0.02453 | 0.0035 | 125.7 | 147.8 | 159.3
34421 | GAURD J2 | 34417 | KINGS J2 | 115 | 115 | Conf Load (Fresno) | Conf Load (Fresno) | 1 | Open | Line | NO | 0.00074 | 0.00123 | 0.00014 | 59.2 | 68.7 | 79.7
34418 | KINGSBURGD | 34419 | KINGSBURGE | 115 | 115 | Conf Load (Fresno) | Conf Load (Fresno) | 1 | Closed | Line | NO | 0 | 0.00029 | 0 | 119.5 | 119.5 | 119.5
34418 | KINGSBURGD | 34428 | CONTADNA | 115 | 115 | Conf Load (Fresno) | Conf Load (Fresno) | 1 | Closed | Line | NO | 0.0126 | 0.09257 | 0.01417 | 159.3 | 159.3 | 159.3
34418 | KINGSBURGD | 34434 | WAUKENA_SS | 115 | 115 | Conf Load (Fresno) | Conf Load (Fresno) | 2 | Closed | Line | NO | 0.072 | 0.14763 | 0.01783 | 68.3 | 79.5 | 102.4
34419 | KINGSBURGE | 34423 | GAURD J1 | 115 | 115 | Conf Load (Fresno) | Conf Load (Fresno) | 2 | Closed | Line | NO | 0.00484 | 0.0242 | 0.00345 | 125.7 | 147.8 | 193.6
34419 | KINGSBURGE | 34436 | FRSHWTRJCT | 115 | 115 | Conf Load (Fresno) | Conf Load (Fresno) | 1 | Closed | Line | NO | 0.0787 | 0.16138 | 0.01949 | 68.3 | 79.5 | 102.4
34434 | WAUKENA_SS | 34420 | CORCORAN | 115 | 115 | Conf Load (Fresno) | Conf Load (Fresno) | 2 | Closed | Line | NO | 0.0067 | 0.01375 | 0.00166 | 68.3 | 79.5 | 102.4
34436 | FRSHWTRJCT | 34420 | CORCORAN | 115 | 115 | Conf Load (Fresno) | Conf Load (Fresno) | 1 | Closed | Line | NO | 0.00991 | 0.02032 | 0.00245 | 68.3 | 79.5 | 102.4
34423 | GAURD J1 | 34421 | GAURD J2 | 115 | 115 | Conf Load (Fresno) | Conf Load (Fresno) | 1 | Closed | Line | NO | 0.00051 | 0.00086 | 0.0001 | 59.2 | 68.7 | 79.7
34421 | GAURD J2 | 34424 | GRDNGLS1WB | 115 | 115 | Conf Load (Fresno) | Conf Load (Fresno) | 1 | Closed | Line | NO | 0.00228 | 0.0038 | 0.00044 | 59.2 | 68.7 | 88.2
34427 | KNSBGCGNJCT | 34425 | SUNMAIDJCT | 115 | 115 | Conf Load (Fresno) | Conf Load (Fresno) | 1 | Closed | Line | NO | 8e-05 | 0.00023 | 3e-05 | 87.6 | 102.4 | 132.7
34426 | ALPAUGH | 34707 | ALPAUGHN_JCT | 115 | 115 | Conf Load (Fresno) | Conf Load (Fresno) | 1 | Closed | Line | NO | 0.00326 | 0.02394 | 0.0037 | 164.3 | 194.2 | 239
34427 | KNSBGCGNJCT | 34439 | GRDNGLS2EB | 115 | 115 | Conf Load (Fresno) | Conf Load (Fresno) | 2 | Closed | Line | NO | 0.00037 | 0.00061 | 7e-05 | 59.2 | 68.7 | 88.2
34429 | GWFHANFORDSS | 34428 | CONTADNA | 115 | 115 | Conf Load (Fresno) | Conf Load (Fresno) | 1 | Closed | Line | NO | 0.00072 | 0.0053 | 0.00082 | 164.3 | 194.2 | 239
34441 | HANFORDPP | 34429 | GWFHANFORDSS | 115 | 115 | Conf Load (Fresno) | Conf Load (Fresno) | 1 | Closed | Line | NO | 0 | 0.0003 | 0 | 398 | 398 | 398
34519 | LPRNJCTSS | 34429 | GWFHANFORDSS | 115 | 115 | Conf Load (Fresno) | Conf Load (Fresno) | 1 | Closed | Line | NO | 0.00805 | 0.05911 | 0.00912 | 164.3 | 194.2 | 239
34430 | HENRETTA | 34519 | LPRNJCTSS | 115 | 115 | Conf Load (Fresno) | Conf Load (Fresno) | 1 | Closed | Line | NO | 0.00433 | 0.03178 | 0.0049 | 164.3 | 194.2 | 256.3
34434 | WAUKENA_SS | 34435 | CORCORANPV_P | 115 | 115 | Conf Load (Fresno) | Conf Load (Fresno) | 1 | Closed | Line | NO | 0.00098 | 0.0029 | 0.00037 | 88 | 102 | 133
34440 | CORCORAN2 | 34435 | CORCORANPV_P | 115 | 115 | Conf Load (Fresno) | Conf Load (Fresno) | 1 | Closed | Line | NO | 2e-05 | 9e-05 | 1e-05 | 116.9 | 116.9 | 116.9
34436 | FRSHWTRJCT | 34437 | FRSHWTR | 115 | 115 | Conf Load (Fresno) | Conf Load (Fresno) | 1 | Closed | Line | NO | 2e-05 | 9e-05 | 1e-05 | 98.2 | 114.9 | 149.4
34438 | HRNTASLR | 34519 | LPRNJCTSS | 115 | 115 | Conf Load (Fresno) | Conf Load (Fresno) | 1 | Closed | Line | NO | 0.0011 | 0.00784 | 0.00123 | 198 | 198 | 198
34519 | LPRNJCTSS | 34442 | KANSAS | 115 | 115 | Conf Load (Fresno) | Conf Load (Fresno) | 1 | Closed | Line | NO | 0.00014 | 0.00106 | 0.00016 | 164 | 194 | 256
34487 | SANGERCGNJCT | 34489 | SANGERCGN | 115 | 115 | Conf Load (Fresno) | Conf Load (Fresno) | 1 | Closed | Line | NO | 2e-05 | 0.0003 | 1e-05 | 125.7 | 147.8 | 193.6
34487 | SANGERCGNJCT | 34490 | PARLIER | 115 | 115 | Conf Load (Fresno) | Conf Load (Fresno) | 1 | Closed | Line | NO | 0.00545 | 0.03999 | 0.00617 | 164.3 | 194.2 | 239
34519 | LPRNJCTSS | 34521 | LEPRNOFD | 115 | 115 | Conf Load (Fresno) | Conf Load (Fresno) | 1 | Closed | Line | NO | 0.00718 | 0.03601 | 0.00514 | 125.7 | 147.8 | 193.6
10701 | PARADIS2 | 10143 | IRVING | 115 | 115 | PNM: Albuquerque | PNM: Sandoval | 1 | Closed | Line | NO | 0.0014 | 0.0055 | 0.00067 | 156 | 219 | 196
34799 | PONDROAD | 34700 | SMYRNA | 115 | 115 | Conf Load (Kern) | Conf Load (Kern) | 1 | Closed | Line | NO | 0.00039 | 0.00116 | 0.00015 | 87.6 | 102.4 | 132.7
999903 | ATWSMY11 | 34700 | SMYRNA | 115 | 115 | Conf Load (Kern) | Conf Load (Kern) | 1 | Closed | Series Cap | NO | 0.0005 | 0.0454 | 0 | 239 | 239 | 239
34703 | SMTRPCWS | 34701 | SEMI_TAP | 115 | 115 | Conf Load (Kern) | Conf Load (Kern) | 1 | Closed | Line | NO | 0.0002 | 0.00042 | 5e-05 | 59.2 | 68.7 | 88.2
34701 | SEMI_TAP | 34704 | SEMITROPIC_D | 115 | 115 | Conf Load (Kern) | Conf Load (Kern) | 1 | Closed | Line | NO | 0.0005 | 0.00099 | 0.00012 | 68.3 | 79.5 | 102.4
34701 | SEMI_TAP | 34742 | SEMITRPJ | 115 | 115 | Conf Load (Kern) | Conf Load (Kern) | 1 | Open | Line | NO | 0.0005 | 0.0005 | 0 | 68.3 | 79.5 | 102.4
34701 | SEMI_TAP | 34765 | SM1T013141 | 115 | 115 | Conf Load (Kern) | Conf Load (Kern) | 1 | Open | Line | NO | 4e-05 | 0.0002 | 3e-05 | 125.7 | 147.8 | 193.6
34702 | GOSE LKE | 39180 | WILDWOOD1TP | 115 | 115 | Conf Load (Kern) | Conf Load (Kern) | 1 | Closed | Line | NO | 0.00548 | 0.01623 | 0.00209 | 87.6 | 102.4 | 132.7
39180 | WILDWOOD1TP | 34703 | SMTRPCWS | 115 | 115 | Conf Load (Kern) | Conf Load (Kern) | 1 | Closed | Line | NO | 0.02048 | 0.04089 | 0.00512 | 68.3 | 79.5 | 102.4
34704 | SEMITROPIC_D | 34705 | WSCOPRSN | 115 | 115 | Conf Load (Kern) | Conf Load (Kern) | 1 | Closed | Line | NO | 0.00429 | 0.01266 | 0.0016 | 82.9 | 96.4 | 119.5
43816 | WSTPRT | 43818 | WSTPRT 2 | 115 | 115 | Portland General - BES S/S | Portland General - BES NODE | 1 | Closed | Line | NO | 0 | 0.0003 | 0 | 208 | 208 | 285
43812 | POT ASH | 43813 | POT ASH1 | 115 | 115 | Portland General - Industrial | Portland General - BES NODE | 1 | Closed | Line | NO | 0.0007 | 0.00168 | 0.00023 | 114 | 114 | 153
42303 | LAKESIDE | 42444 | RHILL TP | 115 | 115 | N.KING | N.KING | 1 | Closed | Line | NO | 0.00555 | 0.03387 | 0.00474 | 211.1 | 211.1 | 249
40087 | BELL BPA | 48449 | WAIKIKIT | 115 | 115 | Spokane Area, N Idaho, W Montana | AVA: Spokane | 1 | Closed | Line | NO | 0.00093 | 0.00373 | 0.00051 | 122.7 | 122.7 | 180.9
40087 | BELL BPA | 48033 | BELL TAP | 115 | 115 | Spokane Area, N Idaho, W Montana | AVA: Spokane | 1 | Open | Line | NO | 0.00118 | 0.00369 | 0.00043 | 92.4 | 92.4 | 135
34706 | WESTPARK | 34752 | KERN PWR | 115 | 115 | Conf Load (Kern) | Conf Load (Kern) | 2 | Closed | Line | NO | 0.00416 | 0.01981 | 0.00304 | 125.7 | 147.8 | 193.6
34706 | WESTPARK | 34826 | WESTPARK_TAP | 115 | 115 | Conf Load (Kern) | Conf Load (Kern) | 1 | Closed | Line | NO | 0.00059 | 0.01063 | 0.00155 | 224.3 | 224.3 | 244.8
34745 | OLIVE_SS | 34707 | ALPAUGHN_JCT | 115 | 115 | Conf Load (Fresno) | Conf Load (Fresno) | 1 | Closed | Line | NO | 0.00105 | 0.00768 | 0.00119 | 164.3 | 194.2 | 256.3
34821 | ALPAUGHNS | 34707 | ALPAUGHN_JCT | 115 | 115 | Conf Load (Fresno) | Conf Load (Fresno) | 1 | Closed | Line | NO | 2e-05 | 0.00016 | 2e-05 | 164.3 | 194.2 | 256.4
34708 | MCKIBBEN | 34742 | SEMITRPJ | 115 | 115 | Conf Load (Kern) | Conf Load (Kern) | 1 | Closed | Line | NO | 0.00159 | 0.0117 | 0.00181 | 164.3 | 194.2 | 239
34716 | LRDO JCT | 34709 | 7STNDRD | 115 | 115 | Conf Load (Kern) | Conf Load (Kern) | 1 | Closed | Line | NO | 0.0037 | 0.02017 | 0.00402 | 125.7 | 147.8 | 193.6
34709 | 7STNDRD | 34752 | KERN PWR | 115 | 115 | Conf Load (Kern) | Conf Load (Kern) | 1 | Closed | Line | NO | 0.0064 | 0.03428 | 0.00535 | 125.7 | 147.8 | 193.6
34710 | CHARKA | 34712 | FAMOSO | 115 | 115 | Conf Load (Kern) | Conf Load (Kern) | 1 | Closed | Line | NO | 0.01406 | 0.04136 | 0.00529 | 82.9 | 96.4 | 99.6
34821 | ALPAUGHNS | 34711 | ALPAUGHSTH | 115 | 115 | Conf Load (Fresno) | Conf Load (Fresno) | 1 | Closed | Line | NO | 0.00098 | 0.0029 | 0.00037 | 88 | 102 | 88
34712 | FAMOSO | 34784 | CAWELO C | 115 | 115 | Conf Load (Kern) | Conf Load (Kern) | 1 | Closed | Line | NO | 0.01248 | 0.03622 | 0.00476 | 87.6 | 98.6 | 98.6
34713 | OGLE TAP | 34715 | OGLE JCT | 115 | 115 | Conf Load (Kern) | Conf Load (Kern) | 1 | Closed | Line | NO | 0.00136 | 0.00947 | 0.00164 | 164.3 | 194.2 | 256.3
34714 | LERDO | 34715 | OGLE JCT | 115 | 115 | Conf Load (Kern) | Conf Load (Kern) | 1 | Closed | Line | NO | 0.01264 | 0.03679 | 0.00472 | 87.6 | 100.6 | 100.6
34714 | LERDO | 34716 | LRDO JCT | 115 | 115 | Conf Load (Kern) | Conf Load (Kern) | 1 | Closed | Line | NO | 0.01301 | 0.03758 | 0.00505 | 87.6 | 99.6 | 99.6
34784 | CAWELO C | 34715 | OGLE JCT | 115 | 115 | Conf Load (Kern) | Conf Load (Kern) | 1 | Closed | Line | NO | 0.0018 | 0.00548 | 0.0007 | 87.6 | 102.4 | 132.7
34716 | LRDO JCT | 34718 | KERN OIL | 115 | 115 | Conf Load (Kern) | Conf Load (Kern) | 1 | Closed | Line | NO | 0.0068 | 0.02011 | 0.00257 | 87.6 | 102.4 | 132.7
34718 | KERN OIL | 34717 | DEXZEL | 115 | 115 | Conf Load (Kern) | Conf Load (Kern) | 1 | Closed | Line | NO | 0.0005 | 0.0024 | 0.0003 | 125.7 | 147.8 | 193.2
34719 | POSOMTJT | 34718 | KERN OIL | 115 | 115 | Conf Load (Kern) | Conf Load (Kern) | 1 | Closed | Line | NO | 0.00121 | 0.00605 | 0.00086 | 125.7 | 147.8 | 193.2
34718 | KERN OIL | 34720 | DSCVRYTP | 115 | 115 | Conf Load (Kern) | Conf Load (Kern) | 1 | Closed | Line | NO | 0.0014 | 0.0027 | 0.0014 | 125.7 | 147.8 | 193.6
34726 | PTRL JCT | 34719 | POSOMTJT | 115 | 115 | Conf Load (Kern) | Conf Load (Kern) | 1 | Closed | Line | NO | 0.00187 | 0.00935 | 0.00134 | 125.7 | 147.8 | 193.6
34719 | POSOMTJT | 34782 | KRNFRNTT | 115 | 115 | Conf Load (Kern) | Conf Load (Kern) | 1 | Closed | Line | NO | 0.00404 | 0.00874 | 0.00097 | 51.2 | 59.4 | 75.9
34719 | POSOMTJT | 34810 | POSO MT | 115 | 115 | Conf Load (Kern) | Conf Load (Kern) | 1 | Open | Line | NO | 0.02455 | 0.05305 | 0.0059 | 51.2 | 59.4 | 75.9
34720 | DSCVRYTP | 34721 | RASMSNTP | 115 | 115 | Conf Load (Kern) | Conf Load (Kern) | 1 | Closed | Line | NO | 0.00231 | 0.01119 | 0.0017 | 125.7 | 147.8 | 193.6
34720 | DSCVRYTP | 34744 | GODN_BER | 115 | 115 | Conf Load (Kern) | Conf Load (Kern) | 1 | Closed | Line | NO | 0.00159 | 0.00455 | 0.00147 | 125.7 | 147.8 | 159.3
34721 | RASMSNTP | 34722 | RASMUSEN | 115 | 115 | Conf Load (Kern) | Conf Load (Kern) | 1 | Closed | Line | NO | 0.0005 | 0.0005 | 0 | 59.2 | 68.7 | 88.2
34721 | RASMSNTP | 34723 | DISCOVER | 115 | 115 | Conf Load (Kern) | Conf Load (Kern) | 1 | Closed | Line | NO | 0.0005 | 0.0005 | 5e-05 | 125.7 | 147.8 | 193.6
34724 | KRN OL J | 34736 | MAGUNDEN | 115 | 115 | Conf Load (Kern) | Conf Load (Kern) | 1 | Closed | Line | NO | 0.01104 | 0.04461 | 0.00686 | 125.7 | 147.8 | 172.1
34724 | KRN OL J | 34744 | GODN_BER | 115 | 115 | Conf Load (Kern) | Conf Load (Kern) | 1 | Closed | Line | NO | 0.0022 | 0.0044 | 0.0022 | 125.7 | 147.8 | 193.6
34724 | KRN OL J | 34798 | KERNWATR | 115 | 115 | Conf Load (Kern) | Conf Load (Kern) | 1 | Closed | Line | NO | 0.00126 | 0.00526 | 0.00137 | 125.7 | 147.8 | 193.6
34725 | ALPAUGHNTH | 34821 | ALPAUGHNS | 115 | 115 | Conf Load (Fresno) | Conf Load (Fresno) | 1 | Closed | Line | NO | 0.00098 | 0.0029 | 0.00037 | 88 | 102 | 88
34726 | PTRL JCT | 34728 | LIVE OAK | 115 | 115 | Conf Load (Kern) | Conf Load (Kern) | 1 | Closed | Line | NO | 0.00575 | 0.01786 | 0.00242 | 125.7 | 147.8 | 193.6
34737 | ATWELL_ISL | 34727 | ATWELL_JCT | 115 | 115 | Conf Load (Kern) | Conf Load (Fresno) | 1 | Closed | Line | NO | 4e-05 | 0.00032 | 5e-05 | 164.3 | 194.2 | 256.4
10503 | ZIA_2 | 10386 | ZIA_1 | 115 | 115 | PNM: Santa Fe | PNM: Santa Fe | 1 | Closed | Line | NO | 0 | 0.0006 | 0 | 478 | 478 | 478
42381 | AMESLKTP | 42305 | NOVELTY | 115 | 115 | N.KING | N.KING | 1 | Closed | Line | NO | 0.00148 | 0.01167 | 0.00202 | 280.9 | 280.9 | 330.8
45127 | HARRISON | 45133 | HARRIS 1 | 115 | 115 | PAC:PTLD | PAC:PTLD | 1 | Closed | Line | NO | 0 | 0.07561 | 0 | 239 | 239 | 239
34731 | CALWTRTP | 34729 | CALWATER | 115 | 115 | Conf Load (Kern) | Conf Load (Kern) | 1 | Closed | Line | NO | 0.00242 | 0.01172 | 0.00178 | 125.7 | 147.8 | 193.6
34731 | CALWTRTP | 34733 | BEAR MTN | 115 | 115 | Conf Load (Kern) | Conf Load (Kern) | 1 | Closed | Line | NO | 0.0005 | 0.0005 | 5e-05 | 125.7 | 147.8 | 193.6
34734 | BEAR TAP | 34731 | CALWTRTP | 115 | 115 | Conf Load (Kern) | Conf Load (Kern) | 1 | Closed | Line | NO | 0.00145 | 0.00703 | 0.00107 | 119.5 | 119.5 | 119.5
34732 | COLUMBUS | 34734 | BEAR TAP | 115 | 115 | Conf Load (Kern) | Conf Load (Kern) | 1 | Closed | Line | NO | 0.0005 | 0.00706 | 0.00102 | 224.3 | 224.3 | 244.8
34732 | COLUMBUS | 34735 | MAGUDN J | 115 | 115 | Conf Load (Kern) | Conf Load (Kern) | 1 | Closed | Line | NO | 0.01175 | 0.03289 | 0.0047 | 82.9 | 96.4 | 119.5
34826 | WESTPARK_TAP | 34734 | BEAR TAP | 115 | 115 | Conf Load (Kern) | Conf Load (Kern) | 1 | Closed | Line | NO | 0.00148 | 0.02681 | 0.0039 | 224.3 | 224.3 | 244.8
34736 | MAGUNDEN | 34735 | MAGUDN J | 115 | 115 | Conf Load (Kern) | Conf Load (Kern) | 1 | Closed | Line | NO | 0.001 | 0.001 | 0.001 | 87.6 | 102.4 | 119.5
34738 | BOLTHSE | 34735 | MAGUDN J | 115 | 115 | Conf Load (Kern) | Conf Load (Kern) | 1 | Closed | Line | NO | 0.0048 | 0.008 | 0.0009 | 59.2 | 68.7 | 88.2
34759 | ATWELLW | 34737 | ATWELL_ISL | 115 | 115 | Conf Load (Kern) | Conf Load (Kern) | 1 | Closed | Line | NO | 4e-05 | 0.00032 | 5e-05 | 127.5 | 127.5 | 127.5
34758 | LAMONT | 34739 | GRIMWAY | 115 | 115 | Conf Load (Kern) | Conf Load (Kern) | 1 | Closed | Line | NO | 0.0129 | 0.02154 | 0.00248 | 59.2 | 68.7 | 88.2
24648 | IVANPAH | 24651 | COLOSEM1 | 115 | 115 | SCE Ivanpah | SCE Ivanpah | 1 | Closed | Line | NO | 0.00092 | 0.00436 | 0.02284 | 144.4 | 144.4 | 144.4
34740 | STOCKDLE | 34823 | STK115J2 | 115 | 115 | Conf Load (Kern) | Conf Load (Kern) | 1 | Closed | Line | NO | 0.0005 | 0.0005 | 0.0001 | 125.7 | 147.8 | 193.6
34755 | TEVISJ2 | 34741 | STK115J1 | 115 | 115 | Conf Load (Kern) | Conf Load (Kern) | 1 | Closed | Line | NO | 0.0013 | 0.0072 | 0.001 | 125.7 | 147.8 | 193.6
34741 | STK115J1 | 34807 | ARVINJ2 | 115 | 115 | Conf Load (Kern) | Conf Load (Kern) | 1 | Closed | Line | NO | 0.00897 | 0.04373 | 0.00622 | 125.7 | 147.8 | 193.6
34742 | SEMITRPJ | 34746 | GANSO | 115 | 115 | Conf Load (Kern) | Conf Load (Kern) | 1 | Closed | Line | NO | 0.00497 | 0.03649 | 0.00563 | 164.3 | 194.2 | 256.3
34742 | SEMITRPJ | 34825 | SEMIREAC | 115 | 115 | Conf Load (Kern) | Conf Load (Kern) | 1 | Closed | Line | NO | 0.00046 | 0.00339 | 0.00052 | 164.3 | 194.2 | 256.3
34743 | SEMITROPIC_E | 34765 | SM1T013141 | 115 | 115 | Conf Load (Kern) | Conf Load (Kern) | 1 | Open | Line | NO | 6e-05 | 0.00013 | 2e-05 | 68.3 | 79.5 | 102.4
34743 | SEMITROPIC_E | 34774 | MIDWAY | 115 | 115 | Conf Load (Kern) | Conf Load (Kern) | 1 | Closed | Line | NO | 0.01027 | 0.0811 | 0.01063 | 164.3 | 194.2 | 256.4
34745 | OLIVE_SS | 34747 | WHITERIVER_P | 115 | 115 | Conf Load (Fresno) | Conf Load (Fresno) | 1 | Closed | Line | NO | 0.00018 | 0.00549 | 7e-05 | 88 | 102 | 133
34746 | GANSO | 34774 | MIDWAY | 115 | 115 | Conf Load (Kern) | Conf Load (Kern) | 1 | Closed | Line | NO | 0.00495 | 0.03633 | 0.00561 | 164.3 | 194.2 | 256.3
43265 | INDIAN | 43822 | MIDGRV 2 | 115 | 115 | Portland General - BES NODE | Portland General - BES NODE | 1 | Closed | Line | NO | 0.00248 | 0.01314 | 0.00204 | 198 | 198 | 266
34749 | TPMNTP1 | 34750 | TUPMAN | 115 | 115 | Conf Load (Kern) | Conf Load (Kern) | 1 | Closed | Line | NO | 0.0047 | 0.0139 | 0.0018 | 87.6 | 102.4 | 132.7
47122 | BENSON+ | 40080 | POTLCH_EM_TI | 115 | 115 | Seattle Area, Olympic Peninsula | Seattle Area, Olympic Peninsula | 2 | Closed | Line | NO | 0.00312 | 0.02621 | 0.00317 | 249 | 249 | 308.7
34774 | MIDWAY | 34749 | TPMNTP1 | 115 | 115 | Conf Load (Kern) | Conf Load (Kern) | 1 | Closed | Line | NO | 0.01643 | 0.05863 | 0.00803 | 224.3 | 224.3 | 244.8
34751 | TPMNTP2 | 34750 | TUPMAN | 115 | 115 | Conf Load (Kern) | Conf Load (Kern) | 1 | Closed | Line | NO | 0.0047 | 0.0139 | 0.0018 | 87.6 | 102.4 | 132.7
34750 | TUPMAN | 34787 | NORCO_TA | 115 | 115 | Conf Load (Kern) | Conf Load (Kern) | 1 | Closed | Line | NO | 0.0005 | 0.005 | 0 | 87.6 | 102.4 | 119.5
10066 | CLAREMNT | 10114 | GIRARD | 115 | 115 | PNM: Albuquerque | PNM: Albuquerque | 1 | Closed | Line | NO | 0.00181 | 0.00727 | 0.00093 | 156 | 156 | 200
40079 | BAXTER+ | 40097 | BENTON | 115 | 115 | Lower Columbia Basin | Lower Columbia Basin | 1 | Closed | Line | NO | 0.00489 | 0.029 | 0.00376 | 203.2 | 203.2 | 262.9
34752 | KERN PWR | 34753 | TEVISJ1 | 115 | 115 | Conf Load (Kern) | Conf Load (Kern) | 1 | Closed | Line | NO | 0.0046 | 0.0251 | 0.0036 | 125.7 | 147.8 | 193.6
34752 | KERN PWR | 34755 | TEVISJ2 | 115 | 115 | Conf Load (Kern) | Conf Load (Kern) | 1 | Closed | Line | NO | 0.0046 | 0.0251 | 0.0036 | 125.7 | 147.8 | 193.6
34752 | KERN PWR | 34795 | EANDBJT | 115 | 115 | Conf Load (Kern) | Conf Load (Kern) | 1 | Closed | Line | NO | 0.00525 | 0.03562 | 0.01101 | 251.4 | 295.6 | 318.7
34752 | KERN PWR | 34798 | KERNWATR | 115 | 115 | Conf Load (Kern) | Conf Load (Kern) | 1 | Closed | Line | NO | 0.00542 | 0.02564 | 0.00453 | 151.2 | 175.5 | 193.6
34752 | KERN PWR | 34808 | ROSEDAL | 115 | 115 | Conf Load (Kern) | Conf Load (Kern) | 1 | Closed | Line | NO | 0.00142 | 0.0071 | 0.10144 | 119.5 | 119.5 | 119.5
34753 | TEVISJ1 | 34754 | TEVIS | 115 | 115 | Conf Load (Kern) | Conf Load (Kern) | 1 | Closed | Line | NO | 0.0027 | 0.0146 | 0.0021 | 125.7 | 147.8 | 193.6
34753 | TEVISJ1 | 34823 | STK115J2 | 115 | 115 | Conf Load (Kern) | Conf Load (Kern) | 1 | Closed | Line | NO | 0.0013 | 0.0072 | 0.001 | 125.7 | 147.8 | 193.6
34757 | TEVIS2 | 34754 | TEVIS | 115 | 115 | Conf Load (Kern) | Conf Load (Kern) | 1 | Open | Line | NO | 0.0005 | 0.0005 | 0 | 125.7 | 147.8 | 193.6
34755 | TEVISJ2 | 34757 | TEVIS2 | 115 | 115 | Conf Load (Kern) | Conf Load (Kern) | 1 | Closed | Line | NO | 0.0027 | 0.0146 | 0.0021 | 125.7 | 147.8 | 193.6
34764 | ADOBESWSTA | 34756 | WHEELER | 115 | 115 | Conf Load (Kern) | Conf Load (Kern) | 1 | Closed | Line | NO | 0.00661 | 0.01955 | 0.00035 | 87.6 | 102.4 | 119.5
34771 | REGULUS | 34758 | LAMONT | 115 | 115 | Conf Load (Kern) | Conf Load (Kern) | 1 | Closed | Line | NO | 0.00027 | 0.00074 | 0.00106 | 94 | 112 | 94
34758 | LAMONT | 34805 | ARVINJ1 | 115 | 115 | Conf Load (Kern) | Conf Load (Kern) | 1 | Closed | Line | NO | 0.0046 | 0.02299 | 0.00328 | 125.7 | 147.8 | 193.6
34807 | ARVINJ2 | 34758 | LAMONT | 115 | 115 | Conf Load (Kern) | Conf Load (Kern) | 1 | Closed | Line | NO | 0.00655 | 0.0234 | 0.0032 | 224.3 | 224.3 | 239
34820 | Q744 | 34758 | LAMONT | 115 | 115 | Conf Load (Kern) | Conf Load (Kern) | 1 | Closed | Line | NO | 0.00559 | 0.03 | 0.0013 | 132 | 132 | 132
34760 | RIO BRVO | 34766 | SHAFTER | 115 | 115 | Conf Load (Kern) | Conf Load (Kern) | 1 | Closed | Line | NO | 0.0243 | 0.0475 | 0.0063 | 68.3 | 79.5 | 102.4
34775 | RENFRJCT | 34760 | RIO BRVO | 115 | 115 | Conf Load (Kern) | Conf Load (Kern) | 1 | Closed | Line | NO | 0.0075 | 0.0223 | 0.0029 | 68.5 | 79.7 | 102.8
34761 | RNFROTP1 | 34762 | RENFRO | 115 | 115 | Conf Load (Kern) | Conf Load (Kern) | 1 | Closed | Line | NO | 0.00025 | 0.0009 | 0.00012 | 224.3 | 224.3 | 239
34767 | RENFRO2 | 34762 | RENFRO | 115 | 115 | Conf Load (Kern) | Conf Load (Kern) | 1 | Open | Line | NO | 0.0005 | 0.0005 | 0 | 318 | 318 | 318
34763 | RNFROTP2 | 34767 | RENFRO2 | 115 | 115 | Conf Load (Kern) | Conf Load (Kern) | 1 | Closed | Line | NO | 0.00025 | 0.0009 | 0.00012 | 224.3 | 224.3 | 239
34775 | RENFRJCT | 34763 | RNFROTP2 | 115 | 115 | Conf Load (Kern) | Conf Load (Kern) | 1 | Closed | Line | NO | 0.00811 | 0.02895 | 0.00397 | 224.3 | 224.3 | 244.8
34764 | ADOBESWSTA | 34801 | KTL_SF_J1 | 115 | 115 | Conf Load (Kern) | Conf Load (Kern) | 1 | Open | Line | NO | 0.02771 | 0.082 | 0.01057 | 87.6 | 102.4 | 132.7
34805 | ARVINJ1 | 34764 | ADOBESWSTA | 115 | 115 | Conf Load (Kern) | Conf Load (Kern) | 1 | Open | Line | NO | 0.09779 | 0.28937 | 0.00511 | 87.6 | 102.4 | 132.7
365656 | ADOBESLR | 34764 | ADOBESWSTA | 115 | 115 | Conf Load (Kern) | Conf Load (Kern) | 1 | Closed | Line | NO | 0.00847 | 0.00728 | 0.00068 | 40.6 | 45.6 | 57.2
34765 | SM1T013141 | 34774 | MIDWAY | 115 | 115 | Conf Load (Kern) | Conf Load (Kern) | 1 | Open | Line | NO | 0.04148 | 0.08287 | 0.01036 | 64.7 | 75.1 | 96
34766 | SHAFTER | 34774 | MIDWAY | 115 | 115 | Conf Load (Kern) | Conf Load (Kern) | 1 | Closed | Line | NO | 0.0398 | 0.0778 | 0.0103 | 68.3 | 79.5 | 102.4
34769 | BPFFD | 34773 | BP21ZFFD | 115 | 115 | Conf Load (Kern) | Conf Load (Kern) | 1 | Closed | Line | NO | 0.00431 | 0.01275 | 0.00164 | 88 | 102 | 133
34772 | BP21Z | 34773 | BP21ZFFD | 115 | 115 | Conf Load (Kern) | Conf Load (Kern) | 1 | Closed | Line | NO | 0.00783 | 0.02318 | 0.00298 | 88 | 102 | 133
34773 | BP21ZFFD | 34779 | MIDSUN | 115 | 115 | Conf Load (Kern) | Conf Load (Kern) | 1 | Closed | Line | NO | 0 | 0.0003 | 0 | 88 | 102 | 133
34774 | MIDWAY | 34776 | TAFT | 115 | 115 | Conf Load (Kern) | Conf Load (Kern) | 1 | Closed | Line | NO | 0.02126 | 0.10621 | 0.01516 | 125.7 | 147.8 | 193.6
34774 | MIDWAY | 34780 | CYMRIC | 115 | 115 | Conf Load (Kern) | Conf Load (Kern) | 1 | Closed | Line | NO | 0.01414 | 0.06367 | 0.01151 | 119.5 | 119.5 | 119.5
34774 | MIDWAY | 34811 | RIOBRVTM | 115 | 115 | Conf Load (Kern) | Conf Load (Kern) | 1 | Closed | Line | NO | 0.00392 | 0.014 | 0.00192 | 224.3 | 224.3 | 244.8
34776 | TAFT | 34786 | UNIVERSITYJT | 115 | 115 | Conf Load (Kern) | Conf Load (Kern) | 1 | Closed | Line | NO | 0.00522 | 0.02607 | 0.00372 | 125.7 | 147.8 | 158.9
34802 | MIDSET | 34776 | TAFT | 115 | 115 | Conf Load (Kern) | Conf Load (Kern) | 1 | Closed | Line | NO | 0.01255 | 0.03514 | 0.00502 | 98.2 | 112.1 | 141.8
34777 | FELLOWSG | 34800 | SANTA FE SUB | 115 | 115 | Conf Load (Kern) | Conf Load (Kern) | 1 | Closed | Line | NO | 0.00098 | 0.00287 | 0.0004 | 82.9 | 96.4 | 119.5
34777 | FELLOWSG | 39070 | AEVICTORYJT | 115 | 115 | Conf Load (Kern) | Conf Load (Kern) | 1 | Closed | Line | NO | 0.00633 | 0.0185 | 0.00247 | 82.9 | 96.4 | 119.5
34781 | TEXCO_NM | 34779 | MIDSUN | 115 | 115 | Conf Load (Kern) | Conf Load (Kern) | 1 | Closed | Line | NO | 0.00436 | 0.02078 | 0.0033 | 125.7 | 147.8 | 158.9
39070 | AEVICTORYJT | 34779 | MIDSUN | 115 | 115 | Conf Load (Kern) | Conf Load (Kern) | 1 | Closed | Line | NO | 0.0028 | 0.01185 | 0.00167 | 98.2 | 112.1 | 119.5
34780 | CYMRIC | 34781 | TEXCO_NM | 115 | 115 | Conf Load (Kern) | Conf Load (Kern) | 1 | Closed | Line | NO | 0.00218 | 0.01039 | 0.00165 | 119.5 | 119.5 | 119.5
34782 | KRNFRNTT | 34785 | KERNFRNT | 115 | 115 | Conf Load (Kern) | Conf Load (Kern) | 1 | Closed | Line | NO | 0.01246 | 0.0187 | 0.00015 | 60 | 68 | 86
34782 | KRNFRNTT | 34810 | POSO MT | 115 | 115 | Conf Load (Kern) | Conf Load (Kern) | 1 | Closed | Line | NO | 0.02051 | 0.04431 | 0.00493 | 65 | 75 | 96
34824 | UNIVERSITY | 34786 | UNIVERSITYJT | 115 | 115 | Conf Load (Kern) | Conf Load (Kern) | 1 | Closed | Line | NO | 0.00024 | 0.00121 | 0.00017 | 119.5 | 119.5 | 119.5
34788 | NORCO | 34787 | NORCO_TA | 115 | 115 | Conf Load (Kern) | Conf Load (Kern) | 1 | Closed | Line | NO | 0.0005 | 0.0005 | 7e-05 | 87.6 | 102.4 | 132.7
34787 | NORCO_TA | 34790 | INERGY | 115 | 115 | Conf Load (Kern) | Conf Load (Kern) | 1 | Closed | Line | NO | 0.01774 | 0.04963 | 0.00707 | 87.6 | 102.4 | 119.5
24764 | TAP704 | 24723 | CONTROL | 115 | 115 | SCE Control | SCE Control | 1 | Closed | Line | NO | 0.08794 | 0.13838 | 0.00719 | 82.7 | 111.6 | 82.7
24865 | TAP188 | 24723 | CONTROL | 115 | 115 | SCE Kramer/Inyokern/Coolwater | SCE Control | 1 | Closed | Line | NO | 0.41112 | 0.61484 | 0.06441 | 83 | 106 | 83
622142 | GLACIERSWYD2 | 625026 | SO CUTBK GEC | 115 | 115 | NOGF_MT | NOGF_MT | 1 | Closed | Line | NO | 0.02455 | 0.06261 | 0.00761 | 80 | 80 | 80
34794 | TEMBLOR | 34796 | CARRIZO | 115 | 115 | Conf Load (Kern) | Conf Load (Kern) | 1 | Closed | Line | NO | 0.04771 | 0.12854 | 0.01428 | 125.7 | 147.8 | 193.6
999944 | NORHER11 | 12038 | HERNANDZ | 115 | 115 | PNM: Santa Fe | TSGT: North NM | 1 | Closed | Series Cap | NO | 0 | 0.11342 | 0 | 186 | 186 | 238
73189 | STEGALL | 73256 | LYMANTP | 115 | 115 | ZoneWN | ZoneEW | 1 | Closed | Line | NO | 0.03286 | 0.10973 | 0.01389 | 109 | 109 | 109
40071 | BADGER | 40806 | ORCHRD_VIEW+ | 115 | 115 | Lower Columbia Basin | Lower Columbia Basin | 2 | Closed | Line | NO | 0.00157 | 0.01108 | 0.00165 | 213.1 | 213.1 | 274.9
34800 | SANTA FE SUB | 34802 | MIDSET | 115 | 115 | Conf Load (Kern) | Conf Load (Kern) | 1 | Closed | Line | NO | 0.00196 | 0.00548 | 0.00078 | 98.2 | 112.1 | 119.5
34801 | KTL_SF_J1 | 34805 | ARVINJ1 | 115 | 115 | Conf Load (Kern) | Conf Load (Kern) | 1 | Closed | Line | NO | 0.00314 | 0.0157 | 0.00224 | 125.7 | 147.8 | 193.6
34801 | KTL_SF_J1 | 34822 | SDA15199 | 115 | 115 | Conf Load (Kern) | Conf Load (Kern) | 1 | Closed | Line | NO | 6e-05 | 0.00017 | 2e-05 | 125.7 | 147.8 | 193.6
34805 | ARVINJ1 | 34806 | ARVIN_ED | 115 | 115 | Conf Load (Kern) | Conf Load (Kern) | 1 | Open | Line | NO | 0.0016 | 0.0052 | 0.0007 | 88 | 102 | 119.5
34807 | ARVINJ2 | 34806 | ARVIN_ED | 115 | 115 | Conf Load (Kern) | Conf Load (Kern) | 1 | Closed | Line | NO | 0.0016 | 0.0052 | 0.0007 | 87.6 | 102.4 | 119.5
34808 | ROSEDAL | 34809 | TX_ROSDL | 115 | 115 | Conf Load (Kern) | Conf Load (Kern) | 1 | Closed | Line | NO | 0.0005 | 0.001 | 0.1 | 119.5 | 119.5 | 119.5
34810 | POSO MT | 34812 | VEDDER | 115 | 115 | Conf Load (Kern) | Conf Load (Kern) | 1 | Closed | Line | NO | 0.00662 | 0.0168 | 0.00214 | 51.2 | 59.4 | 75.9
34811 | RIOBRVTM | 34813 | FRTLYTP | 115 | 115 | Conf Load (Kern) | Conf Load (Kern) | 1 | Closed | Line | NO | 0.00769 | 0.02744 | 0.00376 | 224.3 | 224.3 | 239
34813 | FRTLYTP | 34814 | FRITO LY | 115 | 115 | Conf Load (Kern) | Conf Load (Kern) | 1 | Closed | Line | NO | 0.0022 | 0.0037 | 0.0004 | 59.2 | 68.7 | 88.2
34814 | FRITO LY | 34815 | WESTPLAT | 115 | 115 | Conf Load (Kern) | Conf Load (Kern) | 1 | Closed | Line | NO | 0.0005 | 0.0007 | 0.0045 | 59.2 | 68.7 | 88.2
34818 | RIOBRAVO1 | 39173 | PUMPJACK | 115 | 115 | Conf Load (Kern) | Conf Load (Kern) | 1 | Closed | Line | NO | 0.00736 | 0.00526 | 3e-05 | 34.9 | 34.9 | 34.9
34819 | WILDWOOD2 | 39181 | WILDWOOD1 | 115 | 115 | Conf Load (Kern) | Conf Load (Kern) | 1 | Closed | Line | NO | 0.0137 | 0.00916 | 5e-05 | 34.9 | 34.9 | 34.9
365154 | Q1143 | 34821 | ALPAUGHNS | 115 | 115 | Conf Load (Fresno) | Conf Load (Fresno) | 1 | Closed | Line | NO | 0.00074 | 0.00307 | 0.00071 | 117 | 117 | 117
12103 | ESTANCIA | 12047 | MORIARTY | 115 | 115 | TSGT: Central NM | TSGT: Central NM | 1 | Closed | Line | NO | 0.02547 | 0.07418 | 0.00968 | 120 | 120 | 120
79618 | DWIGHT AR | 79644 | PINE RIVER | 115 | 115 | FEUS | FEUS | 1 | Closed | Line | NO | 0.00786 | 0.03105 | 0.00192 | 35 | 40 | 35
13008 | HURLEY_# | 10186 | LUNA | 115 | 115 | PNM: Southwest | PNM: Deming | 1 | Closed | Line | NO | 0.0509 | 0.2029 | 0.0249 | 131 | 131 | 131
31450 | WILDWOOD | 31011 | FRSTGLEN | 115 | 115 | Conf Load (N. Valley) | Conf Load (N. Valley) | 1 | Closed | Line | NO | 0.03328 | 0.09575 | 0.01278 | 98.2 | 112.1 | 119.5
35104 | GRANT | 35105 | EASTSHRE | 115 | 115 | Conf Load (Mission) | Conf Load (Mission) | 1 | Closed | Line | NO | 0.00667 | 0.02399 | 0.00329 | 212.3 | 227.9 | 244.8
35104 | GRANT | 35105 | EASTSHRE | 115 | 115 | Conf Load (Mission) | Conf Load (Mission) | 2 | Closed | Line | NO | 0.00658 | 0.02366 | 0.00324 | 212.3 | 227.9 | 244.8
35105 | EASTSHRE | 35106 | MT EDEN | 115 | 115 | Conf Load (Mission) | Conf Load (Mission) | 1 | Closed | Line | NO | 0.00127 | 0.00625 | 0.00094 | 167.1 | 189 | 193.6
35105 | EASTSHRE | 35106 | MT EDEN | 115 | 115 | Conf Load (Mission) | Conf Load (Mission) | 2 | Closed | Line | NO | 0.0013 | 0.0063 | 0.0009 | 167.1 | 189 | 193.6
35105 | EASTSHRE | 35107 | DUMBARTN | 115 | 115 | Conf Load (Mission) | Conf Load (Mission) | 1 | Closed | Line | NO | 0.0053 | 0.0198 | 0.00322 | 455.7 | 455.7 | 489.6
35105 | EASTSHRE | 35128 | A100US | 115 | 115 | Conf Load (Mission) | Conf Load (Mission) | 1 | Closed | Line | NO | 0.0008 | 0.00238 | 0.00031 | 97 | 110 | 133
35107 | DUMBARTN | 35120 | NEWARK D | 115 | 115 | Conf Load (Mission) | Conf Load (Mission) | 1 | Closed | Line | NO | 0.00707 | 0.03928 | 0.00558 | 307.1 | 307.1 | 330
35120 | NEWARK D | 35109 | NWRK 2 M | 115 | 115 | Conf Load (Mission) | Conf Load (Mission) | 1 | Closed | Transformer | YES | 0.00163 | 0.08669 | 0 | 80 | 96 | 80
35121 | NEWARK E | 35110 | FREMNT | 115 | 115 | Conf Load (Mission) | Conf Load (Mission) | 1 | Closed | Line | NO | 0.00596 | 0.02161 | 0.00287 | 183.2 | 210.1 | 239
35121 | NEWARK E | 35110 | FREMNT | 115 | 115 | Conf Load (Mission) | Conf Load (Mission) | 2 | Closed | Line | NO | 0.00596 | 0.02161 | 0.00287 | 183.2 | 210.1 | 239
35111 | JARVIS | 35115 | JV BART | 115 | 115 | Conf Load (Mission) | Conf Load (Mission) | 1 | Closed | Line | NO | 0.0005 | 0.0005 | 0 | 28 | 28 | 28
12061 | PLAYAS | 12054 | PDPLAYAS | 115 | 115 | TSGT: Southern NM | TSGT: Southern NM | 1 | Closed | Line | NO | 0.0376 | 0.1094 | 0.0144 | 74 | 74 | 74
10209 | MONTANOT | 10066 | CLAREMNT | 115 | 115 | PNM: Albuquerque | PNM: Albuquerque | 1 | Closed | Line | NO | 0.0006 | 0.0024 | 0.00031 | 156 | 156 | 200
40055 | ANGUS+ | 41183 | ANGUS_N# | 115 | 115 | Lower Columbia Basin | Lower Columbia Basin | 1 | Closed | Line | NO | 0.00222 | 0.00544 | 0.00073 | 79.7 | 92.6 | 119.5
42310 | COTAGEBR | 42414 | LK LEOTA | 115 | 115 | N.KING | N.KING | 1 | Closed | Line | NO | 0.00404 | 0.02095 | 0.00338 | 211.1 | 211.1 | 249
31208 | CLOVRDLE | 31210 | AIDLINJCT | 115 | 115 | Conf Load (N. Coast) | Conf Load (N. Coast) | 1 | Closed | Line | NO | 0.00826 | 0.04125 | 0.00589 | 126 | 148 | 179
42393 | DUVAL | 42311 | STILWTRP | 115 | 115 | N.KING | N.KING | 1 | Closed | Line | NO | 0.00062 | 0.00489 | 0.00085 | 280.9 | 280.9 | 330.8
42310 | COTAGEBR | 42393 | DUVAL | 115 | 115 | N.KING | N.KING | 1 | Closed | Line | NO | 0.00344 | 0.02708 | 0.00468 | 285 | 285 | 335.6
36970 | CAL_TAP3 | 35120 | NEWARK D | 115 | 115 | City and County of San Francisco | Conf Load (Mission) | 3 | Closed | Line | NO | 0.0167 | 0.05449 | 0.00615 | 100 | 117 | 120
36971 | CAL_TAP4 | 35120 | NEWARK D | 115 | 115 | City and County of San Francisco | Conf Load (Mission) | 4 | Closed | Line | NO | 0.0167 | 0.05449 | 0.00615 | 100 | 117 | 120
35121 | NEWARK E | 35122 | NEWARK F | 115 | 115 | Conf Load (Mission) | Conf Load (Mission) | 1 | Closed | Line | NO | 0.0005 | 0.0005 | 0 | 840.5 | 932.2 | 1059.6
35349 | AMES DST | 35121 | NEWARK E | 115 | 115 | Conf Load (De Anza) | Conf Load (Mission) | 1 | Closed | Line | NO | 0.01811 | 0.04809 | 0.00561 | 82.7 | 110.9 | 111.5
35121 | NEWARK E | 35350 | AMES BS1 | 115 | 115 | Conf Load (Mission) | Conf Load (De Anza) | 1 | Closed | Line | NO | 0.01603 | 0.04888 | 0.00587 | 91.8 | 123.1 | 124.1
35121 | NEWARK E | 35350 | AMES BS1 | 115 | 115 | Conf Load (Mission) | Conf Load (De Anza) | 3 | Closed | Line | NO | 0.01872 | 0.04909 | 0.00588 | 82.7 | 110.9 | 111.5
24750 | SEGS2 | 24765 | TAP705 | 115 | 115 | SCE Kramer/Inyokern/Coolwater | SCE Kramer/Inyokern/Coolwater | 1 | Closed | Line | NO | 0.00452 | 0.0112 | 0.00145 | 121 | 163 | 121
35122 | NEWARK F | 35126 | NUMI TAP | 115 | 115 | Conf Load (Mission) | Conf Load (Mission) | 1 | Closed | Line | NO | 0.0092 | 0.0197 | 0.0025 | 82.7 | 93.6 | 111.5
35122 | NEWARK F | 35357 | LCKHD J1 | 115 | 115 | Conf Load (Mission) | Conf Load (De Anza) | 1 | Closed | Line | NO | 0.00942 | 0.0336 | 0.0046 | 159.3 | 194.2 | 200.2
24768 | RANDSBRG | 24761 | TAP701 | 115 | 115 | SCE Kramer/Inyokern/Coolwater | SCE Kramer/Inyokern/Coolwater | 1 | Closed | Line | NO | 0.0003 | 0.00047 | 5e-05 | 83 | 106 | 83
43461 | RIVRGT A | 43815 | RVGTSOUTH | 115 | 115 | Portland General - BES S/S | Portland General - BES NODE | 1 | Closed | Line | NO | 0.00032 | 0.00079 | 0.00011 | 114 | 114 | 153
35122 | NEWARK F | 35602 | ZNKER J2 | 115 | 115 | Conf Load (Mission) | Conf Load (San Jose) | 1 | Closed | Line | NO | 0.00675 | 0.03348 | 0.00478 | 167.1 | 189 | 193.6
24764 | TAP704 | 24772 | SHERWIN | 115 | 115 | SCE Control | SCE Control | 1 | Closed | Line | NO | 8e-05 | 0.00021 | 1e-05 | 120.5 | 162.7 | 120.5
24769 | EDWARDS | 24770 | SOUTHBAS | 115 | 115 | SCE Kramer/Inyokern/Coolwater | SCE Kramer/Inyokern/Coolwater | 1 | Closed | Line | NO | 0.01617 | 0.07279 | 0.01051 | 183.3 | 247.4 | 183.3
35122 | NEWARK F | 35627 | BARTRC_J | 115 | 115 | Conf Load (Mission) | Conf Load (San Jose) | 1 | Closed | Line | NO | 0.00984 | 0.03509 | 0.00481 | 261.1 | 261.1 | 244.8
45182 | FISHCREK | 45506 | TOKETESS | 115 | 115 | PAC:ROSE | PAC:ROSE | 1 | Closed | Line | NO | 0.00014 | 0.00078 | 0.00011 | 175 | 177 | 177
31213 | GEYSERS56 | 31214 | GEYSERS34 | 115 | 115 | Conf Load (N. Coast) | Conf Load (N. Coast) | 1 | Closed | Line | NO | 0.00043 | 0.00215 | 0.00031 | 125.7 | 147.8 | 159.3
35126 | NUMI TAP | 35127 | WESTRN_D | 115 | 115 | Conf Load (Mission) | Conf Load (Mission) | 1 | Closed | Line | NO | 0.0018 | 0.00503 | 5e-05 | 97.2 | 110.3 | 132.7
35351 | AMES BS2 | 35349 | AMES DST | 115 | 115 | Conf Load (De Anza) | Conf Load (De Anza) | 1 | Closed | Line | NO | 0.0005 | 0.00061 | 9e-05 | 140 | 159.7 | 193.6
35350 | AMES BS1 | 35351 | AMES BS2 | 115 | 115 | Conf Load (De Anza) | Conf Load (De Anza) | 1 | Closed | Line | NO | 0.0005 | 0.0005 | 0 | 239 | 239 | 239
35350 | AMES BS1 | 35352 | WHISMAN | 115 | 115 | Conf Load (De Anza) | Conf Load (De Anza) | 1 | Closed | Line | NO | 0.00118 | 0.00584 | 0.00083 | 140 | 159.7 | 193.2
35350 | AMES BS1 | 35372 | NASA A | 115 | 115 | Conf Load (De Anza) | Non-conf Load (De Anza) | 1 | Closed | Line | NO | 8e-05 | 0.00055 | 0.00017 | 279 | 319 | 387
35351 | AMES BS2 | 35353 | MT VIEW | 115 | 115 | Conf Load (De Anza) | Conf Load (De Anza) | 1 | Closed | Line | NO | 0.00288 | 0.01426 | 0.00203 | 140 | 159.7 | 193.2
24791 | TAP710 | 24865 | TAP188 | 115 | 115 | SCE Kramer/Inyokern/Coolwater | SCE Kramer/Inyokern/Coolwater | 1 | Closed | Line | NO | 0.00912 | 0.01364 | 0.00143 | 83 | 106 | 83
40047 | ALVEY_N | 46213 | CURRIN | 115 | 115 | Western Oregon | Eugene, OR | 1 | Closed | Line | NO | 0.0056 | 0.0314 | 0.0045 | 176 | 176 | 224.1
35353 | MT VIEW | 35356 | MNTA VSA | 115 | 115 | Conf Load (De Anza) | Conf Load (De Anza) | 1 | Closed | Line | NO | 0.00532 | 0.02637 | 0.00377 | 167.1 | 189 | 193.2
35354 | STELLING | 35355 | WOLFE | 115 | 115 | Conf Load (De Anza) | Conf Load (De Anza) | 1 | Closed | Line | NO | 0.00235 | 0.0084 | 0.00115 | 140 | 159.7 | 193.6
35354 | STELLING | 35356 | MNTA VSA | 115 | 115 | Conf Load (De Anza) | Conf Load (De Anza) | 1 | Closed | Line | NO | 0.00488 | 0.01249 | 0.02272 | 219.9 | 219.9 | 219.9
35355 | WOLFE | 35356 | MNTA VSA | 115 | 115 | Conf Load (De Anza) | Conf Load (De Anza) | 1 | Closed | Line | NO | 0.00656 | 0.01998 | 0.0232 | 140 | 159.7 | 193.6
35365 | PHILLIPSJCT | 35356 | MNTA VSA | 115 | 115 | Conf Load (De Anza) | Conf Load (De Anza) | 1 | Closed | Line | NO | 0.01228 | 0.04384 | 0.006 | 227.9 | 227.9 | 239
35356 | MNTA VSA | 35368 | BRITTN | 115 | 115 | Conf Load (De Anza) | Conf Load (De Anza) | 1 | Closed | Line | NO | 0.01098 | 0.0392 | 0.00537 | 199.2 | 199.2 | 199.2
35357 | LCKHD J1 | 35358 | MFT.FD J | 115 | 115 | Conf Load (De Anza) | Conf Load (De Anza) | 1 | Closed | Line | NO | 0.00147 | 0.00434 | 0.00056 | 97.2 | 110.3 | 132.7
35357 | LCKHD J1 | 35363 | LAWRENCE | 115 | 115 | Conf Load (De Anza) | Conf Load (De Anza) | 1 | Closed | Line | NO | 0.00471 | 0.0168 | 0.0023 | 140 | 159.7 | 193.6
35358 | MFT.FD J | 35359 | MOFT.FLD | 115 | 115 | Conf Load (De Anza) | Conf Load (De Anza) | 1 | Closed | Line | NO | 0.00102 | 0.00758 | 0.00234 | 65.3 | 74.1 | 88.2
35358 | MFT.FD J | 35361 | LOCKHD 1 | 115 | 115 | Conf Load (De Anza) | Conf Load (De Anza) | 1 | Closed | Line | NO | 0.00191 | 0.00561 | 0.00072 | 97.2 | 110.3 | 132.7
35360 | LCKHD J2 | 35362 | LOCKHD 2 | 115 | 115 | Conf Load (De Anza) | Conf Load (De Anza) | 1 | Closed | Line | NO | 0.00161 | 0.0048 | 0.0006 | 97.2 | 110.3 | 132.7
35360 | LCKHD J2 | 35369 | APP MAT | 115 | 115 | Conf Load (De Anza) | Conf Load (De Anza) | 1 | Closed | Line | NO | 0.00595 | 0.02144 | 0.02592 | 227.9 | 227.9 | 239
35361 | LOCKHD 1 | 35362 | LOCKHD 2 | 115 | 115 | Conf Load (De Anza) | Conf Load (De Anza) | 1 | Open | Line | NO | 0.00094 | 0.00278 | 0.00036 | 97.2 | 110.3 | 132.7
35363 | LAWRENCE | 35365 | PHILLIPSJCT | 115 | 115 | Conf Load (De Anza) | Conf Load (De Anza) | 1 | Closed | Line | NO | 0.0014 | 0.00498 | 0.00068 | 140 | 159.7 | 193.6
35365 | PHILLIPSJCT | 35366 | PHILLIPS | 115 | 115 | Conf Load (De Anza) | Conf Load (De Anza) | 1 | Closed | Line | NO | 0.00021 | 0.00063 | 1e-05 | 97.2 | 110.3 | 119.5
35368 | BRITTN | 35369 | APP MAT | 115 | 115 | Conf Load (De Anza) | Conf Load (De Anza) | 1 | Closed | Line | NO | 0.00086 | 0.0035 | 0.02347 | 227.9 | 227.9 | 244.8
35372 | NASA A | 35373 | NASA B | 115 | 115 | Non-conf Load (De Anza) | Non-conf Load (De Anza) | 2 | Open | Line | NO | 1e-05 | 0.0001 | 0 | 279 | 319 | 387
35600 | DIXON LD | 35629 | MABURY J | 115 | 115 | Conf Load (San Jose) | Conf Load (San Jose) | 1 | Closed | Line | NO | 0.00852 | 0.03041 | 0.00417 | 227.9 | 227.9 | 239
35602 | ZNKER J2 | 35604 | ZANKER | 115 | 115 | Conf Load (San Jose) | Conf Load (San Jose) | 1 | Closed | Line | NO | 0.0029 | 0.0049 | 0.0006 | 65.3 | 74.1 | 88.2
35602 | ZNKER J2 | 36850 | KRS | 115 | 115 | Conf Load (San Jose) | Conf Load (Silicon Valley Power) | 1 | Closed | Line | NO | 0.00523 | 0.02593 | 0.00371 | 167.1 | 189 | 193.6
35603 | ZNKER J1 | 35604 | ZANKER | 115 | 115 | Conf Load (San Jose) | Conf Load (San Jose) | 1 | Open | Line | NO | 0.001 | 0.00325 | 0.00046 | 119.5 | 119.5 | 119.5
35603 | ZNKER J1 | 35612 | TRIMBLE | 115 | 115 | Conf Load (San Jose) | Conf Load (San Jose) | 1 | Closed | Line | NO | 0.00753 | 0.03739 | 0.00534 | 167.1 | 189 | 193.6
35658 | LS ESTRS | 35606 | AGNEW | 115 | 115 | Conf Load (San Jose) | Conf Load (San Jose) | 1 | Closed | Line | NO | 0.00264 | 0.01322 | 0.00189 | 140 | 159.7 | 193.6
35612 | TRIMBLE | 35610 | MONTAGUE | 115 | 115 | Conf Load (San Jose) | Conf Load (San Jose) | 1 | Closed | Line | NO | 0.00208 | 0.01188 | 0.00176 | 239 | 239 | 239
35658 | LS ESTRS | 35610 | MONTAGUE | 115 | 115 | Conf Load (San Jose) | Conf Load (San Jose) | 1 | Closed | Line | NO | 0.00501 | 0.02862 | 0.00424 | 199.2 | 199.2 | 199.2
35658 | LS ESTRS | 35612 | TRIMBLE | 115 | 115 | Conf Load (San Jose) | Conf Load (San Jose) | 1 | Closed | Line | NO | 0.00416 | 0.02376 | 0.00352 | 280 | 317.9 | 317.9
35612 | TRIMBLE | 999902 | TRISJB11 | 115 | 115 | Conf Load (San Jose) | Conf Load (San Jose) | 1 | Closed | Line | NO | 0.00302 | 0.01518 | 0.04292 | 140 | 184.4 | 192.2
35613 | ELPT_SJ1 | 35614 | ELPT_SJ2 | 115 | 115 | Conf Load (San Jose) | Conf Load (San Jose) | 1 | Closed | Line | NO | 0.0039 | 0.01947 | 0.00278 | 212.3 | 239 | 239
35613 | ELPT_SJ1 | 35614 | ELPT_SJ2 | 115 | 115 | Conf Load (San Jose) | Conf Load (San Jose) | 2 | Closed | Line | NO | 0.0039 | 0.01947 | 0.00278 | 140 | 159.7 | 193.6
35618 | SN JSE A | 35613 | ELPT_SJ1 | 115 | 115 | Conf Load (San Jose) | Conf Load (San Jose) | 1 | Closed | Line | NO | 1e-05 | 5e-05 | 1e-05 | 212.3 | 239 | 239
35620 | EL PATIO | 35614 | ELPT_SJ2 | 115 | 115 | Conf Load (San Jose) | Conf Load (San Jose) | 1 | Closed | Line | NO | 2e-05 | 0.00016 | 2e-05 | 212.3 | 239 | 239
35615 | FMC | 35616 | SJB DG | 115 | 115 | Conf Load (San Jose) | Conf Load (San Jose) | 1 | Closed | Line | NO | 0.0014 | 0.00771 | 0.00115 | 307.1 | 307.1 | 330
35615 | FMC | 35617 | FMC JCT | 115 | 115 | Conf Load (San Jose) | Conf Load (San Jose) | 1 | Closed | Line | NO | 0.0014 | 0.00771 | 0.00115 | 307.1 | 307.1 | 330
35615 | FMC | 364523 | CALTRAINSSJ | 115 | 115 | Conf Load (San Jose) | Conf Load (San Jose) | 1 | Closed | Line | NO | 0.00078 | 0.00226 | 0.00031 | 97 | 110 | 133
35615 | FMC | 364523 | CALTRAINSSJ | 115 | 115 | Conf Load (San Jose) | Conf Load (San Jose) | 2 | Closed | Line | NO | 0.00078 | 0.00226 | 0.00031 | 97 | 110 | 133
35616 | SJB DG | 35619 | SJB EF | 115 | 115 | Conf Load (San Jose) | Conf Load (San Jose) | 1 | Closed | Line | NO | 0.0005 | 0.0005 | 0 | 399 | 399 | 399
999902 | TRISJB11 | 35616 | SJB DG | 115 | 115 | Conf Load (San Jose) | Conf Load (San Jose) | 1 | Closed | Line | NO | 0.0005 | 0.03025 | 0 | 140 | 184.4 | 192.2
36850 | KRS | 35617 | FMC JCT | 115 | 115 | Conf Load (Silicon Valley Power) | Conf Load (San Jose) | 1 | Closed | Line | NO | 0.00522 | 0.02619 | 0.04449 | 167 | 189 | 192
35618 | SN JSE A | 35619 | SJB EF | 115 | 115 | Conf Load (San Jose) | Conf Load (San Jose) | 1 | Closed | Line | NO | 0.00077 | 0.00551 | 0.00088 | 183.2 | 210.1 | 239
35619 | SJB EF | 35631 | MARKHM J | 115 | 115 | Conf Load (San Jose) | Conf Load (San Jose) | 1 | Closed | Line | NO | 0.00156 | 0.0109 | 0.00181 | 183.2 | 210.1 | 239
35620 | EL PATIO | 35621 | IBM-HR J | 115 | 115 | Conf Load (San Jose) | Conf Load (San Jose) | 1 | Closed | Line | NO | 0.0166 | 0.05924 | 0.00812 | 227.9 | 227.9 | 244.8
35620 | EL PATIO | 35651 | BAILY J3 | 115 | 115 | Conf Load (San Jose) | Conf Load (San Jose) | 2 | Closed | Line | NO | 0.02092 | 0.07464 | 0.01023 | 227.9 | 227.9 | 239
35621 | IBM-HR J | 35639 | IBM-HRRS | 115 | 115 | Conf Load (San Jose) | Conf Load (San Jose) | 1 | Open | Line | NO | 0.00112 | 0.0033 | 0.00042 | 97.2 | 110.3 | 132.7
35621 | IBM-HR J | 35642 | MTCALF D | 115 | 115 | Conf Load (San Jose) | Conf Load (San Jose) | 1 | Closed | Line | NO | 0.00568 | 0.02027 | 0.00278 | 140 | 159.7 | 193.6
35622 | SWIFT | 35624 | MILPITAS | 115 | 115 | Conf Load (San Jose) | Conf Load (San Jose) | 1 | Closed | Line | NO | 0.0133 | 0.0476 | 0.0065 | 227.9 | 227.9 | 239
24805 | DEVERS | 25635 | ALTWIND | 115 | 115 | SCE Devers 115kV | SCE Devers 115kV | eq | Closed | Line | NO | 0.00337 | 0.01602 | 0 | 9999 | 9999 | 9999
35624 | MILPITAS | 35627 | BARTRC_J | 115 | 115 | Conf Load (San Jose) | Conf Load (San Jose) | 1 | Closed | Line | NO | 0.00343 | 0.01222 | 0.00167 | 261.1 | 261.1 | 244.8
35625 | ST TRESA | 35641 | EDNVL J1 | 115 | 115 | Conf Load (San Jose) | Conf Load (San Jose) | 1 | Closed | Line | NO | 0.0008 | 0.00541 | 0.00168 | 280 | 319.5 | 386
35625 | ST TRESA | 35649 | EDNVL J3 | 115 | 115 | Conf Load (San Jose) | Conf Load (San Jose) | 1 | Closed | Line | NO | 0.00026 | 0.00179 | 0.00055 | 239 | 239 | 239
35626 | MCKEE | 35629 | MABURY J | 115 | 115 | Conf Load (San Jose) | Conf Load (San Jose) | 1 | Open | Line | NO | 0.0027 | 0.00963 | 0.00132 | 227.9 | 227.9 | 239
35626 | MCKEE | 35656 | PIERCY | 115 | 115 | Conf Load (San Jose) | Conf Load (San Jose) | 1 | Closed | Line | NO | 0.01081 | 0.03858 | 0.00529 | 227.9 | 227.9 | 239
12081 | TAOS | 12082 | TAOS | 115 | 345 | TSGT: North NM | TSGT: North NM | 2 | Closed | Transformer | YES | 0.00104 | 0.05718 | 0 | 225 | 225 | 225
35629 | MABURY J | 35634 | BARTLP_J | 115 | 115 | Conf Load (San Jose) | Conf Load (San Jose) | 1 | Closed | Line | NO | 0.00596 | 0.015 | 0.00202 | 87.6 | 99.4 | 119.3
24805 | DEVERS | 25640 | PANAERO | 115 | 115 | SCE Devers 115kV | SCE Devers 115kV | eq | Closed | Line | NO | 0.01791 | 0.05349 | 0 | 9999 | 9999 | 9999
24805 | DEVERS | 25645 | VENWIND | 115 | 115 | SCE Devers 115kV | SCE Devers 115kV | 1 | Closed | Line | NO | 0.00506 | 0.01361 | 0.0018 | 115 | 155 | 115
35631 | MARKHM J | 35636 | EVRGRN 1 | 115 | 115 | Conf Load (San Jose) | Conf Load (San Jose) | 1 | Closed | Line | NO | 0.0025 | 0.0175 | 0.0029 | 183.2 | 210.1 | 239
35632 | MARKHAM | 999901 | MARSTO11 | 115 | 115 | Conf Load (San Jose) | Conf Load (San Jose) | 1 | Open | Line | NO | 0.00948 | 0.01611 | 0.00187 | 56.6 | 63.9 | 75.9
35634 | BARTLP_J | 35635 | BARTLP | 115 | 115 | Conf Load (San Jose) | Non-conf Load (San Jose) | 1 | Closed | Line | NO | 0.00063 | 0.00182 | 0.00025 | 96.5 | 109.6 | 131.8
999894 | STOEVR11 | 35636 | EVRGRN 1 | 115 | 115 | Conf Load (San Jose) | Conf Load (San Jose) | 1 | Closed | Line | NO | 0.0004 | 0.00134 | 0.00019 | 227.9 | 227.9 | 244.8
24805 | DEVERS | 29020 | TIFFWIND | 115 | 115 | SCE Devers 115kV | SCE Devers 115kV | eq | Closed | Line | NO | 0.00273 | 0.01285 | 0 | 9999 | 9999 | 9999
35636 | EVRGRN 1 | 999900 | EVRMTC11 | 115 | 115 | Conf Load (San Jose) | Conf Load (San Jose) | 1 | Closed | Line | NO | 0.01643 | 0.05862 | 0.00803 | 205.2 | 227.9 | 244.8
42330 | SNOQ SW | 42451 | SNOQDIST | 115 | 115 | N.KING | N.KING | 1 | Closed | Line | NO | 0.00025 | 0.00131 | 0.00021 | 211.1 | 211.1 | 249
623141 | MONTANA ONE | 623213 | NICHOLS MYE | 115 | 115 | COLSTRIP_MT | COLSTRIP_MT | 1 | Closed | Line | NO | 0.04972 | 0.12421 | 0.01574 | 105.6 | 105.6 | 105.6
35638 | EDENVALE | 35653 | BAILY J2 | 115 | 115 | Conf Load (San Jose) | Conf Load (San Jose) | 1 | Closed | Line | NO | 0.00219 | 0.0154 | 0.00434 | 239 | 239 | 239
35639 | IBM-HRRS | 35641 | EDNVL J1 | 115 | 115 | Conf Load (San Jose) | Conf Load (San Jose) | 1 | Closed | Line | NO | 0.00108 | 0.00318 | 0.00041 | 97.2 | 110.3 | 132.7
12087 | WILLARD | 12103 | ESTANCIA | 115 | 115 | TSGT: Central NM | TSGT: Central NM | 1 | Closed | Line | NO | 0.02892 | 0.08422 | 0.011 | 120 | 120 | 120
43801 | CARVER1 | 43802 | CARVERLD | 115 | 115 | Portland General - BES NODE | Portland General - BES NODE | 1 | Open | Line | NO | 0 | 0.0003 | 0 | 198 | 198 | 266
35642 | MTCALF D | 35643 | MTCALF E | 115 | 115 | Conf Load (San Jose) | Conf Load (San Jose) | 1 | Closed | Line | NO | 0.0005 | 0.0005 | 0 | 597.5 | 597.5 | 597.5
35642 | MTCALF D | 35643 | MTCALF E | 115 | 115 | Conf Load (San Jose) | Conf Load (San Jose) | 2 | Closed | Line | NO | 0.0005 | 0.0005 | 0 | 597.5 | 597.5 | 597.5
35642 | MTCALF D | 35646 | MRGN HIL | 115 | 115 | Conf Load (San Jose) | Conf Load (San Jose) | 1 | Closed | Line | NO | 0.01073 | 0.05325 | 0.00761 | 167.1 | 189 | 193.6
35642 | MTCALF D | 35651 | BAILY J3 | 115 | 115 | Conf Load (San Jose) | Conf Load (San Jose) | 2 | Closed | Line | NO | 0.00137 | 0.00487 | 0.00067 | 227.9 | 227.9 | 244.8
35642 | MTCALF D | 35653 | BAILY J2 | 115 | 115 | Conf Load (San Jose) | Conf Load (San Jose) | 1 | Closed | Line | NO | 0.0005 | 0.00349 | 0.00098 | 239 | 239 | 239
35642 | MTCALF D | 35654 | MORGN J1 | 115 | 115 | Conf Load (San Jose) | Conf Load (San Jose) | 1 | Closed | Line | NO | 0.01051 | 0.05215 | 0.00745 | 167.1 | 189 | 193.6
35643 | MTCALF E | 35644 | CYTE PMP | 115 | 115 | Conf Load (San Jose) | Conf Load (San Jose) | 1 | Closed | Line | NO | 0.01542 | 0.04385 | 0.00603 | 97.2 | 110.3 | 132.7
10266 | REEVES_2 | 10463 | ROY | 115 | 115 | PNM: Albuquerque | PNM: Albuquerque | 1 | Closed | Line | NO | 0.00074 | 0.00296 | 0.00036 | 155 | 155 | 195
366392 | Q1454 | 35643 | MTCALF E | 115 | 115 | Conf Load (San Jose) | Conf Load (San Jose) | 1 | Closed | Line | NO | 0.00258 | 0.0288 | 0.00026 | 200 | 200 | 149.8
12087 | WILLARD | 12105 | TORRANCE | 115 | 115 | TSGT: Central NM | TSGT: Central NM | 1 | Closed | Line | NO | 0.0593 | 0.2216 | 0.033 | 32 | 32 | 32
999900 | EVRMTC11 | 35643 | MTCALF E | 115 | 115 | Conf Load (San Jose) | Conf Load (San Jose) | 1 | Closed | Line | NO | 0.0005 | 0.0302 | 0 | 239 | 239 | 239
35646 | MRGN HIL | 35648 | LLAGAS | 115 | 115 | Conf Load (San Jose) | Conf Load (San Jose) | 1 | Closed | Line | NO | 0.01197 | 0.05935 | 0.00848 | 151.2 | 175.5 | 193.6
35664 | GILROYENGJCT | 35647 | GILROYENG | 115 | 115 | Conf Load (San Jose) | Conf Load (San Jose) | 1 | Closed | Line | NO | 6e-05 | 0.00037 | 0.00012 | 251.4 | 295.6 | 387.2
10725 | HUNING_RANCH | 10416 | LOS_MORR | 115 | 115 | PNM: Belen | PNM: Belen | 1 | Closed | Line | NO | 0.00129 | 0.01042 | 0.00328 | 141 | 141 | 141
35648 | LLAGAS | 35660 | GILROYTP | 115 | 115 | Conf Load (San Jose) | Conf Load (San Jose) | 1 | Closed | Line | NO | 0.00102 | 0.00758 | 0.00234 | 251.4 | 295.6 | 317.9
35648 | LLAGAS | 35936 | SRGNT JT | 115 | 115 | Conf Load (San Jose) | Conf Load (Central Coast) | 1 | Open | Line | NO | 0.02655 | 0.04564 | 0.00507 | 56 | 64.9 | 83
35660 | GILROYTP | 35650 | GILROY F | 115 | 115 | Conf Load (San Jose) | Conf Load (San Jose) | 1 | Closed | Line | NO | 0.0005 | 0.0005 | 0.00011 | 87.6 | 102.4 | 132.7
69110 | EVANS | 69123 | PLATTJCT | 115 | 115 | WY EAST | WY EAST | 1 | Closed | Line | NO | 0.00087 | 0.00356 | 0.00055 | 116 | 140 | 159
78071 | LAPORTE | 78070 | LAPORTE | 115 | 230 | PRPA | PRPA | 1 | Closed | Transformer | YES | 0.0011 | 0.0581 | 0 | 184 | 239 | 184
35654 | MORGN J1 | 35655 | MORGN J2 | 115 | 115 | Conf Load (San Jose) | Conf Load (San Jose) | 1 | Closed | Line | NO | 0.0005 | 0.0005 | 0 | 167.1 | 189 | 193.6
35654 | MORGN J1 | 35901 | GREENVALLEY | 115 | 115 | Conf Load (San Jose) | Conf Load (Central Coast) | 1 | Open | Line | NO | 0.04105 | 0.09003 | 0.00943 | 71.5 | 80.9 | 96
35655 | MORGN J2 | 35901 | GREENVALLEY | 115 | 115 | Conf Load (San Jose) | Conf Load (Central Coast) | 1 | Open | Line | NO | 0.04105 | 0.09003 | 0.00943 | 71.5 | 80.9 | 96
35657 | CP LECEF | 35658 | LS ESTRS | 115 | 115 | Conf Load (San Jose) | Conf Load (San Jose) | 1 | Closed | Line | NO | 3e-05 | 0.00012 | 0.0014 | 338 | 338 | 338
35657 | CP LECEF | 35658 | LS ESTRS | 115 | 115 | Conf Load (San Jose) | Conf Load (San Jose) | 2 | Closed | Line | NO | 3e-05 | 0.00012 | 0.0014 | 338 | 338 | 338
24904 | HIGROVE | 24903 | VSTA | 115 | 115 | SCE Vista 115kV | SCE Vista 115kV | 2 | Closed | Line | NO | 0.0018 | 0.0109 | 0.0016 | 217 | 217 | 217
24903 | VSTA | 24904 | HIGROVE | 115 | 115 | SCE Vista 115kV | SCE Vista 115kV | eq | Closed | Line | NO | 0.01357 | 0.04414 | 0 | 9999 | 9999 | 9999
40036 | ALDERWD_T1# | 40038 | ALDERWD_T2# | 115 | 115 | Western Oregon | Western Oregon | DS | Closed | Line | NO | 0 | 0.00029 | 0 | 318.6 | 445.6 | 459.1
24903 | VSTA | 25601 | DVLCYN12 | 115 | 115 | SCE Vista 115kV | SCE Vista 115kV | eq | Closed | Line | NO | 0.0144 | 0.03251 | 0 | 9999 | 9999 | 9999
35665 | LSESTRSRCTR | 35659 | NORTECH | 115 | 115 | Conf Load (San Jose) | Conf Load (San Jose) | 1 | Closed | Line | NO | 0.00105 | 0.00709 | 0.00219 | 280 | 319.5 | 387.2
12092 | PYRTAP1 | 12093 | PYRAMID | 115 | 115 | TSGT: Southern NM | TSGT: Southern NM | 1 | Closed | Line | NO | 0.00097 | 0.00817 | 0.0012 | 215 | 215 | 215
10164 | KERMACT | 10322 | SLUCAS_T | 115 | 115 | PNM: Northwestern | PNM: Northwestern | 1 | Closed | Line | NO | 0.0163 | 0.0655 | 0.00812 | 133 | 133 | 167
43193 | FARADAY | 43449 | REDLAND1 | 115 | 115 | Portland General - BES S/S | Portland General - BES NODE | 1 | Closed | Line | NO | 0.01032 | 0.05879 | 0.0081 | 219 | 219 | 285
43181 | FAIRMNT | 43767 | LIBTY PG | 115 | 115 | Portland General - BES NODE | Portland General - BES S/S | 1 | Closed | Line | NO | 0.0038 | 0.01931 | 0.00328 | 198 | 198 | 266
10186 | LUNA | 10206 | MIMBRES | 115 | 115 | PNM: Deming | PNM: Deming | 1 | Closed | Line | NO | 0.00137 | 0.0052 | 0.0009 | 204 | 204 | 204
11291 | TRIUMPH | 11118 | MONTWOOD | 115 | 115 | EPE - Native Load | EPE - Native Load | 1 | Closed | Line | NO | 0.00517 | 0.02056 | 0.00322 | 184.8 | 239 | 184.8
31968 | WODLNDJ2 | 31973 | ZAMORA2 | 115 | 115 | Conf Load (Sacramento) | Conf Load (Sacramento) | 2 | Closed | Line | NO | 0.02374 | 0.05232 | 0.00633 | 64.7 | 75.1 | 96
42761 | HEMLOCK | 42766 | MERIDTAP | 115 | 115 | PIERCE | PIERCE | 1 | Closed | Line | NO | 0.00052 | 0.0027 | 0.00044 | 211.1 | 211.1 | 249
70031 | BACULITE | 70456 | W.STATON | 115 | 115 | ZoneWP | ZoneWP | 1 | Closed | Line | NO | 0.00653 | 0.06271 | 0.00871 | 285 | 285 | 358
42759 | GRAVELLY | 42760 | GRAVTAP | 115 | 115 | PIERCE | PIERCE | 1 | Closed | Line | NO | 0.00023 | 0.0012 | 0.00019 | 211.1 | 211.1 | 249
33208 | MARTIN C | 33202 | LARKIN F | 115 | 115 | Conf Load (S.F.) | Conf Load (S.F.) | 1 | Closed | Line | NO | 0.00504 | 0.01448 | 0.18118 | 139.4 | 210.5 | 139.4
11032 | MPS | 11052 | COYOTE | 115 | 115 | EPE - Native Load | EPE - Native Load | 1 | Closed | Line | NO | 0.00268 | 0.01716 | 0.00241 | 239 | 239 | 239
40017 | ADDY | 40263 | COLV BPA | 115 | 115 | Spokane Area, N Idaho, W Montana | Spokane Area, N Idaho, W Montana | 1 | Closed | Line | NO | 0.00786 | 0.08995 | 0.01098 | 278.9 | 278.9 | 358.5
40031 | ALCOA | 41035 | STEVNSON1# | 115 | 115 | Portland Area | Portland Area | EQ | Closed | Line | NO | 0.0396 | 0.23527 | 0.02924 | 163.3 | 163.3 | 219.1
31407 | GYSR78TP | 31220 | EGLE RCK | 115 | 115 | Conf Load (N. Coast) | Conf Load (N. Coast) | 1 | Closed | Line | NO | 0.0005 | 0.003 | 0 | 119.5 | 119.5 | 119.5
43240 | HELVETIA | 43742 | SHUTE | 115 | 115 | Portland General - BES S/S | Portland General - BES S/S | 1 | Closed | Line | NO | 0.00299 | 0.01606 | 0.00267 | 337 | 337 | 375
40029 | ALBENI F | 40779 | NEWPORTB | 115 | 115 | Spokane Area, N Idaho, W Montana | Spokane Area Publics | 1 | Closed | Line | NO | 0.00394 | 0.01233 | 0.00153 | 137.4 | 137.4 | 175.3
10510 | AIRPOR_T | 11206 | AIRPOR | 115 | 115 | PNM: Deming | EPE - Native Load | 1 | Closed | Line | NO | 0.00443 | 0.01561 | 0.00201 | 115.3 | 153.4 | 115.3
623112 | COLSTRIP 115 | 623155 | ARMELLSCREEK | 115 | 115 | COLSTRIP_MT | BILLINGS_MT | 1 | Closed | Line | NO | 0.00764 | 0.01907 | 0.00242 | 79.7 | 105.6 | 79.7
70005 | BRUSH2_4 | 70006 | BRUSH1_3 | 115 | 115 | ZoneRN | ZoneRN | 1 | Open | Line | NO | 0 | 0.0005 | 0 | 319 | 319 | 319
40025 | ALBANY | 40494 | HALSEYMIL_1# | 115 | 115 | Western Oregon | Western Oregon | 1 | Closed | Line | NO | 0.02321 | 0.09864 | 0.01255 | 167.7 | 167.7 | 206.4
40025 | ALBANY | 40273 | CONSER# | 115 | 115 | Western Oregon | Western Oregon | 1 | Closed | Line | NO | 0.00863 | 0.03677 | 0.00466 | 165.3 | 165.3 | 201.2
45217 | NOBHILL | 45315 | UNIONGAP | 115 | 115 | PAC:YKMA | PAC:YKMA | 1 | Closed | Line | NO | 0.0049 | 0.01969 | 0.00286 | 121 | 151 | 172
40024 | AIRPORT# | 40641 | LEBANON | 115 | 115 | Western Oregon | Western Oregon | 1 | Closed | Line | NO | 0.01507 | 0.03195 | 0.00373 | 105.6 | 105.6 | 131.5
31225 | HGHLNDJ1 | 31226 | HGHLAND | 115 | 115 | Conf Load (N. Coast) | Conf Load (N. Coast) | 1 | Open | Line | NO | 0.0005 | 0.0008 | 0.0001 | 59.2 | 68.7 | 88.2
70019 | PDA_5 | 70158 | DOT | 115 | 115 | ZoneWP | ZoneWP | 1 | Closed | Line | NO | 0.00986 | 0.02828 | 0.00348 | 39 | 39 | 39
70014 | SNISABEL | 70321 | PINONCYN | 115 | 115 | ZoneRS | ZoneRS | 1 | Closed | Line | NO | 0.03253 | 0.12958 | 0.01582 | 39 | 39 | 39
45223 | HART SS | 45335 | WEED JCT | 115 | 115 | PAC:YRKA | PAC:YRKA | 1 | Closed | Line | NO | 0.03504 | 0.10906 | 0.01274 | 112 | 112 | 151
40017 | ADDY | 48223 | METCHIP | 115 | 115 | Spokane Area, N Idaho, W Montana | AVA: Big Bend | 1 | Closed | Line | NO | 0.00606 | 0.02316 | 0.00345 | 119.7 | 119.7 | 176.5
10500 | DEMGOLDT | 10504 | DEMTAP2 | 115 | 115 | PNM: Deming | PNM: Deming | 1 | Closed | Line | NO | 0.00029 | 0.00118 | 0.00015 | 96 | 96 | 96
45390 | F.VALLEY | 45224 | HAYDEN T | 115 | 115 | Clark County, WA | PAC:PTLD | 1 | Closed | Line | NO | 0.00065 | 0.00385 | 0.0019 | 256 | 283 | 371
70023 | ALLISON | 70242 | KENDRICK | 115 | 115 | ZoneRD | ZoneRD | 1 | Closed | Line | NO | 0.00627 | 0.02408 | 0.00299 | 141 | 156 | 141
79633 | HOODMESA | 79663 | ARCHERY TAP | 115 | 115 | FEUS | FEUS | 1 | Open | Line | NO | 0.00247 | 0.00974 | 0.0006 | 99 | 103 | 125
79638 | MESA TAP | 79662 | WESTLOOP | 115 | 115 | FEUS | FEUS | 1 | Closed | Line | NO | 0.00074 | 0.00293 | 0.00018 | 99 | 103 | 125
73125 | LSCHANCE | 73194 | SWOODROW | 115 | 115 | ZoneEC | ZoneEC | 1 | Closed | Line | NO | 0.0144 | 0.0469 | 0.006 | 109 | 109 | 109
44590 | CONSER RD | 45207 | MURDERCK | 115 | 115 | PAC:WLMT | PAC:WLMT | 1 | Closed | Line | NO | 0.00203 | 0.01114 | 0.0064 | 102 | 127 | 158
70550 | W.CANON | 71025 | HOGBACK115 | 115 | 115 | ZoneWP | ZoneWP | 1 | Closed | Line | NO | 0.0033 | 0.02123 | 0.00277 | 153 | 153 | 153
70550 | W.CANON | 73551 | W CANON | 115 | 230 | ZoneWP | Zone69 | T1 | Closed | Transformer | YES | 0.00248 | 0.11597 | 0 | 100 | 100 | 100
70546 | BRICKCTR | 70545 | BRICKCTR | 115 | 230 | ZoneRD | ZoneRD | T1 | Closed | Transformer | YES | 0.00083 | 0.04166 | 0 | 226 | 239 | 226
70541 | ASPEN_PS | 79003 | BASALT | 115 | 115 | ZoneRW | ZoneRW | 1 | Closed | Line | NO | 0.02129 | 0.08985 | 0.01365 | 120 | 120 | 120
10009 | ALLISONT | 10333 | SUNSHN_T | 115 | 115 | PNM: Northwestern | PNM: Northwestern | 1 | Closed | Line | NO | 0.0073 | 0.0304 | 0.0037 | 133 | 133 | 133
70537 | FITZSMNS | 70538 | CHMBERS | 115 | 115 | ZoneRD | ZoneRD | 1 | Closed | Line | NO | 0.0018 | 0.01099 | 0.00201 | 159 | 175 | 159
70534 | BERTHOUD | 72191 | GATEWY | 115 | 115 | ZoneFH | ZoneFH | 1 | Closed | Line | NO | 0.00423 | 0.01289 | 0.0016 | 76 | 76 | 76
31978 | DPWT_TP2 | 31986 | W.SCRMNO | 115 | 115 | Conf Load (Sacramento) | Conf Load (Sacramento) | 1 | Closed | Line | NO | 0.00036 | 0.00634 | 0.00097 | 224 | 224 | 245
70518 | BAYOU_CR | 70583 | ELIZABTH_CR | 115 | 115 | ZoneRS | ZoneRS | 1 | Closed | Line | NO | 0.01304 | 0.05028 | 0.00648 | 118 | 120 | 118
71506 | FRANKTOWN_CR | 70518 | BAYOU_CR | 115 | 115 | ZoneRS | ZoneRS | 1 | Closed | Line | NO | 0.00139 | 0.0075 | 0.001 | 181 | 181 | 0
70517 | PARKERPS_CR | 70523 | SULPHUR | 115 | 115 | ZoneRS | ZoneRD | 2 | Closed | Line | NO | 0.00118 | 0.00722 | 0.00074 | 239 | 239 | 239
70517 | PARKERPS_CR | 70518 | BAYOU_CR | 115 | 115 | ZoneRS | ZoneRS | 1 | Closed | Line | NO | 0.00523 | 0.02826 | 0.00377 | 239 | 239 | 239
42772 | QUARRY | 42805 | ST CLR E | 115 | 115 | PIERCEI | THURSTN | 1 | Closed | Line | NO | 0.00598 | 0.03939 | 0.00735 | 211.1 | 211.1 | 249
31973 | ZAMORA2 | 31972 | ZAMORA | 115 | 115 | Conf Load (Sacramento) | Conf Load (Sacramento) | 2 | Closed | Line | NO | 0.0005 | 0.005 | 0 | 87.6 | 102.4 | 119.5
70546 | BRICKCTR | 70510 | VICTORY_CR | 115 | 115 | ZoneRD | ZoneRD | 1 | Closed | Line | NO | 0.0122 | 0.0767 | 0.01127 | 239 | 239 | 239
70510 | VICTORY_CR | 70503 | PIONEER_CR | 115 | 115 | ZoneRD | ZoneRD | 1 | Closed | Line | NO | 0.00705 | 0.0435 | 0.00637 | 239 | 239 | 239
42764 | KAPOWSIN | 42890 | YELM | 115 | 115 | PIERCE | THURSTN | 1 | Closed | Line | NO | 0.04712 | 0.12134 | 0.01462 | 112.3 | 112.3 | 132.9
42763 | KNOBLEP | 42773 | RHODESLK | 115 | 115 | PIERCE | PIERCE | 1 | Closed | Line | NO | 0.00226 | 0.01178 | 0.00188 | 110 | 110 | 180.3
70470 | WELD_PS | 73211 | WELD LM | 115 | 115 | ZoneRN | ZoneFH | 1 | Closed | Line | NO | 0 | 0.0005 | 0 | 500 | 500 | 500
70470 | WELD_PS | 70471 | WELD_PS | 115 | 230 | ZoneRN | ZoneRN | T1 | Closed | Transformer | YES | 0.00085 | 0.03619 | 0 | 280 | 378 | 280
33533 | OWENSTP2 | 33532 | OI GLASS | 115 | 115 | Conf Load (Stockton) | Conf Load (Stockton) | 1 | Open | Line | NO | 0.0025 | 0.0041 | 0.0005 | 59.2 | 68.7 | 88.2
45390 | F.VALLEY | 45399 | HZLDLPPL | 115 | 115 | Clark County, WA | Clark County, WA | 1 | Closed | Line | NO | 0.00443 | 0.02039 | 0.00276 | 171 | 171 | 236
10003 | RATTLESNKPNM | 10725 | HUNING_RANCH | 115 | 115 | PNM: Belen | PNM: Belen | 2 | Closed | Line | NO | 0.00053 | 0.0063 | 0.00109 | 350 | 350 | 350
10349 | TRUMAN_T | 10004 | ALCAZAR | 115 | 115 | PNM: Albuquerque | PNM: Albuquerque | 1 | Closed | Line | NO | 0.0012 | 0.0042 | 0.0006 | 154 | 154 | 169
42759 | GRAVELLY | 42768 | HOLDN TP | 115 | 115 | PIERCE | PIERCE | 1 | Closed | Line | NO | 0.00065 | 0.0051 | 0.00089 | 211.1 | 211.1 | 249
70463 | WATERTON | 70464 | WATERTON | 115 | 230 | ZoneRD | ZoneRD | T2 | Closed | Transformer | YES | 0.00085 | 0.03619 | 0 | 284 | 384 | 284
45390 | F.VALLEY | 47215 | RVR RD C | 115 | 115 | Clark County, WA | Clark County, WA | 1 | Closed | Line | NO | 0.00056 | 0.00546 | 0.00047 | 229.3 | 261.3 | 341.4
70463 | WATERTON | 70484 | MARTIN_TP | 115 | 115 | ZoneRD | ZoneRD | 1 | Closed | Line | NO | 0 | 7e-05 | 0 | 239 | 239 | 239
10169 | LAWRNCET | 10167 | LAWRENC# | 115 | 115 | PNM: Albuquerque | PNM: Albuquerque | 1 | Closed | Line | NO | 0.0005 | 0.0018 | 0.00024 | 156 | 159 | 196
70426 | TARRYALL | 70427 | TARRYALL | 115 | 230 | ZoneRS | ZoneRS | T1 | Closed | Transformer | YES | 0.0012 | 0.0432 | 0 | 100 | 100 | 100
42756 | FRED TAP | 42766 | MERIDTAP | 115 | 115 | PIERCE | PIERCE | 1 | Open | Line | NO | 0.00117 | 0.00896 | 0.00162 | 164.5 | 164.5 | 249.4
70458 | WALSENBG | 70961 | mid pt | 115 | 230 | ZoneRS | ZoneRS | T2 | Closed | TransformerWinding | YES | 0.00161 | -0.00926 | 0 | 112 | 112 | 112
70444 | VALMONT | 70447 | VALMONT | 115 | 230 | ZoneRB | ZoneRB | T8 | Closed | Transformer | YES | 0.00085 | 0.03619 | 0 | 280 | 359 | 280
42747 | CEDARHST | 42778 | STEWART | 115 | 115 | PIERCE | PIERCE | 1 | Closed | Line | NO | 0.00082 | 0.00618 | 0.00115 | 164.5 | 164.5 | 249.4
70434 | TWNLAKES | 70435 | TWNLAKTP | 115 | 115 | ZoneRM | ZoneRM | 1 | Closed | Line | NO | 0 | 0.0005 | 0 | 55 | 55 | 55
42744 | BOE_PUY | 42781 | SUNRISEP | 115 | 115 | PIERCEI | PIERCE | 1 | Closed | Line | NO | 0.00232 | 0.01808 | 0.00314 | 280.9 | 280.9 | 330.8
70418 | SUMMIT1 | 70420 | SUMMIT2 | 115 | 115 | ZoneRM | ZoneRM | 1 | Closed | Line | NO | 0 | 0.0005 | 0 | 72 | 80 | 72
70419 | LKGRGE | 70426 | TARRYALL | 115 | 115 | ZoneRS | ZoneRS | 1 | Closed | Line | NO | 0.01029 | 0.06415 | 0.009 | 213 | 235 | 213
42720 | FREDRICK | 42780 | SW28TIE | 115 | 115 | PIERCE | PIERCE | 1 | Closed | Line | NO | 0.00422 | 0.02776 | 0.00464 | 211.1 | 211.1 | 239
70414 | STOCKADE | 70467 | WAVERLY | 115 | 115 | ZoneSL | ZoneSL | 1 | Closed | Line | NO | 0.0171 | 0.0642 | 0.0085 | 10.8 | 10.8 | 10.8
73570 | SNOWYRNG | 96156 | mid_96156 | 115 | 230 | ZoneEW | ZoneEW | 2 | Closed | TransformerWinding | YES | 0.00042 | 0.01854 | 0 | 200 | 239 | 200
42758 | GARDELLA | 42712 | WHITRV S | 115 | 115 | PIERCE | PIERCE | 1 | Closed | Line | NO | 0.00491 | 0.02568 | 0.00408 | 211.1 | 211.1 | 249
42773 | RHODESLK | 42708 | ALDRTN E | 115 | 115 | PIERCE | PIERCE | 1 | Closed | Line | NO | 0.00295 | 0.02336 | 0.00403 | 255.8 | 255.8 | 298.8
70400 | SODALAKE | 70429 | TINYTOWN | 115 | 115 | ZoneRD | ZoneFR | 1 | Closed | Line | NO | 0.00936 | 0.04111 | 0.00584 | 164 | 181 | 164
42745 | BONNEYLK | 42707 | ALDRTN W | 115 | 115 | PIERCE | PIERCE | 1 | Closed | Line | NO | 0.00304 | 0.02226 | 0.00364 | 211.1 | 211.1 | 249
42707 | ALDRTN W | 42776 | SHAW | 115 | 115 | PIERCE | PIERCE | 1 | Closed | Line | NO | 0.00192 | 0.01167 | 0.0018 | 110 | 110 | 180.3
42705 | ELECTHTS | 42769 | ORTING | 115 | 115 | PIERCE | PIERCE | 1 | Closed | Line | NO | 0.0141 | 0.05037 | 0.00621 | 112.3 | 112.3 | 132.9
70395 | SMOKYHIL | 70521 | PEAKVIEW_CR | 115 | 115 | ZoneRD | ZoneRS | 1 | Closed | Line | NO | 0.00369 | 0.01995 | 0.00266 | 181 | 181 | 181
70395 | SMOKYHIL | 70396 | SMOKYHIL | 115 | 230 | ZoneRD | ZoneRD | T1 | Closed | Transformer | YES | 0.00099 | 0.05377 | 0 | 144 | 159 | 144
42704 | ALDERTON | 42778 | STEWART | 115 | 115 | PIERCE | PIERCE | 1 | Closed | Line | NO | 0.00434 | 0.03168 | 0.00523 | 211.1 | 211.1 | 249
44615 | PUNKIN TP1 | 45295 | TOPPENSH | 115 | 115 | PAC:YKMA | PAC:YKMA | 1 | Closed | Line | NO | 0.01256 | 0.03628 | 0.00476 | 100 | 125 | 153
70378 | AREQUGCH | 70550 | W.CANON | 115 | 115 | ZoneWP | ZoneWP | 1 | Closed | Line | NO | 0.0574 | 0.13606 | 0.01519 | 95 | 95 | 95
45259 | PROSPECT | 45503 | TILLER | 115 | 115 | PAC:MDFD | PAC:ROSE | 1 | Open | Line | NO | 0.09856 | 0.17655 | 0.01783 | 74 | 74 | 100
70374 | SANLSVLY | 70966 | mid pt | 115 | 115 | ZoneSL | ZoneSL | T1 | Closed | TransformerWinding | YES | 0.00097 | -0.00553 | 0 | 119 | 119 | 119
464011 | BOTHELL115_A | 464012 | BOTHELL115_B | 115 | 115 | Seattle City Light | Seattle City Light | 1 | Closed | Breaker | NO | 0 | 1e-05 | 0 | 308 | 359 | 308
79662 | WESTLOOP | 79663 | ARCHERY TAP | 115 | 115 | FEUS | FEUS | 1 | Closed | Line | NO | 0.00475 | 0.01878 | 0.00116 | 99 | 103 | 125
43770 | MULTNMA# | 43816 | WSTPRT | 115 | 115 | Portland General - BES NODE | Portland General - BES S/S | 1 | Closed | Line | NO | 0.00166 | 0.00906 | 0.00135 | 208 | 208 | 285
45383 | CHERYPPL | 47095 | VIEW TAP | 115 | 115 | Clark County, WA | Clark County, WA | 1 | Closed | Line | NO | 0.00824 | 0.03734 | 0.00508 | 171 | 171 | 236
45382 | CAVEMAN | 45407 | MERLIN | 115 | 115 | PAC:GRPS | PAC:GRPS | 1 | Closed | Line | NO | 0.01349 | 0.03692 | 0.00542 | 98 | 123 | 156
45371 | AGNESS | 45411 | PARK ST | 115 | 115 | PAC:GRPS | PAC:GRPS | 1 | Closed | Line | NO | 0.00311 | 0.00861 | 0.00123 | 98 | 123 | 156
33528 | KASSON | 33530 | KSSN-JC2 | 115 | 115 | Conf Load (Stockton) | Conf Load (Stockton) | 1 | Closed | Line | NO | 0.0005 | 0.005 | 0.0005 | 224.3 | 224.3 | 239
70272 | LUDLOTAP | 70458 | WALSENBG | 115 | 115 | ZoneRS | ZoneRS | 1 | Closed | Line | NO | 0.03235 | 0.12614 | 0.0218 | 64 | 64 | 64
12044 | OLDLAGNA | 10444 | LSTHRZNT | 115 | 115 | TSGT: Western NM | PNM: Albuquerque | 1 | Closed | Line | NO | 0.096 | 0.219 | 0.02569 | 102 | 102 | 128
70121 | COMANCHE | 70352 | READER | 115 | 115 | ZoneRS | ZoneWP | 2 | Closed | Line | NO | 0.00016 | 0.00115 | 0.00016 | 319 | 319 | 319
42504 | OBRIEN | 42513 | OBRIEN N | 115 | 115 | S.KING | S.KING | 1 | Closed | Line | NO | 0 | 0.0001 | 0 | 303.6 | 303.6 | 353.8
13014 | TURQUOIS | 13007 | HIDALGO | 115 | 115 | PNM: Southwest | PNM: Southwest | 1 | Closed | Line | NO | 0.0294 | 0.1372 | 0.01776 | 167 | 167 | 167
32991 | MARTNZ E | 32990 | MARTNZ D | 115 | 115 | Conf Load (Diablo) | Conf Load (Diablo) | 1 | Closed | Line | NO | 0.0005 | 0.0005 | 0 | 318.7 | 318.7 | 318.7
32974 | LAKEWD-M | 32976 | LK_REACT | 115 | 115 | Conf Load (Diablo) | Conf Load (Diablo) | 7 | Open | Line | NO | 0.0005 | 0.0529 | 0 | 159 | 159 | 159
31951 | CORT_D | 31950 | CORTINA | 115 | 115 | Conf Load (Sacramento) | Conf Load (Sacramento) | 1 | Closed | Line | NO | 0.0005 | 0.0005 | 0 | 400 | 400 | 400
43139 | DAYTON | 43138 | DAYTON_TAP | 115 | 115 | Portland General - BES S/S | Portland General - BES S/S | 1 | Closed | Line | NO | 7e-05 | 0.00037 | 6e-05 | 198 | 198 | 266
32226 | BRUNSWCK | 32244 | BRNSWCKP | 115 | 115 | Conf Load (Sierra) | Conf Load (Sierra) | 2 | Closed | Line | NO | 0.01358 | 0.03826 | 0.00534 | 98.2 | 112.1 | 141.8
15107 | GOLDFELD | 15117 | MRMNFLAT | 115 | 115 | SRP EMA 115kV | SRP EMA 115kV | 1 | Closed | Line | NO | 0.00988 | 0.04722 | 0.00649 | 182.1 | 196.2 | 182.1
32551 | SILVRDJ1 | 31265 | STHELNJ1 | 115 | 115 | Conf Load (N. Coast) | Conf Load (N. Coast) | 1 | Closed | Line | NO | 0.0016 | 0.0056 | 0.0008 | 224.3 | 224.3 | 239
43101 | CNTENL 1 | 43319 | MIDWAYTP2 | 115 | 115 | Portland General - BES NODE | Portland General - BES NODE | 1 | Closed | Line | NO | 0.00171 | 0.009 | 0.00146 | 219 | 219 | 285
43099 | CNTENIAL | 43101 | CNTENL 1 | 115 | 115 | Portland General - BES NODE | Portland General - BES NODE | 1 | Open | Line | NO | 6e-05 | 0.00031 | 5e-05 | 198 | 198 | 266
43756 | CLACKMA# | 43095 | CLACKMAS | 115 | 115 | Portland General - BES NODE | Portland General - BES NODE | 1 | Closed | Line | NO | 0 | 0.0003 | 0 | 198 | 198 | 266
70352 | READER | 71006 | RTLSNAKEB | 115 | 115 | ZoneWP | ZoneWP | 1 | Closed | Line | NO | 0.03123 | 0.19451 | 0.0273 | 221 | 221 | 239
31265 | STHELNJ1 | 32562 | PUEBLOJT | 115 | 115 | Conf Load (N. Coast) | Conf Load (N. Coast) | 1 | Closed | Line | NO | 0.0005 | 0.0005 | 0 | 125.7 | 147.8 | 193.6
10206 | MIMBRES | 12195 | ALTLUNTP | 115 | 115 | PNM: Deming | TSGT: Southern NM | 1 | Closed | Line | NO | 0.09574 | 0.1637 | 0.02162 | 47 | 47 | 47
43088 | CARVER B | 43254 | HOGAN #1 | 115 | 115 | Portland General - BES S/S | Portland General - BES NODE | 1 | Closed | Line | NO | 0.01003 | 0.05157 | 0.00871 | 198 | 198 | 266
70345 | RALSTON1 | 70444 | VALMONT | 115 | 115 | ZoneRD | ZoneRB | 1 | Closed | Line | NO | 0.03182 | 0.091 | 0.01187 | 120 | 140 | 120
43087 | CARVER | 43819 | CARVER2 | 115 | 115 | Portland General - BES S/S | Portland General - BES NODE | 1 | Closed | Line | NO | 4e-05 | 0.0003 | 3e-05 | 219 | 219 | 285
43087 | CARVER | 43089 | CARVER | 115 | 230 | Portland General - BES S/S | Portland General - BES S/S | 1 | Closed | Transformer | YES | 0.00035 | 0.0262 | 0 | 358 | 358 | 433
43085 | CANYON | 43793 | SULZER # | 115 | 115 | Portland General - BES S/S | Portland General - BES NODE | 1 | Closed | Line | NO | 0.00173 | 0.00909 | 0.00145 | 198 | 198 | 266
70346 | RALSTON2 | 70354 | RIDGE | 115 | 115 | ZoneRD | ZoneRD | 2 | Closed | Line | NO | 0.00154 | 0.0044 | 0.00057 | 120 | 120 | 120
43083 | CANEMAH | 43559 | SULIVAN | 115 | 115 | Portland General - BES S/S | Portland General - BES NODE | 1 | Closed | Line | NO | 0.00048 | 0.00288 | 0.00036 | 219 | 219 | 239
43070 | BUTLER | 43739 | SUNSETPG | 115 | 115 | Portland General - BES S/S | Portland General - BES S/S | 2 | Closed | Line | NO | 0.00157 | 0.00782 | 0.00121 | 337 | 337 | 375
43070 | BUTLER | 43739 | SUNSETPG | 115 | 115 | Portland General - BES S/S | Portland General - BES S/S | 1 | Closed | Line | NO | 0.00089 | 0.007 | 0.00125 | 398 | 398 | 468
37570 | FLANAGAN | 37571 | SHAST LK | 115 | 115 | Conf Load (Western) | Conf Load (Redding) | 1 | Closed | Line | NO | 0.00823 | 0.02493 | 0 | 97.6 | 97.6 | 97.6
15109 | HORSMESA | 15106 | FRAZIER | 115 | 115 | SRP EMA 115kV | SRP EMA 115kV | 1 | Closed | Line | NO | 0.02089 | 0.11702 | 0.01637 | 182.1 | 196.2 | 182.1
43057 | BOONESFR | 43816 | WSTPRT | 115 | 115 | Portland General - BES NODE | Portland General - BES S/S | 1 | Closed | Line | NO | 0.0033 | 0.01733 | 0.00277 | 198 | 198 | 266
43057 | BOONESFR | 43393 | OSWEGO | 115 | 115 | Portland General - BES NODE | Portland General - BES S/S | 1 | Closed | Line | NO | 0.00257 | 0.01342 | 0.00219 | 198 | 198 | 266
70273 | MALTA | 70274 | MALTA | 115 | 230 | ZoneRM | ZoneRM | T1 | Closed | Transformer | YES | 0.00231 | 0.07546 | 0 | 98 | 127 | 98
13007 | HIDALGO | 13020 | LORDSBRG | 115 | 115 | PNM: Southwest | PNM: Southwest | 1 | Closed | Line | NO | 0.0102 | 0.0477 | 0.0062 | 140 | 140 | 140
43800 | ARMSTRONGTP1 | 43053 | BOISECSC | 115 | 115 | Portland General - BES NODE | Portland General - Industrial | 1 | Closed | Line | NO | 0.00291 | 0.00468 | 0.00059 | 80 | 80 | 108
15105 | ELLISON | 15133 | ELLISOTP | 115 | 115 | SRP EMA 115kV | SRP EMA 115kV | 1 | Closed | Line | NO | 0.00026 | 0.00126 | 0.00018 | 119.5 | 119.5 | 119.5
31452 | TRINITY | 31461 | JESSTAP | 115 | 115 | Conf Load (N. Valley) | Conf Load (N. Valley) | 1 | Closed | Line | NO | 0.08121 | 0.23367 | 0.03121 | 98.2 | 106 | 106
32212 | E.NICOLS | 32214 | RIO OSO | 115 | 115 | Conf Load (Sierra) | Conf Load (Sierra) | 1 | Closed | Line | NO | 0.00685 | 0.02457 | 0.00337 | 164.3 | 194.2 | 239
65775 | HOBACK_J | 66265 | RAFTER_J | 115 | 115 | ID BPA | ID BPA | 1 | Closed | Line | NO | 0.01124 | 0.0468 | 0.00608 | 125.9 | 159.5 | 170.5
623112 | COLSTRIP 115 | 97955 | mid_97955 | 115 | 230 | COLSTRIP_MT | COLSTRIP_MT | 3 | Closed | TransformerWinding | YES | 0 | -0.00133 | 0 | 100 | 100 | 100
42508 | BERRYDAL | 42638 | PIPE LK | 115 | 115 | S.KING | S.KING | 1 | Closed | Line | NO | 0.00289 | 0.02266 | 0.00397 | 280.9 | 280.9 | 330.8
19201 | BLACKMTN | 19047 | DEL BAC | 115 | 115 | WAPA-DSW | WAPA-DSW | 1 | Open | Line | NO | 0.0074 | 0.03976 | 0.00737 | 167 | 184 | 167
40413 | DOE 451B | 40501 | HANFORD2# | 115 | 115 | Lower Columbia Basin | Lower Columbia Basin | 1 | Closed | Line | NO | 0.00569 | 0.01729 | 0.00216 | 137.4 | 137.4 | 175.3
72909 | MONO_TP | 73367 | FTSANDERS | 115 | 115 | ZoneEW | ZoneEW | 1 | Closed | Line | NO | 0 | 3e-05 | 0 | 80 | 80 | 80
70154 | DERBY_2 | 70216 | HAVANA1 | 115 | 115 | ZoneRD | ZoneRD | 1 | Closed | Line | NO | 0.00774 | 0.03043 | 0.00395 | 159 | 175 | 159
11037 | CALIENTE | 11032 | MPS | 115 | 115 | EPE - Native Load | EPE - Native Load | 3 | Closed | Line | NO | 0.00272 | 0.01691 | 0.00247 | 268.1 | 329.7 | 268.1
43015 | BARNES | 43768 | BARNESTP2 | 115 | 115 | Portland General - BES NODE | Portland General - BES S/S | 1 | Open | Line | NO | 0.00252 | 0.01323 | 0.00209 | 115 | 115 | 157
43015 | BARNES | 43764 | BARNESTP1 | 115 | 115 | Portland General - BES NODE | Portland General - BES NODE | 1 | Closed | Line | NO | 0.00097 | 0.00509 | 0.00084 | 115 | 115 | 157
70273 | MALTA | 70274 | MALTA | 115 | 230 | ZoneRM | ZoneRM | T2 | Closed | Transformer | YES | 0.00231 | 0.07546 | 0 | 100 | 135 | 100
70165 | ENGLE3TP | 70168 | ENGLEWD3 | 115 | 115 | ZoneRD | ZoneRD | 1 | Closed | Line | NO | 0.00052 | 0.00153 | 0.00071 | 128 | 140 | 128
43005 | ABRNTHY1 | 43309 | MCLGHLNA | 115 | 115 | Portland General - BES NODE | Portland General - BES S/S | 1 | Closed | Line | NO | 0.00231 | 0.01806 | 0.00312 | 239 | 239 | 357
43005 | ABRNTHY1 | 43273 | JENGSLD2 | 115 | 115 | Portland General - BES NODE | Portland General - BES NODE | 1 | Closed | Line | NO | 0.00246 | 0.0128 | 0.00209 | 198 | 198 | 266
70308 | PALMER | 70582 | GREENLND_CR | 115 | 115 | ZoneRS | ZoneRS | 1 | Closed | Line | NO | 0.00233 | 0.01459 | 0.00203 | 162 | 178 | 162
31500 | BUTTE | 31514 | PARADSE | 115 | 115 | Conf Load (N. Valley) | Conf Load (N. Valley) | 1 | Closed | Line | NO | 0.03129 | 0.07943 | 0.00996 | 79 | 92.2 | 119.3
31500 | BUTTE | 31504 | TBLE MTN | 115 | 115 | Conf Load (N. Valley) | Conf Load (N. Valley) | 2 | Closed | Line | NO | 0.0169 | 0.0876 | 0.00126 | 125.7 | 147.8 | 193.6
42623 | MERIDITH | 42632 | ORCHARDP | 115 | 115 | S.KING | S.KING | 1 | Closed | Line | NO | 0.0034 | 0.02059 | 0.00344 | 110 | 110 | 180.3
70423 | BOULDERCAN1 | 70295 | NCAR | 115 | 115 | ZoneRB | ZoneRB | 1 | Closed | Line | NO | 0.00778 | 0.02961 | 0.00405 | 265 | 265 | 265
42615 | LKMCDO T | 42639 | PRES PK | 115 | 115 | S.KING | S.KING | 1 | Closed | Line | NO | 0.00386 | 0.02032 | 0.0032 | 110 | 110 | 180.3
70287 | MILL | 73296 | FRASER | 115 | 115 | ZoneRM | ZoneWC | 1 | Closed | Line | NO | 0.032 | 0.1273 | 0.01588 | 144 | 144 | 144
42612 | LAKOTA | 42640 | REDONDO | 115 | 115 | S.KING | S.KING | 1 | Closed | Line | NO | 0.00463 | 0.02588 | 0.00431 | 110 | 110 | 180.3
42605 | HAZELWD | 42622 | MER.IS.T | 115 | 115 | S.KING | S.KING | 1 | Closed | Line | NO | 0.00099 | 0.00515 | 0.00083 | 211.1 | 211.1 | 249
31496 | NORD 1 | 31503 | CHICOTP2 | 115 | 115 | Conf Load (N. Valley) | Conf Load (N. Valley) | 1 | Closed | Line | NO | 0.01501 | 0.0279 | 0.01202 | 118.3 | 137.4 | 176.5
70279 | MARTIN_1 | 70483 | WATERTN_TP | 115 | 115 | ZoneRD | ZoneRD | 1 | Closed | Line | NO | 0.0032 | 0.01089 | 0.00138 | 124 | 138 | 124
70277 | MAPLETO2 | 70377 | SANDOWN | 115 | 115 | ZoneRD | ZoneRD | 1 | Closed | Line | NO | 0.00651 | 0.02542 | 0.00335 | 159 | 175 | 159
79629 | HARE | 79641 | MILAGR | 115 | 115 | FEUS | FEUS | 1 | Closed | Line | NO | 0.00045 | 0.00215 | 0.00021 | 100 | 110 | 100
73166 | REDWILLW | 73208 | WAGES | 115 | 115 | ZoneEC | ZoneEC | 1 | Closed | Line | NO | 0.02971 | 0.10171 | 0.0123 | 175 | 175 | 175
70265 | LOOKOUT | 70266 | LOOKOUT | 115 | 230 | ZoneRD | ZoneRD | T1 | Closed | Transformer | YES | 0.00162 | 0.05064 | 0 | 144 | 159 | 144
70265 | LOOKOUT | 70266 | LOOKOUT | 115 | 230 | ZoneRD | ZoneRD | T2 | Closed | Transformer | YES | 0.00185 | 0.05197 | 0 | 144 | 159 | 144
42590 | DESMOINE | 42629 | NNORMTAP | 115 | 115 | S.KING | S.KING | 1 | Closed | Line | NO | 0.00779 | 0.02404 | 0.0033 | 81.3 | 81.3 | 122.5
70300 | PLAINVW_TP | 70262 | LEYDEN_TP | 115 | 115 | ZoneRS | ZoneRB | 1 | Closed | Line | NO | 0.0089 | 0.03496 | 0.00454 | 152 | 152 | 175
42936 | COMMAND | 42589 | COVE | 115 | 115 | KITSAP | S.KING | 1 | Closed | Line | NO | 0.0017 | 0.00124 | 0.03527 | 101 | 101 | 101
70259 | LEETSDAL1 | 70441 | UNIVERS1 | 115 | 115 | ZoneRD | ZoneRD | 1 | Closed | Line | NO | 0.00488 | 0.0301 | 0.00415 | 191 | 210 | 191
79632 | HOGBAK | 79662 | WESTLOOP | 115 | 115 | FEUS | FEUS | 1 | Closed | Line | NO | 0.02221 | 0.07728 | 0.00429 | 162 | 195 | 190
70258 | LEADVIL2 | 70273 | MALTA | 115 | 115 | ZoneRM | ZoneRM | 1 | Closed | Line | NO | 0.00969 | 0.02888 | 0.00386 | 95 | 110 | 95
31482 | PALERMO | 31508 | HONC JT3 | 115 | 115 | Conf Load (N. Valley) | Conf Load (N. Valley) | 1 | Closed | Line | NO | 0.00956 | 0.06186 | 0.00941 | 164 | 194 | 239
70175 | FEDERHT1 | 70382 | SEMPER | 115 | 115 | ZoneRD | ZoneRD | 1 | Closed | Line | NO | 0.01031 | 0.0386 | 0.00555 | 159 | 174 | 159
41260 | SULLIVAN+ | 41109 | LIBERTY_LK# | 115 | 115 | Spokane Area, N Idaho, W Montana | Spokane Area, N Idaho, W Montana | 1 | Closed | Line | NO | 0.00054 | 0.00217 | 0.00031 | 165.3 | 165.3 | 211.1
70300 | PLAINVW_TP | 70170 | NREL | 115 | 115 | ZoneRS | ZoneRB | 1 | Closed | Line | NO | 0.00997 | 0.02362 | 0.0026 | 159 | 175 | 159
37059 | STA. B | 37060 | STA. D | 115 | 115 | Conf Load (SMUD) | Conf Load (SMUD) | 1 | Closed | Line | NO | 0.00059 | 0.0036 | 0.00444 | 152.6 | 195.2 | 152.6
42957 | NAVYKEYP | 42979 | SKEYPORT | 115 | 115 | KITSAP | KITSAP | 1 | Closed | Line | NO | 0.00042 | 0.00217 | 0.00035 | 211.1 | 211.1 | 249
70244 | LAFAYETT | 70604 | PARKWAY | 115 | 115 | ZoneRB | ZoneRB | 1 | Closed | Line | NO | 0.00358 | 0.03137 | 0.00532 | 239 | 239 | 239
42952 | MANCHEST | 42950 | LONG LK | 115 | 115 | KITSAP | KITSAP | 1 | Closed | Line | NO | 0.00831 | 0.02453 | 0.00352 | 71.7 | 71.7 | 116.7
42970 | SERWOLD | 42949 | LOMOTAP | 115 | 115 | KITSAP | KITSAP | 1 | Closed | Line | NO | 0.00261 | 0.01373 | 0.00217 | 110 | 110 | 180.3
42949 | LOMOTAP | 42958 | PMADSNTP | 115 | 115 | KITSAP | KITSAP | 1 | Closed | Line | NO | 0.00313 | 0.01626 | 0.00263 | 211.1 | 211.1 | 249
70193 | FTN_VLY | 70449 | DESRTCOV | 115 | 115 | ZoneWP | ZoneWP | 1 | Closed | Line | NO | 0.00453 | 0.02827 | 0.00396 | 221 | 221 | 239
42945 | KNGSTNTP | 42948 | KINGSTON | 115 | 115 | KITSAP | KITSAP | 1 | Closed | Line | NO | 0.0022 | 0.0171 | 0.00306 | 285 | 285 | 335.6
70191 | FTLUPTON | 70307 | P.VALLEY | 115 | 115 | ZoneRN | ZoneRD | 1 | Closed | Line | NO | 0.00975 | 0.0715 | 0.01013 | 239 | 239 | 239
10472 | PACHMANN | 12005 | ALGODONE | 115 | 115 | PNM: Sandoval | PNM: Sandoval | 1 | Closed | Line | NO | 0.02016 | 0.06584 | 0.00824 | 120 | 120 | 120
42588 | CAMBRIDG | 42520 | MIDWAYP | 115 | 115 | S.KING | S.KING | 1 | Closed | Line | NO | 0.0025 | 0.01958 | 0.00337 | 280.9 | 280.9 | 330.8
70198 | GILCREST | 70202 | GODFRETP | 115 | 115 | ZoneRN | ZoneRN | 1 | Closed | Line | NO | 0.00183 | 0.00722 | 0.00093 | 160 | 176 | 160
70202 | GODFRETP | 70209 | GREELEY | 115 | 115 | ZoneRN | ZoneRN | 1 | Closed | Line | NO | 0.01115 | 0.04402 | 0.00567 | 156 | 156 | 179
37547 | FOLSOM | 37647 | NIMBUS | 115 | 115 | Conf Load (Western) | Conf Load (Western) | 1 | Closed | Line | NO | 0.014 | 0.0356 | 0.03762 | 18 | 18 | 18
79625 | GALLEGOS | 79634 | KUTZ TAP | 115 | 115 | FEUS | FEUS | 1 | Closed | Line | NO | 0.01244 | 0.07886 | 0.00531 | 75 | 90 | 75
43241 | HEMLCK | 45305 | HEMLCKTP | 115 | 115 | Portland General - BES NODE | PAC:PTLD | 1 | Open | Line | NO | 0 | 0.0001 | 0 | 204 | 257 | 320
10255 | PRAGER | 10174 | LOMAS | 115 | 115 | PNM: Albuquerque | PNM: Albuquerque | 1 | Closed | Line | NO | 0.0009 | 0.01 | 0.0011 | 179 | 179 | 198
42590 | DESMOINE | 42520 | MIDWAYP | 115 | 115 | S.KING | S.KING | 1 | Closed | Line | NO | 0.00159 | 0.00451 | 0.00063 | 71.7 | 71.7 | 116.7
631008 | FTPK-W4A | 631009 | FTPK-W4B | 115 | 115 | NOGF_WAUW | NOGF_WAUW | 1 | Closed | Line | NO | 0 | 0.005 | 0 | 100 | 100 | 100
45315 | UNIONGAP | 45333 | WAPATO | 115 | 115 | PAC:YKMA | PAC:YKMA | 1 | Closed | Line | NO | 0.01866 | 0.05497 | 0.00696 | 99 | 125 | 134
73179 | SIDNEY | 96167 | mid_96167 | 115 | 115 | ZoneWN | ZoneWN | 1 | Closed | TransformerWinding | YES | 0.00037 | -0.00683 | 0 | 203.5 | 203.5 | 203.5
79603 | ANIMAS | 79614 | BLUFVIEW | 115 | 115 | FEUS | FEUS | 1 | Closed | Line | NO | 0.00261 | 0.00999 | 0.00077 | 99 | 103 | 125
73183 | SKYLINE | 74041 | EB PARK | 115 | 115 | ZoneEW | ZoneEW | 1 | Closed | Line | NO | 0.00745 | 0.04693 | 0.00623 | 217 | 217 | 239
73184 | SMOKYHLW | 73209 | WANIBETP | 115 | 115 | ZoneEC | ZoneEC | 1 | Closed | Line | NO | 0.0162 | 0.0378 | 0.0042 | 39 | 39 | 39
73183 | SKYLINE | 73375 | WARRENLM | 115 | 115 | ZoneEW | ZoneEW | 1 | Closed | Line | NO | 0.0098 | 0.0419 | 0.0064 | 165 | 165 | 165
43253 | HOGAN | 43255 | HOGAN #2 | 115 | 115 | Portland General - BES S/S | Portland General - BES NODE | 1 | Closed | Line | NO | 0 | 0.0003 | 0 | 219 | 219 | 285
33522 | CROSRDJT | 33524 | CL AMMNA | 115 | 115 | Conf Load (Stockton) | Conf Load (Stockton) | 1 | Closed | Line | NO | 0.00275 | 0.00413 | 0.00059 | 59.2 | 68.7 | 88.2
631060 | RUDYARD WAPA | 631070 | TIBER TAP | 115 | 115 | NOGF_WAUW | NOGF_WAUW | 1 | Closed | Line | NO | 0.0585 | 0.1642 | 0.02031 | 80 | 88 | 80
73176 | SEMINOE | 73177 | SEMINOTP | 115 | 115 | ZoneEW | ZoneEW | 1 | Closed | Line | NO | 0 | 0.0003 | 0 | 100 | 100 | 100
42530 | STARWOOD | 42658 | W.CAMPUS | 115 | 115 | S.KING | S.KING | 1 | Closed | Line | NO | 0.00119 | 0.00906 | 0.00166 | 280.9 | 280.9 | 330.8
31478 | TBLM JCT | 31504 | TBLE MTN | 115 | 115 | Conf Load (N. Valley) | Conf Load (N. Valley) | 1 | Closed | Line | NO | 0.00527 | 0.03159 | 0.005 | 125.7 | 147.8 | 193.6
70216 | HAVANA1 | 70538 | CHMBERS | 115 | 115 | ZoneRD | ZoneRD | 1 | Closed | Line | NO | 0.00707 | 0.02972 | 0.0043 | 159 | 175 | 159
70218 | HENDERPS | 70328 | PORTAL | 115 | 115 | ZoneFR | ZoneRM | 1 | Closed | Line | NO | 0.01634 | 0.0646 | 0.0083 | 120 | 154 | 148
10310 | SEWER_PL | 10282 | S._COORS | 115 | 115 | PNM: Albuquerque | PNM: Albuquerque | 1 | Closed | Line | NO | 0.0038 | 0.0153 | 0.01466 | 156 | 156 | 196
70450 | VASQUEZ | 70219 | ANDRKO_TP | 115 | 115 | ZoneRD | ZoneRN | 1 | Closed | Line | NO | 0.0037 | 0.01455 | 0.00185 | 144 | 144 | 144
70231 | HOPKINS | 70232 | HOPKINS | 115 | 230 | ZoneRW | ZoneRW | T3 | Closed | Transformer | YES | 0.00245 | 0.07579 | 0 | 94 | 120 | 94
26054 | HSKLLCYN G | 26059 | PP 2 | 115 | 115 | LA BASIN | LA BASIN | 1 | Closed | Line | NO | 0.00708 | 0.02093 | 0.00257 | 66 | 66 | 66
13003 | MD | 13016 | IVANHOE | 115 | 115 | PNM: Southwest | PNM: SNM Mining | 1 | Closed | Line | NO | 0.00589 | 0.021 | 0.00264 | 119 | 119 | 119
70224 | HOGBACK | 70265 | LOOKOUT | 115 | 115 | ZoneRD | ZoneRD | 1 | Closed | Line | NO | 0.00444 | 0.0187 | 0.0021 | 199 | 199 | 199
42606 | HIGHLND | 42524 | SHUF115W | 115 | 115 | S.KING | S.KING | 1 | Closed | Line | NO | 0.00084 | 0.00445 | 0.00068 | 108.8 | 108.8 | 178.1
70231 | HOPKINS | 79003 | BASALT | 115 | 115 | ZoneRW | ZoneRW | 1 | Closed | Line | NO | 0.03553 | 0.07104 | 0.00771 | 86 | 95 | 86
37505 | KESWICK | 37937 | QUARTZ H | 115 | 115 | Conf Load (Western) | Conf Load (Redding) | 1 | Closed | Line | NO | 0.0044 | 0.01565 | 0.00241 | 159 | 175 | 169
70217 | HAVANA2 | 70538 | CHMBERS | 115 | 115 | ZoneRD | ZoneRD | 2 | Closed | Line | NO | 0.00707 | 0.02972 | 0.0043 | 159 | 175 | 159
37505 | KESWICK | 37648 | KNAUF | 115 | 115 | Conf Load (Western) | Conf Load (Redding) | 1 | Open | Line | NO | 0.01057 | 0.03204 | 4e-05 | 52 | 59 | 52
13008 | HURLEY_# | 13004 | CHINO | 115 | 115 | PNM: Southwest | PNM: Southwest | 1 | Closed | Line | NO | 0.0032 | 0.0119 | 0.00136 | 120 | 120 | 131
70236 | HYDEPARK | 70456 | W.STATON | 115 | 115 | ZoneWP | ZoneWP | 1 | Closed | Line | NO | 0.00187 | 0.01164 | 0.00163 | 221 | 221 | 239
45315 | UNIONGAP | 45345 | WILEY | 115 | 115 | PAC:YKMA | PAC:YKMA | 1 | Closed | Line | NO | 0.0256 | 0.05197 | 0.00657 | 89 | 98 | 126
631051 | HAVRE WAPA | 631060 | RUDYARD WAPA | 115 | 115 | NOGF_WAUW | NOGF_WAUW | 1 | Closed | Line | NO | 0.0689 | 0.1936 | 0.02394 | 80 | 87 | 80
45315 | UNIONGAP | 45425 | WHITESWN | 115 | 115 | PAC:YKMA | PAC:YKMA | 1 | Closed | Line | NO | 0.03601 | 0.11284 | 0.01299 | 117 | 117 | 153
631070 | TIBER TAP | 631071 | TIBER | 115 | 115 | NOGF_WAUW | NOGF_WAUW | 1 | Closed | Line | NO | 0.05685 | 0.08743 | 0.00876 | 8 | 10 | 8
70155 | DILLON | 70421 | SUMTAP2 | 115 | 115 | ZoneRM | ZoneRM | 1 | Closed | Line | NO | 0.02053 | 0.04869 | 0.00627 | 83 | 92 | 83
70110 | CHEROKEE_N | 70174 | FEDERHT23 | 115 | 115 | ZoneRD | ZoneRD | 1 | Closed | Line | NO | 0.00723 | 0.0264 | 0.00399 | 205 | 226 | 205
70209 | GREELEY | 70290 | MONFORT | 115 | 115 | ZoneRN | ZoneRN | 1 | Closed | Line | NO | 0.00346 | 0.02002 | 0.00328 | 221 | 239 | 221
70208 | GRAY_ST. | 70251 | LAKEWOD1 | 115 | 115 | ZoneRD | ZoneRD | 1 | Closed | Line | NO | 0.00597 | 0.01708 | 0.00223 | 111 | 120 | 111
70198 | GILCREST | 70219 | ANDRKO_TP | 115 | 115 | ZoneRN | ZoneRN | 1 | Closed | Line | NO | 0.00737 | 0.02911 | 0.00375 | 144 | 144 | 144
70199 | GILMAN | 70364 | ROBINSONRACK | 115 | 115 | ZoneRM | ZoneRM | 1 | Closed | Line | NO | 0.0694 | 0.1142 | 0.01183 | 77 | 80 | 77
70194 | FULTONTS | 70604 | PARKWAY | 115 | 115 | ZoneRD | ZoneRB | 1 | Closed | Line | NO | 0.00951 | 0.09008 | 0.01294 | 183 | 213 | 183
42514 | OBRIEN S | 42645 | S.DMOINE | 115 | 115 | S.KING | S.KING | 1 | Closed | Line | NO | 0.0021 | 0.0111 | 0.00174 | 110 | 110 | 180.3
70190 | DAVIS_PS_TAP | 70234 | HUDSON | 115 | 115 | ZoneRN | ZoneRN | 1 | Closed | Line | NO | 0.01126 | 0.04272 | 0.00684 | 159 | 175 | 159
70191 | FTLUPTON | 70192 | FTLUPTON | 115 | 230 | ZoneRN | ZoneRN | T3 | Closed | Transformer | YES | 0.00042 | 0.03306 | 0 | 273 | 318 | 273
70173 | FEDCTRTP | 70342 | QUAKERTP | 115 | 115 | ZoneRD | ZoneRD | 1 | Closed | Line | NO | 0.00116 | 0.0093 | 0.00437 | 255 | 280 | 255
70169 | ENNIS | 70234 | HUDSON | 115 | 115 | ZoneRD | ZoneRN | 1 | Closed | Line | NO | 0.01596 | 0.05736 | 0.00895 | 40 | 40 | 40
70164 | ELDORADO | 70346 | RALSTON2 | 115 | 115 | ZoneRB | ZoneRD | 1 | Closed | Line | NO | 0.02749 | 0.08781 | 0.0115 | 128 | 141 | 128
70164 | ELDORADO | 70444 | VALMONT | 115 | 115 | ZoneRB | ZoneRB | 1 | Closed | Line | NO | 0.0219 | 0.072 | 0.00936 | 120 | 120 | 120
42511 | TALBOT N | 42603 | GRADY | 115 | 115 | S.KING | S.KING | 1 | Closed | Line | NO | 0.00052 | 0.0041 | 0.00079 | 226.1 | 226.1 | 290
70162 | EAST | 70395 | SMOKYHIL | 115 | 115 | ZoneRD | ZoneRD | 2 | Closed | Line | NO | 0.01952 | 0.07665 | 0.00999 | 120 | 145 | 120
70155 | DILLON | 70156 | DILLON | 115 | 230 | ZoneRM | ZoneRM | T2 | Closed | Transformer | YES | 0.00256 | 0.07662 | 0 | 91 | 118 | 91
70150 | SWALLOWS | 70151 | DIAMNDBK | 115 | 115 | ZoneRS | ZoneRS | 1 | Closed | Line | NO | 0.00581 | 0.02091 | 0.01059 | 173 | 173 | 173
70142 | DEERCRK | 70484 | MARTIN_TP | 115 | 115 | ZoneRD | ZoneRD | 1 | Closed | Line | NO | 0.00418 | 0.03516 | 0.00435 | 239 | 239 | 239
70148 | DENVTM | 70149 | DENVTM | 115 | 230 | ZoneRD | ZoneRD | T2 | Closed | Transformer | YES | 0.00047 | 0.0336 | 0 | 272 | 340 | 272
42506 | CHRISTOP | 42623 | MERIDITH | 115 | 115 | S.KING | S.KING | 1 | Closed | Line | NO | 0.00066 | 0.00511 | 0.0009 | 143.8 | 143.8 | 236.6
42506 | CHRISTOP | 42660 | WEYHRSRT | 115 | 115 | S.KING | S.KING | 1 | Closed | Line | NO | 0.00103 | 0.00828 | 0.0014 | 285 | 285 | 335.6
31265 | STHELNJ1 | 32555 | MNTCLOJ1 | 115 | 115 | Conf Load (N. Coast) | Conf Load (North Bay) | 1 | Closed | Line | NO | 0.0298 | 0.0791 | 0.0093 | 74.7 | 86.8 | 111.5
70138 | DANIELPK | 70139 | DANIELPK | 115 | 230 | ZoneRD | ZoneRD | T1 | Closed | Transformer | YES | 0.00085 | 0.03619 | 0 | 280 | 378 | 280
42504 | OBRIEN | 42657 | W.AUBURN | 115 | 115 | S.KING | S.KING | 1 | Closed | Line | NO | 0.00596 | 0.03391 | 0.00544 | 110 | 110 | 180
11060 | DIABLO | 11061 | DIABLO | 115 | 345 | EPE - Native Load | EPE - Native Load | 2 | Closed | Transformer | YES | 0.00113 | 0.0525 | 0 | 224 | 257.6 | 224
42504 | OBRIEN | 42514 | OBRIEN S | 115 | 115 | S.KING | S.KING | 1 | Closed | Line | NO | 0 | 0.0001 | 0 | 430 | 430 | 518
70121 | COMANCHE | 70352 | READER | 115 | 115 | ZoneRS | ZoneWP | 1 | Closed | Line | NO | 0.00015 | 0.00115 | 0.00016 | 378 | 378 | 378
70115 | HPCYN | 70138 | DANIELPK | 115 | 115 | ZoneRD | ZoneRD | 1 | Closed | Line | NO | 0.00221 | 0.02 | 0.00305 | 132 | 132 | 132
70114 | CLIMAX | 70418 | SUMMIT1 | 115 | 115 | ZoneRM | ZoneRM | 2 | Closed | Line | NO | 0.04384 | 0.12039 | 0.01453 | 83 | 92 | 83
70114 | CLIMAX | 70281 | MAYFLOWR | 115 | 115 | ZoneRM | ZoneRM | 1 | Closed | Line | NO | 0.01537 | 0.04622 | 0.0056 | 46 | 46 | 46
42502 | TALBOT | 42511 | TALBOT N | 115 | 115 | S.KING | S.KING | 1 | Closed | Line | NO | 0 | 0.0001 | 0 | 430 | 430 | 518
45299 | TROUTDAL | 472140 | RUN_TRO_CIO | 115 | 115 | PAC:PTLD | Clark County, WA | 1 | Closed | Line | NO | 0.00063 | 0.00698 | 0.00092 | 224 | 224 | 239
10478 | RIOPUERC | 10721 | ENCINO_SOLAR | 115 | 115 | PNM: Sandoval | PNM: EHV and Gen | 1 | Closed | Line | NO | 0.0018 | 0.005 | 0.00023 | 179 | 179 | 179
629027 | THOMPFL PM T | 629152 | THOMPSNFLSPM | 115 | 115 | MISSOULA_MT | MISSOULA_MT | 1 | Closed | Line | NO | 0.00567 | 0.00472 | 0.00047 | 45.8 | 45.8 | 45.8
45271 | SAGEROAD | 45362 | NMEDFORD | 115 | 115 | PAC:MDFD | PAC:MDFD | 1 | Closed | Line | NO | 0.00103 | 0.00829 | 0.00138 | 200 | 253 | 316
629028 | USANTIMONY A | 629029 | USANTIMONY B | 115 | 115 | MISSOULA_MT | MISSOULA_MT | 1 | Open | Line | NO | 0 | 0.00029 | 0 | 71.7 | 71.7 | 71.7
629030 | CROWCRKJCT A | 629034 | CROWCRKJCT B | 115 | 115 | MISSOULA_MT | MISSOULA_MT | 1 | Open | Line | NO | 0 | 0.00029 | 0 | 145.4 | 145.4 | 145.4
629028 | USANTIMONY A | 629030 | CROWCRKJCT A | 115 | 115 | MISSOULA_MT | MISSOULA_MT | A | Closed | Line | NO | 0.00285 | 0.01126 | 0.00155 | 145.4 | 145.4 | 145.4
629028 | USANTIMONY A | 629128 | BURKE AVA A | 115 | 115 | MISSOULA_MT | MISSOULA_MT | A | Closed | Line | NO | 0.00925 | 0.03619 | 0.00507 | 145.4 | 145.4 | 145.4
629024 | KERR NWE | 629094 | KERR BPA | 115 | 115 | MISSOULA_MT | MISSOULA_MT | 1 | Closed | Line | NO | 3e-05 | 0.00012 | 1e-05 | 167.7 | 167.7 | 215.9
629027 | THOMPFL PM T | 629036 | TFALLS CITY | 115 | 115 | MISSOULA_MT | MISSOULA_MT | B | Closed | Line | NO | 0.00493 | 0.01698 | 0.00228 | 105.5 | 133.5 | 105.5
629025 | PLAINS | 629037 | TFALLS CTY A | 115 | 115 | MISSOULA_MT | MISSOULA_MT | A | Closed | Line | NO | 0.04359 | 0.13375 | 0.01512 | 80.5 | 95.6 | 80.5
629026 | THOMPSNFALLS | 629030 | CROWCRKJCT A | 115 | 115 | MISSOULA_MT | MISSOULA_MT | A | Closed | Line | NO | 0.01416 | 0.05584 | 0.00769 | 145.4 | 145.4 | 145.4
79628 | GLADE | 79636 | LAPLATA | 115 | 115 | FEUS | FEUS | 1 | Closed | Line | NO | 0.00624 | 0.02465 | 0.00153 | 99 | 103 | 125
70209 | GREELEY | 70470 | WELD_PS | 115 | 115 | ZoneRN | ZoneRN | 1 | Closed | Line | NO | 0.0049 | 0.03002 | 0.00438 | 221 | 243 | 221
33533 | OWENSTP2 | 33526 | KSSN-JC1 | 115 | 115 | Conf Load (Stockton) | Conf Load (Stockton) | 1 | Closed | Line | NO | 0.01256 | 0.04485 | 0.00614 | 224.3 | 224.3 | 239
37055 | MID CTY | 37059 | STA. B | 115 | 115 | Conf Load (SMUD) | Conf Load (SMUD) | 1 | Closed | Line | NO | 0.00116 | 0.0069 | 0.0012 | 159.6 | 184.3 | 229.1
33043 | IMHOFF_2 | 32992 | BOLLMAN2 | 115 | 115 | Conf Load (Diablo) | Conf Load (Diablo) | 2 | Closed | Line | NO | 0.0032 | 0.0115 | 0.0016 | 224.3 | 224.3 | 239
40015 | ADAIR# | 41010 | SOUTH M | 115 | 115 | Portland Area | Portland Area | 2 | Closed | Line | NO | 0.01191 | 0.05069 | 0.00643 | 165.3 | 165.3 | 201.2
45267 | RIVR RD | 45482 | SELAHBUS | 115 | 115 | PAC:YKMA | PAC:YKMA | 1 | Closed | Line | NO | 0.01036 | 0.02178 | 0.00244 | 89 | 97 | 126
45266 | JORDANTP | 45473 | S DUNES | 115 | 115 | PAC:CBAY | PAC:CBAY | 1 | Closed | Line | NO | 0.00173 | 0.0048 | 0.00068 | 117 | 139 | 158
70108 | CHEROKEE_S | 70276 | MAPLETO1 | 115 | 115 | ZoneRD | ZoneRD | 2 | Closed | Line | NO | 0.0004 | 0.00285 | 0.00042 | 239 | 239 | 239
37053 | HEDGE | 37057 | SOUTHCTY | 115 | 115 | Conf Load (SMUD) | Conf Load (SMUD) | 2 | Closed | Line | NO | 0.00947 | 0.03293 | 0.00434 | 104.2 | 119.5 | 147.8
37053 | HEDGE | 37057 | SOUTHCTY | 115 | 115 | Conf Load (SMUD) | Conf Load (SMUD) | 1 | Closed | Line | NO | 0.00947 | 0.03293 | 0.00434 | 104.2 | 119.5 | 147.8
13000 | ALAMOGCP | 13046 | TULAROSA | 115 | 115 | PNM: Southeast | PNM: Southeast | 1 | Closed | Line | NO | 0.0193 | 0.0685 | 0.0087 | 119 | 119 | 119
70108 | CHEROKEE_S | 70107 | CHEROKEE | 115 | 230 | ZoneRD | ZoneRD | T1 | Closed | Transformer | YES | 0.00057 | 0.03226 | 0 | 280 | 317 | 280
70244 | LAFAYETT | 70444 | VALMONT | 115 | 115 | ZoneRB | ZoneRB | 1 | Closed | Line | NO | 0.00866 | 0.03494 | 0.00535 | 159 | 175 | 159
70191 | FTLUPTON | 70450 | VASQUEZ | 115 | 115 | ZoneRN | ZoneRD | 1 | Closed | Line | NO | 0.01474 | 0.05742 | 0.00761 | 159 | 159 | 159
37051 | EAST CTY | 37054 | HURLEY | 115 | 115 | Conf Load (SMUD) | Conf Load (SMUD) | 1 | Closed | Line | NO | 0.00521 | 0.03341 | 0.00492 | 159.6 | 184.3 | 229.1
79629 | HARE | 79631 | H-H | 115 | 115 | FEUS | FEUS | 1 | Closed | Line | NO | 0.0091 | 0.032 | 0.0041 | 99 | 103 | 125
70251 | LAKEWOD1 | 70354 | RIDGE | 115 | 115 | ZoneRD | ZoneRD | 1 | Closed | Line | NO | 0.0064 | 0.01831 | 0.00239 | 111 | 120 | 111
12195 | ALTLUNTP | 12196 | ALTALUNA | 115 | 115 | TSGT: Southern NM | TSGT: Southern NM | 1 | Closed | Line | NO | 0.00024 | 0.00041 | 0.0001 | 35 | 35 | 35
79623 | FRUITAP | 79633 | HOODMESA | 115 | 115 | FEUS | FEUS | 1 | Closed | Line | NO | 0.00342 | 0.0195 | 0.00262 | 110 | 115 | 110
10481 | ZAFARANT | 10501 | CDELRIO | 115 | 115 | PNM: Santa Fe | PNM: Santa Fe | 1 | Closed | Line | NO | 0.00499 | 0.027 | 0.00495 | 184 | 184 | 184
70091 | CASTLRCK | 70519 | WOLFSBRG_CR | 115 | 115 | ZoneRS | ZoneRS | 1 | Closed | Line | NO | 0.0039 | 0.02106 | 0.00281 | 162 | 178 | 162
70052 | BLUERIVR | 70053 | BLUERIVR | 115 | 230 | ZoneRM | ZoneRM | T1 | Closed | Transformer | YES | 0.00157 | 0.04931 | 0 | 163 | 206 | 163
31482 | PALERMO | 31506 | HONC JT1 | 115 | 115 | Conf Load (N. Valley) | Conf Load (N. Valley) | 1 | Closed | Line | NO | 0.01818 | 0.06489 | 0.00888 | 164.3 | 194.2 | 239
70036 | ARAP_A | 70441 | UNIVERS1 | 115 | 115 | ZoneRD | ZoneRD | 1 | Closed | Line | NO | 0.0018 | 0.0057 | 0.09556 | 154 | 154 | 154
79629 | HARE | 79661 | WESTFORK | 115 | 115 | FEUS | FEUS | 1 | Closed | Line | NO | 0.00063 | 0.004 | 0.00027 | 135 | 142 | 173
42581 | BOE ACRE | 42628 | METRORNW | 115 | 115 | S.KINGI | S.KINGI | 1 | Closed | Line | NO | 0.00046 | 0.00241 | 0.00039 | 208.9 | 208.9 | 246.4
70253 | LAMAR_CO | 70472 | WILOW_CK | 115 | 115 | ZoneWP | ZoneWP | 1 | Closed | Line | NO | 0.0145 | 0.0912 | 0.01284 | 180 | 180 | 180
79618 | DWIGHT AR | 79655 | SAN JUAN | 115 | 115 | FEUS | FEUS | 1 | Closed | Line | NO | 0.00045 | 0.00176 | 0.00011 | 35 | 40 | 35
70258 | LEADVIL2 | 70364 | ROBINSONRACK | 115 | 115 | ZoneRM | ZoneRM | 1 | Closed | Line | NO | 0.03716 | 0.08159 | 0.00954 | 83 | 92 | 83
10102 | ELDRADOT | 10075 | COLINAS | 115 | 115 | PNM: Santa Fe | PNM: Santa Fe | 1 | Closed | Line | NO | 0.0076 | 0.0221 | 0.00256 | 102 | 102 | 102
12086 | WESTMS_3 | 10465 | SCENICNM | 115 | 115 | PNM: Sandoval | PNM: Albuquerque | 1 | Closed | Line | NO | 0.0063 | 0.0188 | 0.0023 | 120 | 120 | 120
31484 | HONCUT | 31506 | HONC JT1 | 115 | 115 | Conf Load (N. Valley) | Conf Load (N. Valley) | 1 | Open | Line | NO | 0.00595 | 0.00943 | 0.0012 | 59.2 | 68.7 | 88.2
45337 | WEED JPS | 45335 | WEED JCT | 115 | 115 | PAC:YRKA | PAC:YRKA | 1 | Closed | Transformer | YES | 0.00387 | 0.11221 | 0 | 113 | 125 | 140
70262 | LEYDEN_TP | 70354 | RIDGE | 115 | 115 | ZoneRB | ZoneRD | 1 | Closed | Line | NO | 0.00447 | 0.03698 | 0.00473 | 252 | 277 | 287
33526 | KSSN-JC1 | 33528 | KASSON | 115 | 115 | Conf Load (Stockton) | Conf Load (Stockton) | 1 | Closed | Line | NO | 0.00013 | 0.00045 | 6e-05 | 224.3 | 224.3 | 239
10503 | ZIA_2 | 10482 | MGLLUJAN | 115 | 115 | PNM: Santa Fe | PNM: Santa Fe | 1 | Closed | Line | NO | 0.00088 | 0.00602 | 0.00088 | 184 | 184 | 184
42593 | ELLINGTP | 42626 | MSTREET | 115 | 115 | S.KING | S.KING | 1 | Closed | Line | NO | 0.00163 | 0.00836 | 0.00138 | 211.1 | 211.1 | 249
79623 | FRUITAP | 79624 | FRUITLND | 115 | 115 | FEUS | FEUS | 1 | Closed | Line | NO | 0.0005 | 0.0006 | 8e-05 | 110 | 115 | 110
12065 | ROWE_TAP | 10357 | VALENCIA | 115 | 115 | TSGT: North NM | PNM: Las Vegas NM | 1 | Closed | Line | NO | 0.0642 | 0.1852 | 0.0215 | 102 | 102 | 102
70279 | MARTIN_1 | 70280 | MARTIN_2 | 115 | 115 | ZoneRD | ZoneRD | 1 | Open | Line | NO | 0 | 0.0005 | 0 | 181 | 211 | 181
70280 | MARTIN_2 | 70484 | MARTIN_TP | 115 | 115 | ZoneRD | ZoneRD | 1 | Closed | Line | NO | 0.0032 | 0.01089 | 0.00138 | 124 | 140 | 124
42606 | HIGHLND | 42639 | PRES PK | 115 | 115 | S.KING | S.KING | 1 | Closed | Line | NO | 0.00281 | 0.01468 | 0.00234 | 110 | 110 | 180.3
70285 | MIDWAYPS | 70286 | MIDWAYPS | 115 | 230 | ZoneRS | ZoneRS | T1 | Closed | Transformer | YES | 0.00217 | 0.07313 | 0 | 97 | 120 | 97
70287 | MILL | 70328 | PORTAL | 115 | 115 | ZoneRM | ZoneRM | 1 | Closed | Line | NO | 0.00774 | 0.03052 | 0.00394 | 120 | 154 | 148
70290 | MONFORT | 70805 | LEPRINO_PS | 115 | 115 | ZoneRN | ZoneRN | 1 | Closed | Line | NO | 0.0023 | 0.0133 | 0.00218 | 184 | 214 | 184
70298 | NORTH_PS | 70377 | SANDOWN | 115 | 115 | ZoneRD | ZoneRD | 1 | Closed | Line | NO | 0.00378 | 0.01792 | 0.00282 | 191 | 210 | 191
42619 | MANHAT | 42629 | NNORMTAP | 115 | 115 | S.KING | S.KING | 1 | Closed | Line | NO | 0.00225 | 0.00694 | 0.001 | 81.3 | 81.3 | 122.5
42624 | METRORNE | 42628 | METRORNW | 115 | 115 | S.KINGI | S.KINGI | 1 | Closed | Line | NO | 0 | 0.0001 | 0 | 304 | 304 | 354
42627 | NELSON | 42631 | OLYRENTN | 115 | 115 | S.KING | S.KINGI | 1 | Closed | Line | NO | 0.00195 | 0.00556 | 0.00076 | 135.6 | 135.6 | 162.7
44615 | PUNKIN TP1 | 44616 | PUNKIN TP2 | 115 | 115 | PAC:YKMA | PAC:YKMA | 1 | Open | Line | NO | 0 | 0.0001 | 0 | 169 | 211 | 249
70312 | RAY LEWI | 70327 | PONCHA | 115 | 115 | ZoneRM | ZoneRM | 1 | Closed | Line | NO | 0.02175 | 0.05882 | 0.0136 | 120 | 154 | 120
70086 | CANONCTY | 71025 | HOGBACK115 | 115 | 115 | ZoneWP | ZoneWP | 1 | Closed | Line | NO | 0.00346 | 0.02227 | 0.00291 | 120 | 120 | 120
70091 | CASTLRCK | 70308 | PALMER | 115 | 115 | ZoneRS | ZoneRS | 1 | Closed | Line | NO | 0.02068 | 0.08167 | 0.01051 | 140 | 140 | 140
70087 | CAPHILL | 70148 | DENVTM | 115 | 115 | ZoneRD | ZoneRD | 1 | Closed | Line | NO | 0.0012 | 0.0039 | 0.06972 | 131 | 145 | 131
70087 | CAPHILL | 70215 | HARRISPS | 115 | 115 | ZoneRD | ZoneRD | 1 | Closed | Line | NO | 0.00057 | 0.00499 | 0.03101 | 204 | 242 | 204
42431 | NORTHBND | 42465 | WEY SNOQ | 115 | 115 | N.KING | N.KINGI | 1 | Closed | Line | NO | 0.00583 | 0.01866 | 0.00244 | 71.7 | 71.7 | 116.7
70079 | LAMSO | 70472 | WILOW_CK | 115 | 115 | ZoneWP | ZoneWP | 1 | Closed | Line | NO | 0.00489 | 0.01728 | 0.00222 | 107 | 107 | 107
42433 | NORWAY H | 42463 | WAYNE | 115 | 115 | N.KING | N.KING | 1 | Closed | Line | NO | 0.00064 | 0.00513 | 0.00087 | 285 | 285 | 335.6
31251 | RINCONJ1 | 32551 | SILVRDJ1 | 115 | 115 | Conf Load (N. Coast) | Conf Load (N. Coast) | 1 | Closed | Line | NO | 0.0185 | 0.0661 | 0.0091 | 224.3 | 224.3 | 239
159030 | SANDSTONE | 159031 | SANDSTON1 | 115 | 115 | SRP EMA 115kV | SRP OTHER SUB 69kV | 1 | Closed | Line | NO | 0.00017 | 0.00513 | 0.0002 | 197.8 | 197.8 | 197.8
70068 | BURROCYN | 70272 | LUDLOTAP | 115 | 115 | ZoneRS | ZoneRS | 1 | Closed | Line | NO | 0.029 | 0.1157 | 0.0194 | 60 | 60 | 60
42426 | N BELVUE | 42428 | NBELL TP | 115 | 115 | N.KING | N.KING | 1 | Closed | Line | NO | 0.00044 | 0.00241 | 0.00039 | 211.1 | 211.1 | 249
70065 | BROOMFLD | 70174 | FEDERHT23 | 115 | 115 | ZoneRB | ZoneRD | 1 | Closed | Line | NO | 0.00707 | 0.02565 | 0.00392 | 159 | 174 | 159
70060 | BOONE | 70247 | LAJUNTAT | 115 | 115 | ZoneWP | ZoneWP | 1 | Closed | Line | NO | 0.07394 | 0.26081 | 0.03324 | 119 | 119 | 119
33506 | STANISLS | 33948 | RVRBK J2 | 115 | 115 | Conf Load (Stockton) | Conf Load (Stanislaus) | 1 | Closed | Line | NO | 0.13234 | 0.23058 | 0.02486 | 56 | 64.9 | 79.7
45253 | POWLBUPL | 45263 | RDMNDPPL | 115 | 115 | PAC:C.OR | PAC:C.OR | 1 | Closed | Line | NO | 0.01115 | 0.04319 | 0.0064 | 118 | 166 | 185
42422 | MERCRWDT | 42450 | SMERCER | 115 | 115 | N.KING | N.KING | 1 | Open | Line | NO | 0.00342 | 0.00977 | 0.00135 | 71.7 | 71.7 | 116.7
70059 | BO_TERM | 70444 | VALMONT | 115 | 115 | ZoneRB | ZoneRB | 1 | Closed | Line | NO | 0.00437 | 0.01663 | 0.00232 | 159 | 175 | 159
45231 | PACIFIC | 45424 | VOELKER | 115 | 115 | PAC:YKMA | PAC:YKMA | 1 | Closed | Line | NO | 0.0011 | 0.0057 | 0.00092 | 177 | 220 | 257
70059 | BO_TERM | 70444 | VALMONT | 115 | 115 | ZoneRB | ZoneRB | 2 | Closed | Line | NO | 0.00437 | 0.01663 | 0.00232 | 159 | 175 | 159
70423 | BOULDERCAN1 | 70058 | BOULDERCAN2 | 115 | 115 | ZoneRB | ZoneRB | 2 | Open | Line | NO | 0 | 0.0005 | 0 | 61 | 91 | 61
45232 | HILLVIEW | 45320 | MARYSRVR | 115 | 115 | PAC:WLMT | PAC:WLMT | 1 | Open | Line | NO | 0.01229 | 0.02178 | 0.00268 | 77 | 77 | 103
625023 | SHELBY T GEC | 625221 | SHELBY 2 WAP | 115 | 115 | NOGF_MT | NOGF_MT | 1 | Closed | Line | NO | 0.00627 | 0.01599 | 0.00194 | 80 | 80 | 80
623760 | COLSTART12 T | 623762 | COLSTART34 T | 115 | 115 | COLSTRIP_MT | COLSTRIP_MT | 1 | Open | Line | NO | 0 | 0.00029 | 0 | 239 | 239 | 239
33509 | AVENATP1 | 33514 | MANTECA | 115 | 115 | Conf Load (Stockton) | Conf Load (Stockton) | 1 | Closed | Line | NO | 0.0448 | 0.0699 | 0.0075 | 56 | 64.9 | 82.7
464015 | BOTHELL115_E | 464011 | BOTHELL115_A | 115 | 115 | Seattle City Light | Seattle City Light | 1 | Closed | Breaker | NO | 0 | 1e-05 | 0 | 308 | 359 | 308
42411 | KITTITAS | 42467 | WOLDALE | 115 | 115 | KITTITAS | KITTITAS | 1 | Closed | Line | NO | 0.01357 | 0.04862 | 0.00914 | 45 | 45 | 72.7
70056 | BNVSTATP | 70312 | RAY LEWI | 115 | 115 | ZoneRM | ZoneRM | 1 | Closed | Line | NO | 0.01752 | 0.0474 | 0.01095 | 154 | 154 | 154
31239 | MONROE2 | 31240 | SNTA RSA | 115 | 115 | Conf Load (N. Coast) | Conf Load (N. Coast) | 1 | Closed | Line | NO | 0.00442 | 0.01489 | 0.00227 | 224.3 | 224.3 | 239
70339 | PUEBPLNT | 70352 | READER | 115 | 115 | ZoneWP | ZoneWP | 1 | Closed | Line | NO | 0.00496 | 0.03155 | 0.00413 | 159 | 159 | 159
42642 | ROBINSN | 42655 | VASHON | 115 | 115 | S.KING | S.KING | 1 | Closed | Line | NO | 0.00708 | 0.03729 | 0.00584 | 102.2 | 102.2 | 166.9
70148 | DENVTM | 70208 | GRAY_ST. | 115 | 115 | ZoneRD | ZoneRD | 1 | Closed | Line | NO | 0.0023 | 0.00754 | 0.00335 | 239 | 239 | 239
70341 | QUAKER2 | 70342 | QUAKERTP | 115 | 115 | ZoneRD | ZoneRD | 1 | Closed | Line | NO | 0.0075 | 0.0178 | 0.00195 | 96 | 106 | 96
70045 | BANCROFT | 70242 | KENDRICK | 115 | 115 | ZoneRD | ZoneRD | 1 | Closed | Line | NO | 0.0054 | 0.01965 | 0.00297 | 158 | 174 | 158
31249 | RINCONJ2 | 31218 | ER_FTNJT | 115 | 115 | Conf Load (N. Coast) | Conf Load (N. Coast) | 1 | Closed | Line | NO | 0.00533 | 0.01904 | 0.00261 | 224.3 | 224.3 | 244.8
73150 | PEETZ | 73179 | SIDNEY | 115 | 115 | ZoneEC | ZoneWN | 1 | Closed | Line | NO | 0.0325 | 0.0963 | 0.012 | 91 | 91 | 91
42406 | INGLEWOD | 42408 | JUANITAP | 115 | 115 | N.KING | N.KING | 1 | Closed | Line | NO | 0.00619 | 0.01757 | 0.0025 | 110 | 110 | 159.9
70039 | ARGO | 70148 | DENVTM | 115 | 115 | ZoneRD | ZoneRD | 1 | Closed | Line | NO | 0.00122 | 0.01238 | 0.00335 | 477 | 478 | 478
70040 | ARSENAL | 70153 | DERBY_1 | 115 | 115 | ZoneRD | ZoneRD | 1 | Closed | Line | NO | 0.00548 | 0.02157 | 0.0028 | 159 | 175 | 159
10103 | EMBUDO | 10152 | JUANTABO | 115 | 115 | PNM: Albuquerque | PNM: Albuquerque | 1 | Closed | Line | NO | 0.0035 | 0.0121 | 0.0018 | 156 | 156 | 196
42399 | GLDBRTIE | 45663 | GOLD BAR | 115 | 115 | N.KING | Snohomish PUD | 1 | Open | Line | NO | 0 | 0.0003 | 0 | 117.5 | 128.1 | 148.2
70031 | BACULITE | 70456 | W.STATON | 115 | 115 | ZoneWP | ZoneWP | 2 | Closed | Line | NO | 0.00653 | 0.06271 | 0.00871 | 285 | 285 | 358
70036 | ARAP_A | 70531 | AIR_LIQ | 115 | 115 | ZoneRD | ZoneRD | 1 | Closed | Line | NO | 0.00051 | 0.00205 | 0.00027 | 120 | 154 | 120
70036 | ARAP_A | 70037 | ARAP_B | 115 | 115 | ZoneRD | ZoneRD | 1 | Closed | Line | NO | 0 | 0.0005 | 0 | 247 | 247 | 247
42397 | FACTORIA | 42419 | MERCER T | 115 | 115 | N.KING | N.KING | 1 | Closed | Line | NO | 0.00569 | 0.01764 | 0.01094 | 81.3 | 81.3 | 101
70022 | NYBERG | 70060 | BOONE | 115 | 115 | ZoneWP | ZoneWP | 1 | Closed | Line | NO | 0.00991 | 0.06104 | 0.00877 | 99 | 99 | 99
70030 | APT_PARK | 70031 | BACULITE | 115 | 115 | ZoneWP | ZoneWP | 1 | Closed | Line | NO | 0.00237 | 0.01512 | 0.00201 | 187 | 187 | 187
70022 | NYBERG | 70159 | DOT_TAP | 115 | 115 | ZoneWP | ZoneWP | 1 | Closed | Line | NO | 0.00723 | 0.04454 | 0.0064 | 221 | 221 | 221
70022 | NYBERG | 70549 | APT_MEM | 115 | 115 | ZoneWP | ZoneWP | 1 | Closed | Line | NO | 0.00436 | 0.02716 | 0.0038 | 181 | 181 | 181
33506 | STANISLS | 33501 | FRGTNTP1 | 115 | 115 | Conf Load (Stockton) | Conf Load (Stockton) | 1 | Closed | Line | NO | 0.0389 | 0.0679 | 0.0073 | 56 | 64.9 | 79.7
42387 | CLYDE H. | 42404 | HOUGHTON | 115 | 115 | N.KING | N.KING | 1 | Closed | Line | NO | 0.00191 | 0.00992 | 0.0016 | 211.1 | 211.1 | 249
42387 | CLYDE H. | 42418 | MEDINA | 115 | 115 | N.KING | N.KING | 1 | Closed | Line | NO | 0.00132 | 0.00654 | 0.00117 | 211.1 | 211.1 | 249
70400 | SODALAKE | 70018 | SODALAKE | 115 | 230 | ZoneRD | ZoneRD | T2 | Closed | Transformer | YES | 0.00042 | 0.03506 | 0 | 283 | 383 | 283
42461 | VITULLI | 42386 | BRTWT41 | 115 | 115 | N.KING | N.KINGI | 1 | Closed | Line | NO | 0.00114 | 0.00712 | 0.00106 | 211.1 | 211.1 | 249
70014 | SNISABEL | 70272 | LUDLOTAP | 115 | 115 | ZoneRS | ZoneRS | 1 | Closed | Line | NO | 0.01027 | 0.04092 | 0.00499 | 39 | 39 | 39
42386 | BRTWT41 | 42427 | N.BOTHEL | 115 | 115 | N.KINGI | N.KING | 1 | Closed | Line | NO | 0.00076 | 0.00596 | 0.00105 | 255.8 | 255.8 | 298.8
32200 | PEASE | 31506 | HONC JT1 | 115 | 115 | Conf Load (Sierra) | Conf Load (N. Valley) | 1 | Closed | Line | NO | 0.02343 | 0.08365 | 0.01144 | 164.3 | 194.2 | 239
70007 | FTN_LAKE | 70031 | BACULITE | 115 | 115 | ZoneWP | ZoneWP | 1 | Closed | Line | NO | 0.00409 | 0.0255 | 0.00357 | 221 | 221 | 274
42588 | CAMBRIDG | 42506 | CHRISTOP | 115 | 115 | S.KING | S.KING | 1 | Closed | Line | NO | 0.00195 | 0.01529 | 0.00263 | 143.8 | 143.8 | 236.6
70347 | RAMON | 70658 | PLAZA | 115 | 115 | ZoneSL | ZoneSL | 1 | Closed | Line | NO | 0.0292 | 0.1129 | 0.01462 | 143 | 143 | 143
36969 | MID_TAP4 | 38230 | STANDFRD | 115 | 115 | City and County of San Francisco | Conf Load (MID) | 1 | Open | Line | NO | 4e-05 | 0.00011 | 1e-05 | 100 | 117 | 120
70006 | BRUSH1_3 | 70398 | BEAVER_CK1 | 115 | 115 | ZoneRN | ZoneRD | 1 | Closed | Line | NO | 0.00318 | 0.01532 | 0.00248 | 287 | 316 | 287
45219 | NORTH PK | 45267 | RIVR RD | 115 | 115 | PAC:YKMA | PAC:YKMA | 1 | Open | Line | NO | 0.0072 | 0.01386 | 0.00185 | 89 | 98 | 127
70005 | BRUSH2_4 | 70397 | BEAVER_CK2 | 115 | 115 | ZoneRN | ZoneRN | 2 | Closed | Line | NO | 0.00318 | 0.01532 | 0.00248 | 319 | 319 | 319
70004 | GREENHRN | 70352 | READER | 115 | 115 | ZoneWP | ZoneWP | 1 | Closed | Line | NO | 0.00358 | 0.02206 | 0.00317 | 221 | 221 | 239
73162 | RADERVIL | 73336 | ERVAYBAS | 115 | 115 | ZoneBH | ZoneBH | 1 | Closed | Line | NO | 0.0001 | 0.0003 | 4e-05 | 19 | 19 | 19
623156 | CASTLEROCK T | 623157 | CASTLEROCK | 115 | 115 | BILLINGS_MT | BILLINGS_MT | 1 | Closed | Line | NO | 0.00444 | 0.01109 | 0.00141 | 105.6 | 105.6 | 105.6
42506 | CHRISTOP | 42610 | KENT2&3 | 115 | 115 | S.KING | S.KING | 1 | Closed | Line | NO | 0.00257 | 0.01482 | 0.00236 | 211.1 | 211.1 | 239
42406 | INGLEWOD | 42325 | MORLANDS | 115 | 115 | N.KING | N.KING | 1 | Closed | Line | NO | 0.00317 | 0.00913 | 0.00129 | 110 | 110 | 159.9
70352 | READER | 70549 | APT_MEM | 115 | 115 | ZoneWP | ZoneWP | 1 | Closed | Line | NO | 0.01049 | 0.06681 | 0.00886 | 181 | 181 | 181
36967 | RB_TAP3 | 36976 | RIVRBANK | 115 | 115 | City and County of San Francisco | City and County of San Francisco | 3 | Open | Line | NO | 0.00091 | 0.00283 | 0.00034 | 100 | 117 | 120
36967 | RB_TAP3 | 36968 | MID_TAP3 | 115 | 115 | City and County of San Francisco | City and County of San Francisco | 3 | Closed | Line | NO | 0.01161 | 0.03788 | 0.00428 | 100 | 117 | 120
42650 | SHERWD T | 42701 | WHITRV N | 115 | 115 | S.KING | PIERCE | 1 | Closed | Line | NO | 0.00231 | 0.01481 | 0.00249 | 211.1 | 211.1 | 249
36964 | WRNRVLLE | 36998 | HW_TAP | 115 | 115 | City and County of San Francisco | City and County of San Francisco | 8 | Closed | Line | NO | 0.00162 | 0.01152 | 0.00141 | 170 | 199 | 236
42362 | WIND RDG | 42411 | KITTITAS | 115 | 115 | N.KING | KITTITAS | 1 | Closed | Line | NO | 0.00288 | 0.02552 | 0.00673 | 45 | 45 | 72.7
70354 | RIDGE | 70355 | RIDGE | 115 | 230 | ZoneRD | ZoneRD | T2 | Closed | Transformer | YES | 0.00252 | 0.07512 | 0 | 239 | 305 | 239
38448 | OAK-TAP2 | 36962 | MOCCASIN | 115 | 115 | City and County of San Francisco | City and County of San Francisco | 4 | Closed | Line | NO | 0.05818 | 0.18984 | 0.02143 | 100 | 117 | 120
32991 | MARTNZ E | 33042 | IMHOFF_1 | 115 | 115 | Conf Load (Diablo) | Conf Load (Diablo) | 1 | Closed | Line | NO | 0.0046 | 0.0163 | 0.0022 | 224.3 | 224.3 | 239
42659 | WEYHRSR | 42660 | WEYHRSRT | 115 | 115 | S.KINGI | S.KING | 1 | Closed | Line | NO | 0.00313 | 0.01176 | 0.00178 | 71.7 | 71.7 | 116.7
37570 | FLANAGAN | 37648 | KNAUF | 115 | 115 | Conf Load (Western) | Conf Load (Redding) | 1 | Closed | Line | NO | 0.00686 | 0.0208 | 0 | 97.6 | 97.6 | 97.6
42945 | KNGSTNTP | 42904 | FOSSCNRN | 115 | 115 | KITSAP | KITSAP | 1 | Closed | Line | NO | 0.00226 | 0.01176 | 0.00188 | 211.1 | 211.1 | 249
70368 | ROSEDALE | 73055 | KERSEY W | 115 | 115 | ZoneRN | ZoneEC | 1 | Closed | Line | NO | 0.00738 | 0.02834 | 0.0037 | 120 | 120 | 120
70374 | SANLSVLY | 70379 | SARGENT | 115 | 115 | ZoneSL | ZoneSL | 1 | Closed | Line | NO | 0.00881 | 0.03477 | 0.00447 | 162 | 178 | 162
70368 | ROSEDALE | 70805 | LEPRINO_PS | 115 | 115 | ZoneRN | ZoneRN | 1 | Closed | Line | NO | 0.00268 | 0.01701 | 0.00278 | 120 | 120 | 120
45360 | MYRTLEPT | 45364 | NORWAYTI | 115 | 115 | PAC:CBAY | PAC:CBAY | 1 | Closed | Line | NO | 0.00877 | 0.02607 | 0.00323 | 106 | 138 | 158
70368 | ROSEDALE | 70475 | ARROWHLK | 115 | 115 | ZoneRN | ZoneRN | 1 | Closed | Line | NO | 0.01054 | 0.04119 | 0.00543 | 160 | 176 | 160
31264 | STHELNJ2 | 32562 | PUEBLOJT | 115 | 115 | Conf Load (N. Coast) | Conf Load (N. Coast) | 1 | Open | Line | NO | 0.0005 | 0.0005 | 0 | 125.7 | 147.8 | 193.6
69155 | BIXBY | 73071 | DAVEJTPS | 115 | 115 | WY EAST | ZoneEW | 1 | Closed | Line | NO | 0.00055 | 0.0039 | 0.0006 | 163 | 206 | 163
69156 | CHALK BUTTE | 69157 | BUCHORSE | 115 | 115 | WY EAST | WY EAST | 1 | Closed | Line | NO | 0.02132 | 0.05924 | 0.00842 | 40 | 40 | 40
69108 | COMUMNTY | 69148 | REDBUTTE | 115 | 115 | WY EAST | WY EAST | 1 | Closed | Line | NO | 0.01436 | 0.0399 | 0.00567 | 115 | 140 | 158
12130 | RAINVL_T | 12129 | RAINVL1 | 115 | 115 | TSGT: North NM | TSGT: North NM | 1 | Closed | Line | NO | 0.0275 | 0.0598 | 0.00703 | 118 | 118 | 118
45363 | VOORHIES | 45373 | BELKNAP | 115 | 115 | PAC:MDFD | PAC:MDFD | 1 | Closed | Line | NO | 0.00128 | 0.00664 | 0.00108 | 84 | 121 | 109
73154 | POLE CK | 73173 | ROUNDTOP | 115 | 115 | ZoneEW | ZoneEW | 1 | Closed | Line | NO | 0.0286 | 0.1186 | 0.0138 | 119 | 119 | 119
31218 | ER_FTNJT | 32549 | SILVRDJ2 | 115 | 115 | Conf Load (N. Coast) | Conf Load (N. Coast) | 1 | Closed | Line | NO | 0.0189 | 0.05026 | 0.00588 | 74.7 | 86.8 | 111.5
10170 | LENKURT | 10257 | PRINCESS | 115 | 115 | PNM: Albuquerque | PNM: Albuquerque | 1 | Closed | Line | NO | 0.00201 | 0.00717 | 0.00096 | 154 | 154 | 169
42330 | SNOQ SW | 42398 | FALLCITY | 115 | 115 | N.KING | N.KING | 1 | Closed | Line | NO | 0.0031 | 0.01703 | 0.00265 | 211 | 211 | 249
42325 | MORLANDS | 42463 | WAYNE | 115 | 115 | N.KING | N.KING | 1 | Closed | Line | NO | 0.00087 | 0.00683 | 0.00119 | 285 | 285 | 335.6
42322 | SAMMSH W | 42459 | TOTEM | 115 | 115 | N.KING | N.KING | 1 | Closed | Line | NO | 0.00251 | 0.01391 | 0.00198 | 211.1 | 211.1 | 249
464011 | BOTHELL115_A | 464031 | BOTHELL230_1 | 115 | 230 | Seattle City Light | Seattle City Light | 1 | Closed | Transformer | YES | 0.00049 | 0.0328 | 0 | 316 | 378 | 376
36853 | NRS 300 | 36851 | NRS 400 | 115 | 115 | Conf Load (Silicon Valley Power) | Conf Load (Silicon Valley Power) | 1 | Closed | Line | NO | 0.0001 | 0.0001 | 0 | 598 | 598 | 598
999901 | MARSTO11 | 36420 | STONE | 115 | 115 | Conf Load (San Jose) | Conf Load (San Jose) | 1 | Open | Line | NO | 0.0004 | 0.00134 | 0.00019 | 227.9 | 227.9 | 244.8
67923 | CENTERST | 67924 | BRYAN | 115 | 115 | WY EAST | WY EAST | 1 | Closed | Line | NO | 0.00287 | 0.01133 | 0.00158 | 123 | 168 | 182
40007 | ABERDEEN | 402770 | ABE_COS_CIO | 115 | 115 | Seattle Area, Olympic Peninsula | Seattle Area, Olympic Peninsula | 1 | Closed | Line | NO | 0.01325 | 0.03866 | 0.00274 | 80.3 | 106.4 | 103.2
67924 | BRYAN | 67925 | REFNRYPP | 115 | 115 | WY EAST | WY EAST | 1 | Closed | Line | NO | 0.00379 | 0.01475 | 0.00211 | 123 | 168 | 172
67925 | REFNRYPP | 67932 | ELKHORN | 115 | 115 | WY EAST | WY EAST | 1 | Closed | Line | NO | 0.00251 | 0.01359 | 0.00203 | 170 | 188 | 199
31224 | INDIN VL | 31215 | LUCERNJ1 | 115 | 115 | Conf Load (N. Coast) | Conf Load (N. Coast) | 1 | Closed | Line | NO | 0.0334 | 0.0962 | 0.0129 | 117.1 | 132.7 | 141.8
31217 | LUCERNJ2 | 31216 | LUCERNE | 115 | 115 | Conf Load (N. Coast) | Conf Load (N. Coast) | 1 | Open | Line | NO | 0.001 | 0.0015 | 0.0002 | 60.4 | 67.7 | 86
10118 | HAMILTON | 10103 | EMBUDO | 115 | 115 | PNM: Albuquerque | PNM: Albuquerque | 1 | Closed | Line | NO | 0.00597 | 0.02372 | 0.00292 | 156 | 156 | 196
36851 | NRS 400 | 36852 | SRS | 115 | 115 | Conf Load (Silicon Valley Power) | Conf Load (Silicon Valley Power) | 1 | Closed | Line | NO | 0.00235 | 0.01157 | 0.00163 | 283 | 303.3 | 302.3
159035 | COCHRAN | 159030 | SANDSTONE | 115 | 115 | SRP EMA 115kV | SRP EMA 115kV | 1 | Closed | Line | NO | 0.01357 | 0.04049 | 0.00521 | 135.1 | 143.8 | 135.1
12115 | HESSBDW | 12167 | HESS_TAP | 115 | 115 | TSGT: North NM | TSGT: North NM | 1 | Closed | Line | NO | 0.0009 | 0.0032 | 0 | 25 | 25 | 25
70345 | RALSTON1 | 70354 | RIDGE | 115 | 115 | ZoneRD | ZoneRD | 1 | Closed | Line | NO | 0.00154 | 0.0044 | 0.00057 | 120 | 120 | 120
78076 | DIXON CK | 78075 | DIXON CK | 115 | 230 | PRPA | PRPA | 1 | Closed | Transformer | YES | 0.0011 | 0.0558 | 0 | 187 | 224 | 187
31204 | UKIAH | 31206 | HPLND JT | 115 | 115 | Conf Load (N. Coast) | Conf Load (N. Coast) | 1 | Closed | Line | NO | 0.0171 | 0.0816 | 0.0128 | 125.7 | 147.8 | 193.6
77503 | RICHRDTP | 78081 | RICHARDS | 115 | 115 | PRPA | PRPA | 1 | Closed | Line | NO | 0.00085 | 0.00615 | 0.00091 | 238 | 238 | 238
33530 | KSSN-JC2 | 33550 | HJ HEINZ | 115 | 115 | Conf Load (Stockton) | Conf Load (Stockton) | 1 | Closed | Line | NO | 0.0069 | 0.02134 | 0.00246 | 105.2 | 119.5 | 119.5
36420 | STONE | 999894 | STOEVR11 | 115 | 115 | Conf Load (San Jose) | Conf Load (San Jose) | 1 | Closed | Line | NO | 0.00458 | 0.01356 | 0.00175 | 97 | 110 | 120
33531 | OWENSTP1 | 33532 | OI GLASS | 115 | 115 | Conf Load (Stockton) | Conf Load (Stockton) | 1 | Closed | Line | NO | 0.0025 | 0.0041 | 0.0005 | 59.2 | 68.7 | 88.2
36303 | GLDTRJC1 | 36302 | GOLDTREE | 115 | 115 | Conf Load (Los Padres) | Conf Load (Los Padres) | 1 | Closed | Line | NO | 0.0044 | 0.013 | 0.0017 | 97.2 | 110.3 | 132.7
31210 | AIDLINJCT | 31212 | AIDLINGYSR | 115 | 115 | Conf Load (N. Coast) | Conf Load (N. Coast) | 1 | Closed | Line | NO | 0.0038 | 0.01092 | 0.00146 | 98.2 | 112.1 | 141.8
36298 | PURISIMA | 36300 | PURSMAJ2 | 115 | 115 | Conf Load (Los Padres) | Conf Load (Los Padres) | 1 | Open | Line | NO | 0.0005 | 0.001 | 0 | 140 | 159.7 | 193.6
33549 | SCHULTE | 33529 | LAMMERS | 115 | 115 | Conf Load (Stockton) | Conf Load (Stockton) | 1 | Closed | Line | NO | 0.00116 | 0.00427 | 0.00058 | 295.2 | 335.8 | 373.3
43709 | KP TAP | 43461 | RIVRGT A | 115 | 115 | Portland General - BES NODE | Portland General - BES S/S | 1 | Closed | Line | NO | 0.00045 | 0.0024 | 0.00036 | 198 | 198 | 266
42311 | STILWTRP | 42350 | TOLT RIV | 115 | 115 | N.KING | PSEOTHER | 1 | Closed | Line | NO | 0.01803 | 0.05154 | 0.00702 | 30 | 30 | 30
10363 | WAYNE 1 | 10266 | REEVES_2 | 115 | 115 | PNM: Albuquerque | PNM: Albuquerque | 1 | Closed | Line | NO | 0.00243 | 0.0095 | 0.00116 | 156 | 156 | 196
36292 | MANVILLE | 365625 | 1320-WDJCT | 115 | 115 | Conf Load (Los Padres) | Conf Load (Los Padres) | 1 | Closed | Line | NO | 0.0097 | 0.0162 | 0.00187 | 65.3 | 74.1 | 88.2
10568 | PETROGLYPH | 10444 | LSTHRZNT | 115 | 115 | PNM: Albuquerque | PNM: Albuquerque | 1 | Closed | Line | NO | 0.0073 | 0.0167 | 0.00196 | 102 | 102 | 128
36287 | AECCEORTP | 36288 | ZACA | 115 | 115 | Conf Load (Los Padres) | Conf Load (Los Padres) | 1 | Closed | Line | NO | 0.00286 | 0.0143 | 0.00204 | 75.9 | 86 | 102.8
70381 | SEDALIA | 70514 | PLUMCRK | 115 | 115 | ZoneRS | ZoneRS | 1 | Closed | Line | NO | 0.00432 | 0.02413 | 0.00346 | 162 | 178 | 162
42615 | LKMCDO T | 42307 | LKTRAD | 115 | 115 | S.KING | N.KING | 1 | Closed | Line | NO | 0.00522 | 0.02742 | 0.00433 | 110 | 110 | 180.3
42167 | HICKOX | 42168 | HICKOX T | 115 | 115 | SKAGIT | SKAGIT | 1 | Closed | Line | NO | 0.00685 | 0.01005 | 0.00116 | 82.1 | 82.1 | 97
36282 | SURF JCT | 36300 | PURSMAJ2 | 115 | 115 | Conf Load (Los Padres) | Conf Load (Los Padres) | 1 | Closed | Line | NO | 0.0037 | 0.0187 | 0.0027 | 140 | 159.7 | 193.6
32255 | PLCRVLT1 | 32261 | MIZOU_T1 | 115 | 115 | Conf Load (Sierra) | Conf Load (Sierra) | 1 | Closed | Line | NO | 0.00254 | 0.01252 | 0.00188 | 151.2 | 175.5 | 193.6
42307 | LKTRAD | 42625 | MPLEWOOD | 115 | 115 | N.KING | S.KING | 1 | Closed | Line | NO | 0.00715 | 0.0375 | 0.00592 | 211.1 | 211.1 | 249
31958 | CORDELIA | 32012 | HALE J2 | 115 | 115 | Conf Load (Sacramento) | Conf Load (Sacramento) | 1 | Closed | Line | NO | 0.00399 | 0.01113 | 0.00146 | 64.7 | 75.1 | 96
79652 | PRAXAR TAP | 79662 | WESTLOOP | 115 | 115 | FEUS | FEUS | 1 | Closed | Line | NO | 0.0101 | 0.03613 | 0.00188 | 99 | 103 | 125
36278 | OCEANO | 36280 | CALLENDERSS | 115 | 115 | Conf Load (Los Padres) | Conf Load (Los Padres) | 1 | Closed | Line | NO | 0.01505 | 0.02533 | 0.0004 | 65.3 | 74.1 | 88.2
79617 | COLLTAP | 79664 | COTTONWOOD | 115 | 115 | FEUS | FEUS | 1 | Closed | Line | NO | 0.0003 | 0.00185 | 0.00026 | 110 | 115 | 110
36276 | LOMPCJ2 | 36296 | PURSMAJ1 | 115 | 115 | Conf Load (Los Padres) | Conf Load (Los Padres) | 1 | Closed | Line | NO | 0.0028 | 0.0139 | 0.002 | 140 | 159.7 | 193.6
36269 | FRWAYTP | 36270 | FAIRWAY | 115 | 115 | Conf Load (Los Padres) | Conf Load (Los Padres) | 1 | Open | Line | NO | 0.003 | 0.0088 | 0.0011 | 97.2 | 110.3 | 132.7
31962 | WOODLANDBMJT | 31961 | WOODLANDBIOM | 115 | 115 | Conf Load (Sacramento) | Conf Load (Sacramento) | 1 | Closed | Line | NO | 0.0032 | 0.00534 | 0.00062 | 59.2 | 68.7 | 88.2
622140 | GLACIERSWYD1 | 622149 | CUTBANKPUMPT | 115 | 115 | NOGF_MT | NOGF_MT | 1 | Closed | Line | NO | 0.0141 | 0.04849 | 0.00651 | 133.5 | 133.5 | 133.5
622140 | GLACIERSWYD1 | 622170 | GLACIERWIND1 | 115 | 115 | NOGF_MT | NOGF_MT | 1 | Closed | Line | NO | 0.00453 | 0.02373 | 0.00385 | 162 | 179.3 | 162
622109 | CUTBANK PUMP | 622149 | CUTBANKPUMPT | 115 | 115 | NOGF_MT | NOGF_MT | 1 | Closed | Line | NO | 0.00078 | 0.0027 | 0.00036 | 133.5 | 133.5 | 133.5
36268 | DIVVIDE | 36296 | PURSMAJ1 | 115 | 115 | Conf Load (Los Padres) | Conf Load (Los Padres) | 1 | Closed | Line | NO | 0.0107 | 0.0542 | 0.0077 | 140 | 159.7 | 193.6
79614 | BLUFVIEW | 79638 | MESA TAP | 115 | 115 | FEUS | FEUS | 1 | Closed | Line | NO | 0.00749 | 0.0295 | 0.00184 | 99 | 103 | 125
622107 | CONRAD AUTO | 622108 | VALIER-WILMS | 115 | 115 | NOGF_MT | NOGF_MT | 1 | Closed | Line | NO | 0.01813 | 0.06237 | 0.00837 | 133.5 | 133.5 | 133.5
79617 | COLLTAP | 79633 | HOODMESA | 115 | 115 | FEUS | FEUS | 1 | Closed | Line | NO | 0.00052 | 0.00327 | 0.00022 | 110 | 115 | 110
33315 | RVNSWD E | 35350 | AMES BS1 | 115 | 115 | Conf Load (Peninsula) | Conf Load (De Anza) | 1 | Closed | Line | NO | 0.0108 | 0.03858 | 0.00529 | 227.9 | 227.9 | 244.8
42307 | LKTRAD | 42439 | PCKERING | 115 | 115 | N.KING | N.KING | 1 | Closed | Line | NO | 0.00194 | 0.01397 | 0.00231 | 164.5 | 164.5 | 249
31200 | MENDOCNO | 31217 | LUCERNJ2 | 115 | 115 | Conf Load (N. Coast) | Conf Load (N. Coast) | 1 | Closed | Line | NO | 0.0472 | 0.1358 | 0.0182 | 82.9 | 96.4 | 119.5
33315 | RVNSWD E | 33321 | RVNSWD D | 115 | 115 | Conf Load (Peninsula) | Conf Load (Peninsula) | 1 | Closed | Line | NO | 0.0001 | 0.0003 | 0 | 597.6 | 597.6 | 597.6
42307 | LKTRAD | 42440 | PINELAKE | 115 | 115 | N.KING | N.KING | 1 | Closed | Line | NO | 0.00364 | 0.02345 | 0.00388 | 211.1 | 211.1 | 249
33314 | SHREDDER | 33320 | LONESTAR | 115 | 115 | Conf Load (Peninsula) | Conf Load (Peninsula) | 1 | Closed | Line | NO | 0.0005 | 0.00064 | 9e-05 | 61.7 | 69.7 | 82.7
42307 | LKTRAD | 42424 | MIRRORNT | 115 | 115 | N.KING | N.KING | 1 | Closed | Line | NO | 0.00447 | 0.0233 | 0.00373 | 110 | 110 | 180.3
36266 | SNTA MRA | 36269 | FRWAYTP | 115 | 115 | Conf Load (Los Padres) | Conf Load (Los Padres) | 1 | Closed | Line | NO | 0.00454 | 0.03581 | 0.00475 | 97.2 | 106 | 106
31962 | WOODLANDBMJT | 365930 | Q653FJCT | 115 | 115 | Conf Load (Sacramento) | Conf Load (Sacramento) | 1 | Closed | Line | NO | 0.0081 | 0.04048 | 0.00578 | 119.5 | 119.5 | 119.5
42307 | LKTRAD | 42309 | MOUNT SI | 115 | 115 | N.KING | N.KING | 1 | Closed | Line | NO | 0.00727 | 0.03829 | 0.00601 | 110 | 110 | 180.3
36266 | SNTA MRA | 36267 | SNTAMRTP | 115 | 115 | Conf Load (Los Padres) | Conf Load (Los Padres) | 1 | Closed | Line | NO | 0.00033 | 0.00165 | 0.00024 | 140 | 159.7 | 193.6
42402 | HILTNLKT | 45683 | HILTON LK | 115 | 115 | N.KING | Snohomish PUD | 1 | Closed | Line | NO | 1e-05 | 6e-05 | 1e-05 | 203 | 203 | 258
70040 | ARSENAL | 70217 | HAVANA2 | 115 | 115 | ZoneRD | ZoneRD | 1 | Closed | Line | NO | 0.00368 | 0.0145 | 0.00188 | 159 | 175 | 159
33319 | SHREDJCT | 33314 | SHREDDER | 115 | 115 | Conf Load (Peninsula) | Conf Load (Peninsula) | 1 | Closed | Line | NO | 0.0048 | 0.0088 | 0.0012 | 61.7 | 69.7 | 82.7
73127 | LYONS | 73556 | WAGONWHL | 115 | 115 | ZoneFH | ZoneFH | 1 | Closed | Line | NO | 0.00294 | 0.00984 | 0.00123 | 109 | 109 | 109
42305 | NOVELTY | 42311 | STILWTRP | 115 | 115 | N.KING | N.KING | 1 | Closed | Line | NO | 0.00271 | 0.02266 | 0.00351 | 280.9 | 280.9 | 330.8
10343 | TOME | 10077 | COLLGE | 115 | 115 | PNM: Belen | PNM: Belen | 1 | Closed | Line | NO | 0.01011 | 0.03821 | 0.00522 | 154 | 154 | 154
73222 | WORLANTP | 67185 | HILLTP1 | 115 | 115 | ZoneBH | WY NORTH | 1 | Closed | Line | NO | 0.01547 | 0.04566 | 0.0057 | 154 | 233 | 154
31000 | HUMBOLDT | 31452 | TRINITY | 115 | 115 | Conf Load (Humboldt) | Conf Load (N. Valley) | 1 | Closed | Line | NO | 0.26432 | 0.44919 | 0.0487 | 60.4 | 67.7 | 79.7
42303 | LAKESIDE | 42445 | ROSEHILL | 115 | 115 | N.KING | N.KING | 1 | Closed | Line | NO | 0.00596 | 0.03299 | 0.0047 | 211.1 | 211.1 | 249
40005 | ABERDEEN# | 40007 | ABERDEEN | 115 | 115 | Seattle Area, Olympic Peninsula | Seattle Area, Olympic Peninsula | 1 | Closed | Line | NO | 0.00971 | 0.08426 | 0.01072 | 85.6 | 85.6 | 105.6
42303 | LAKESIDE | 42423 | MIDLAKES | 115 | 115 | N.KING | N.KING | 1 | Closed | Line | NO | 0.00227 | 0.01164 | 0.00193 | 211.1 | 211.1 | 249
70019 | PDA_5 | 70159 | DOT_TAP | 115 | 115 | ZoneWP | ZoneWP | 1 | Closed | Line | NO | 0.01437 | 0.04124 | 0.00507 | 18 | 118 | 119
36260 | SISQUOC | 36286 | PALMR | 115 | 115 | Conf Load (Los Padres) | Conf Load (Los Padres) | 1 | Closed | Line | NO | 0.01167 | 0.02431 | 0.00294 | 75.9 | 86 | 102.8
70449 | DESRTCOV | 70456 | W.STATON | 115 | 115 | ZoneWP | ZoneWP | 1 | Closed | Line | NO | 0.00418 | 0.02605 | 0.00365 | 221 | 221 | 239
10499 | DEMTAP1 | 10500 | DEMGOLDT | 115 | 115 | PNM: Deming | PNM: Deming | 1 | Closed | Line | NO | 0.00022 | 0.00089 | 0.00011 | 96 | 96 | 96
40005 | ABERDEEN# | 47341 | SATSOPPK | 115 | 115 | Seattle Area, Olympic Peninsula | Seattle Area, Olympic Peninsula | 1 | Closed | Line | NO | 0.02371 | 0.04056 | 0.00423 | 85.6 | 85.6 | 105.6
79643 | NAVAJO | 79655 | SAN JUAN | 115 | 115 | FEUS | FEUS | 1 | Open | Line | NO | 0.0015 | 0.0059 | 0.00079 | 35 | 40 | 35
36258 | S.M.ASSO | 36260 | SISQUOC | 115 | 115 | Conf Load (Los Padres) | Conf Load (Los Padres) | 1 | Closed | Line | NO | 0.01025 | 0.05133 | 0.00733 | 140 | 160 | 194
70463 | WATERTON | 70522 | ROXBOROU_CR | 115 | 115 | ZoneRD | ZoneRS | 1 | Closed | Line | NO | 0.00519 | 0.02381 | 0.00298 | 118 | 130 | 118
36256 | MESA_PGE | 36268 | DIVVIDE | 115 | 115 | Conf Load (Los Padres) | Conf Load (Los Padres) | 1 | Closed | Line | NO | 0.01603 | 0.07819 | 0.01203 | 140 | 159.7 | 193.6
36256 | MESA_PGE | 36267 | SNTAMRTP | 115 | 115 | Conf Load (Los Padres) | Conf Load (Los Padres) | 1 | Closed | Line | NO | 0.00783 | 0.02309 | 0.00306 | 140 | 159.7 | 160.1
47171 | HZLDL CC | 45399 | HZLDLPPL | 115 | 115 | Clark County, WA | Clark County, WA | 1 | Closed | Line | NO | 0 | 0.0003 | 0 | 239 | 239 | 239
36254 | SN LS OB | 36278 | OCEANO | 115 | 115 | Conf Load (Los Padres) | Conf Load (Los Padres) | 1 | Closed | Line | NO | 0.0433 | 0.1221 | 0.0158 | 87.6 | 99.4 | 119.3
10010 | AMBROSIA | 10011 | AMBROSIA | 115 | 230 | PNM: Northwestern | PNM: EHV and Gen | 1 | Closed | Transformer | YES | 0.00079 | 0.03454 | 0 | 224 | 224 | 224
10455 | VOLCANOT | 10012 | ANDERSON | 115 | 115 | PNM: Albuquerque | PNM: Albuquerque | 1 | Closed | Line | NO | 0.0084 | 0.0333 | 0.0041 | 156 | 173 | 196
36304 | GLDTRJC2 | 36253 | FTHILTP2 | 115 | 115 | Conf Load (Los Padres) | Conf Load (Los Padres) | 1 | Closed | Line | NO | 0.0007 | 0.0036 | 0.0005 | 140 | 159.7 | 193.6
42226 | MAXWELTN | 42228 | LANGLEY | 115 | 115 | ISLAND | ISLAND | 1 | Closed | Line | NO | 0.00196 | 0.0102 | 0.00164 | 159.4 | 159.4 | 159.4
66813 | DRY_CK | 66810 | GROVER | 115 | 115 | ID BPA | ID BPA | 1 | Closed | Line | NO | 0.0063 | 0.04778 | 0.00733 | 160.3 | 199.6 | 208.9
70470 | WELD_PS | 70475 | ARROWHLK | 115 | 115 | ZoneRN | ZoneRN | 1 | Closed | Line | NO | 0.01042 | 0.04083 | 0.00535 | 160 | 175 | 181
36252 | MORRO BY | 36303 | GLDTRJC1 | 115 | 115 | Conf Load (Los Padres) | Conf Load (Los Padres) | 1 | Closed | Line | NO | 0.0111 | 0.0557 | 0.0079 | 140 | 159.3 | 159.3
42226 | MAXWELTN | 42225 | FREELAND | 115 | 115 | ISLAND | ISLAND | 1 | Closed | Line | NO | 0.00415 | 0.02607 | 0.00439 | 159.4 | 159.4 | 159.4
66838 | HOOPERSP | 66840 | HOOP_SPRNG_S | 115 | 115 | ID BPA | ID BPA | 1 | Closed | Line | NO | 0.0302 | 0.01251 | 0.0164 | 125.9 | 159.5 | 170.5
66811 | LANES_CK | 66839 | HOOP_SPRNG_N | 115 | 115 | ID BPA | ID BPA | 1 | Closed | Line | NO | 0.00893 | 0.06015 | 0.00854 | 160.3 | 199.6 | 208.9
66812 | VALLEY_L | 66813 | DRY_CK | 115 | 115 | ID BPA | ID BPA | 1 | Closed | Line | NO | 0.00796 | 0.05512 | 0.00738 | 160.3 | 199.6 | 208.9
73145 | NUNN | 73172 | ROCKPRTP | 115 | 115 | ZoneFH | ZoneFH | 1 | Closed | Line | NO | 0.00711 | 0.07207 | 0.00903 | 119 | 119 | 119
42224 | FABER | 42200 | WHIDBY N | 115 | 115 | ISLAND | ISLAND | 1 | Closed | Line | NO | 0 | 0.0003 | 0 | 100 | 100 | 100
70503 | PIONEER_CR | 70546 | BRICKCTR | 115 | 115 | ZoneRD | ZoneRD | 1 | Closed | Line | NO | 0.0122 | 0.0767 | 0.01127 | 239 | 239 | 239
36251 | FTHILTP1 | 36250 | FOOTHILL | 115 | 115 | Conf Load (Los Padres) | Conf Load (Los Padres) | 1 | Open | Line | NO | 0.0005 | 0.0005 | 0 | 140 | 159.7 | 193.6
42222 | COUPVILL | 42201 | GREENBNK | 115 | 115 | ISLAND | ISLAND | 1 | Closed | Line | NO | 0.02683 | 0.0755 | 0.01064 | 99.6 | 99.6 | 99.6
45389 | EASY VLY | 45407 | MERLIN | 115 | 115 | PAC:GRPS | PAC:GRPS | 1 | Closed | Line | NO | 0.00779 | 0.02997 | 0.00438 | 118 | 148 | 169
10350 | UNITED | 10164 | KERMACT | 115 | 115 | PNM: Northwestern | PNM: Northwestern | 1 | Closed | Line | NO | 0 | 0.0005 | 0 | 133 | 133 | 167
36294 | CABRILLO | 36230 | SW149CBOSNYZ | 115 | 115 | Conf Load (Los Padres) | Conf Load (Los Padres) | 1 | Closed | Line | NO | 3e-05 | 0.00017 | 2e-05 | 140 | 159.7 | 193.6
42227 | HILCREST | 42200 | WHIDBY N | 115 | 115 | ISLAND | ISLAND | 1 | Closed | Line | NO | 0.00137 | 0.0071 | 0.00115 | 199.2 | 199.2 | 199.2
36230 | SW149CBOSNYZ | 36231 | SW149MANVLTA | 115 | 115 | Conf Load (Los Padres) | Conf Load (Los Padres) | 1 | Open | Line | NO | 3e-05 | 2e-05 | 2e-05 | 140 | 159.7 | 193.6
36217 | RIOBRVSLR2 | 39173 | PUMPJACK | 115 | 115 | Conf Load (Kern) | Conf Load (Kern) | 1 | Closed | Line | NO | 0.0137 | 0.00916 | 5e-05 | 34.9 | 34.9 | 34.9
70523 | SULPHUR | 70524 | SULPHUR | 115 | 230 | ZoneRD | ZoneRD | T1 | Closed | Transformer | YES | 0.00086 | 0.05444 | 0 | 170 | 212 | 170
34774 | MIDWAY | 30968 | MIDWAY-DDBSB | 115 | 230 | Conf Load (Kern) | Conf Load (Kern) | 1 | Closed | Transformer | YES | 0.00033 | 0.02346 | 0 | 420 | 462 | 420
999898 | CRZHOL21 | 35940 | HOLST D | 115 | 115 | Conf Load (Central Coast) | Conf Load (Central Coast) | 2 | Closed | Line | NO | 0.01703 | 0.05014 | 0.00727 | 227.9 | 227.9 | 244.8
43227 | HARBORTN | 43824 | RVGTSOTAP | 115 | 115 | Portland General - BES S/S | Portland General - BES S/S | 1 | Closed | Line | NO | 0.00119 | 0.01061 | 0.00141 | 265 | 265 | 357
42201 | GREENBNK | 42210 | S WHIDBY | 115 | 115 | ISLAND | ISLAND | 2 | Closed | Line | NO | 0.01871 | 0.09576 | 0.01593 | 123.9 | 123.9 | 187.2
464013 | BOTHELL115_C | 464014 | BOTHELL115_D | 115 | 115 | Seattle City Light | Seattle City Light | 1 | Closed | Breaker | NO | 0 | 1e-05 | 0 | 308 | 359 | 308
10252 | UNSER | 10370 | WESTMS_1 | 115 | 115 | PNM: Albuquerque | PNM: Albuquerque | 1 | Closed | Line | NO | 0.001 | 0.0039 | 0.0005 | 133 | 133 | 167
35926 | DOLAN RD | 35928 | DOLAN J2 | 115 | 115 | Conf Load (Central Coast) | Conf Load (Central Coast) | 1 | Open | Line | NO | 0.00094 | 0.00191 | 0.00023 | 71.5 | 80.9 | 96
42812 | SPURGEON | 42804 | ST CLR W | 115 | 115 | THURSTN | THURSTN | 1 | Closed | Line | NO | 0.0051 | 0.04036 | 0.00681 | 280.9 | 280.9 | 330.8
35925 | CSTRVLJ1 | 35929 | DEL MNTE | 115 | 115 | Conf Load (Central Coast) | Conf Load (Central Coast) | 1 | Closed | Line | NO | 0.01715 | 0.09353 | 0.01709 | 140 | 159.7 | 193.6
42805 | ST CLR E | 42885 | TANGLEWD | 115 | 115 | THURSTN | THURSTN | 1 | Closed | Line | NO | 0.00227 | 0.01215 | 0.00201 | 170.9 | 170.9 | 219.3
70571 | KIOWA_CR | 70583 | ELIZABTH_CR | 115 | 115 | ZoneRS | ZoneRS | 1 | Closed | Line | NO | 0.00801 | 0.04995 | 0.00702 | 120 | 120 | 120
35923 | CSTRVLJ2 | 35929 | DEL MNTE | 115 | 115 | Conf Load (Central Coast) | Conf Load (Central Coast) | 1 | Closed | Line | NO | 0.01715 | 0.09353 | 0.01709 | 140 | 159.7 | 193.6
42172 | PADILLA | 42173 | PADILTAP | 115 | 115 | SKAGITI | SKAGIT | 1 | Closed | Line | NO | 0.00088 | 0.00246 | 0.00035 | 71.7 | 71.7 | 116.7
366100 | Q1374 | 35922 | MOSSLNSW | 115 | 115 | Conf Load (Central Coast) | Conf Load (Central Coast) | 1 | Closed | Line | NO | 2e-05 | 0.00032 | 6e-05 | 276.7 | 319.9 | 394.6
43227 | HARBORTN | 43229 | HARBORTN | 115 | 230 | Portland General - BES S/S | Portland General - BES S/S | 1 | Closed | Transformer | YES | 0.00044 | 0.0258 | 0 | 393 | 393 | 478
35922 | MOSSLNSW | 35928 | DOLAN J2 | 115 | 115 | Conf Load (Central Coast) | Conf Load (Central Coast) | 1 | Closed | Line | NO | 0.00141 | 0.00504 | 0.00069 | 227.9 | 227.9 | 239
40017 | ADDY | 48213 | LOON LK | 115 | 115 | Spokane Area, N Idaho, W Montana | AVA: Spokane | 1 | Closed | Line | NO | 0.01154 | 0.13263 | 0.01605 | 278.9 | 278.9 | 358.5
35922 | MOSSLNSW | 35925 | CSTRVLJ1 | 115 | 115 | Conf Load (Central Coast) | Conf Load (Central Coast) | 1 | Closed | Line | NO | 0.0024 | 0.01696 | 0.00475 | 280 | 318.7 | 318.7
35922 | MOSSLNSW | 35923 | CSTRVLJ2 | 115 | 115 | Conf Load (Central Coast) | Conf Load (Central Coast) | 1 | Closed | Line | NO | 0.0024 | 0.01696 | 0.00475 | 280 | 318.7 | 318.7
33506 | STANISLS | 33504 | CATARACT | 115 | 115 | Conf Load (Stockton) | Conf Load (Stockton) | 1 | Closed | Line | NO | 0.0116 | 0.0203 | 0.0022 | 56 | 64.9 | 79.7
73124 | LOVEWTAP | 77501 | DERBHILT | 115 | 115 | ZoneFH | PRPA | 1 | Open | Line | NO | 0.003 | 0.017 | 0.0024 | 166 | 183 | 166
42136 | LO BAKR4 | 42122 | LO BKRTP | 115 | 115 | SKAGIT | SKAGIT | 1 | Closed | Line | NO | 4e-05 | 0.00012 | 2e-05 | 135.4 | 135.4 | 159.9
70056 | BNVSTATP | 70304 | OTEROTP | 115 | 115 | ZoneRM | ZoneRM | 1 | Closed | Line | NO | 0.01121 | 0.03033 | 0.0071 | 171 | 171 | 171
39181 | WILDWOOD1 | 39180 | WILDWOOD1TP | 115 | 115 | Conf Load (Kern) | Conf Load (Kern) | 1 | Closed | Line | NO | 0.00102 | 0.00301 | 0.00017 | 125.7 | 147.8 | 193.6
35916 | PRUNEDLE | 35917 | PRNDL J2 | 115 | 115 | Conf Load (Central Coast) | Conf Load (Central Coast) | 1 | Open | Line | NO | 0.0005 | 0.0005 | 5e-05 | 97.2 | 110.3 | 132.7
33504 | CATARACT | 33503 | FRGTNTP2 | 115 | 115 | Conf Load (Stockton) | Conf Load (Stockton) | 1 | Closed | Line | NO | 0.0273 | 0.0476 | 0.0051 | 56 | 64.9 | 82.7
40025 | ALBANY | 40161 | BURNT WD | 115 | 115 | Western Oregon | Western Oregon | 1 | Closed | Line | NO | 0.10338 | 0.17055 | 0.01784 | 41.8 | 41.8 | 77.7
35915 | PRNDL J1 | 35916 | PRUNEDLE | 115 | 115 | Conf Load (Central Coast) | Conf Load (Central Coast) | 1 | Closed | Line | NO | 0.0005 | 0.0005 | 5e-05 | 97.2 | 110.3 | 132.7
42161 | AVON PMP | 42164 | BURLIGTN | 115 | 115 | SKAGITI | SKAGIT | 1 | Closed | Line | NO | 0.00202 | 0.01554 | 0.00278 | 211.1 | 211.1 | 249
43755 | CEDARHL# | 43628 | WACKER_W | 115 | 115 | Portland General - BES NODE | Portland General - BES S/S | 1 | Closed | Line | NO | 0.00732 | 0.05506 | 0.00761 | 198 | 198 | 266
42163 | BIGROCK | 42170 | MTVERNON | 115 | 115 | SKAGIT | SKAGIT | 1 | Closed | Line | NO | 0.00267 | 0.01388 | 0.00223 | 211.1 | 211.1 | 249
40025 | ALBANY | 47531 | LOCHNER+ | 115 | 115 | Western Oregon | Western Oregon | 1 | Closed | Line | NO | 0.00697 | 0.01414 | 0.00179 | 105.6 | 105.6 | 131.5
35913 | NTVD SW2 | 35919 | SOLEDAD | 115 | 115 | Conf Load (Central Coast) | Conf Load (Central Coast) | 1 | Closed | Line | NO | 0.05304 | 0.15623 | 0.02017 | 87.6 | 102.4 | 119.5
10419 | KEWA | 10457 | AN_TAP | 115 | 115 | PNM: Santa Fe | PNM: Santa Fe | 1 | Closed | Line | NO | 0.04778 | 0.15979 | 0.01089 | 117 | 117 | 155
12093 | PYRAMID | 12096 | PYRTAP2 | 115 | 115 | TSGT: Southern NM | TSGT: Southern NM | 1 | Closed | Line | NO | 0.00097 | 0.00817 | 0.0012 | 212 | 212 | 212
35910 | CRZY_HRS | 999897 | CRZSNB11 | 115 | 115 | Conf Load (Central Coast) | Conf Load (Central Coast) | 1 | Closed | Line | NO | 0.01204 | 0.0364 | 0.00499 | 227.9 | 227.9 | 244.8
42152 | GAGES TP | 42153 | GAGES | 115 | 115 | SKAGIT | SKAGIT | 1 | Closed | Line | NO | 0.00078 | 0.0062 | 0.00105 | 182.5 | 182.5 | 259.9
40031 | ALCOA | 47115 | ALC_SW48_CIO | 115 | 115 | Portland Area | Clark County, WA | 1 | Closed | Line | NO | 0.00178 | 0.01077 | 0.00134 | 92.2 | 92.2 | 136
40029 | ALBENI F | 47027 | DIAM LAK TAP | 115 | 115 | Spokane Area, N Idaho, W Montana | AVA: Pend Oreille PUD | 1 | Closed | Line | NO | 0.00781 | 0.04488 | 0.0062 | 197.2 | 197.2 | 262.9
35910 | CRZY_HRS | 35913 | NTVD SW2 | 115 | 115 | Conf Load (Central Coast) | Conf Load (Central Coast) | 1 | Closed | Line | NO | 0.01143 | 0.02556 | 0.00294 | 71.5 | 80.9 | 96
42152 | GAGES TP | 42176 | RIVERBND | 115 | 115 | SKAGIT | SKAGIT | 1 | Closed | Line | NO | 0.00022 | 0.00172 | 0.0003 | 182.5 | 182.5 | 259.9
40031 | ALCOA | 47215 | RVR RD C | 115 | 115 | Portland Area | Clark County, WA | 1 | Closed | Line | NO | 0.00011 | 0.0012 | 0.00022 | 306.7 | 351.4 | 398.4
13007 | HIDALGO | 12092 | PYRTAP1 | 115 | 115 | PNM: Southwest | TSGT: Southern NM | 1 | Closed | Line | NO | 0.00896 | 0.0752 | 0.0109 | 215 | 215 | 215
35907 | PAUL SWT | 36218 | M | 115 | 115 | Conf Load (Central Coast) | Conf Load (Central Coast) | 1 | Open | Line | NO | 0 | 0.00025 | 0.0001 | 91.8 | 104 | 124.1
66540 | THERPACE | 73197 | THERMOPL | 115 | 115 | WY NORTH | ZoneBH | 2 | Closed | Line | NO | 9e-05 | 0.00079 | 0.00011 | 108 | 108 | 108
35905 | CMP EVRS | 35907 | PAUL SWT | 115 | 115 | Conf Load (Central Coast) | Conf Load (Central Coast) | 1 | Closed | Line | NO | 0.00573 | 0.02841 | 0.00406 | 140 | 159.7 | 193.6
35901 | GREENVALLEY | 35922 | MOSSLNSW | 115 | 115 | Conf Load (Central Coast) | Conf Load (Central Coast) | 2 | Closed | Line | NO | 0.02254 | 0.08041 | 0.01102 | 205.1 | 233 | 239
35901 | GREENVALLEY | 35922 | MOSSLNSW | 115 | 115 | Conf Load (Central Coast) | Conf Load (Central Coast) | 1 | Closed | Line | NO | 0.02254 | 0.08041 | 0.01102 | 261.1 | 261.1 | 244.8
35901 | GREENVALLEY | 35908 | ROB ROY | 115 | 115 | Conf Load (Central Coast) | Conf Load (Central Coast) | 1 | Closed | Line | NO | 0.00831 | 0.04046 | 0.00617 | 140 | 159.7 | 193.6
35901 | GREENVALLEY | 35905 | CMP EVRS | 115 | 115 | Conf Load (Central Coast) | Conf Load (Central Coast) | 1 | Closed | Line | NO | 0.02041 | 0.10126 | 0.01444 | 140 | 159.7 | 193.6
24903 | VSTA | 25650 | MHV SPHN | 115 | 115 | SCE Vista 115kV | SCE Vista 115kV | eq | Closed | Line | NO | 0.06233 | 0.10366 | 0 | 9999 | 9999 | 9999
35664 | GILROYENGJCT | 35661 | GILROYPK | 115 | 115 | Conf Load (San Jose) | Conf Load (San Jose) | 1 | Closed | Line | NO | 4e-05 | 0.0003 | 9e-05 | 251.4 | 295.6 | 387.2
66495 | TARGHEE | 66766 | VICTOR+ | 115 | 115 | ID BPA | ID BPA | 1 | Closed | Line | NO | 0.02257 | 0.04742 | 0.0056 | 105.6 | 105.6 | 137.4
20302 | SHA-115 | 20304 | TSHO-115 | 115 | 115 | ZoneTJ | ZoneTJ | 1 | Closed | Line | NO | 0.00028 | 0.00176 | 0.00032 | 131 | 145 | 131
48510 | DRYCREEK | 48514 | CRCHFELD | 115 | 115 | AVA: Lewiston/Clarkston | AVA: Lewiston/Clarkston | 1 | Closed | Line | NO | 0.00222 | 0.00949 | 0.00112 | 119.7 | 119.7 | 176.5
35658 | LS ESTRS | 364506 | MSFTSJDC | 115 | 115 | Conf Load (San Jose) | Conf Load (San Jose) | 2 | Closed | Line | NO | 3e-05 | 0.00049 | 0.00352 | 274 | 274 | 274
34752 | KERN PWR | 30945 | KERN PP | 115 | 230 | Conf Load (Kern) | Conf Load (Kern) | 4 | Closed | Transformer | YES | 0.00048 | 0.02238 | 0 | 420 | 462 | 420
35658 | LS ESTRS | 364506 | MSFTSJDC | 115 | 115 | Conf Load (San Jose) | Conf Load (San Jose) | 1 | Closed | Line | NO | 3e-05 | 0.00049 | 0.00352 | 274 | 274 | 274
42119 | SEDRO W | 42171 | NORLUM | 115 | 115 | SKAGIT | SKAGIT | 1 | Closed | Line | NO | 0.00069 | 0.003 | 0.00045 | 112.3 | 112.3 | 132.9
48447 | WAIKIKI | 48449 | WAIKIKIT | 115 | 115 | AVA: Spokane | AVA: Spokane | 1 | Closed | Line | NO | 0.00657 | 0.01683 | 0.00206 | 71.7 | 71.7 | 104.6
48419 | STRATFRD | 48471 | WILSNCKT | 115 | 115 | AVA: Big Bend | AVA: Big Bend | 1 | Closed | Line | NO | 0.01204 | 0.04844 | 0.00663 | 122.7 | 122.7 | 180.9
48409 | SPKWASTE | 48461 | WEST | 115 | 115 | AVA: Spokane | AVA: Spokane | 1 | Closed | Line | NO | 0.00679 | 0.03671 | 0.00571 | 154 | 154 | 228.1
73117 | LOST CK | 73370 | LOSTCKTP | 115 | 115 | ZoneEC | ZoneEC | 1 | Closed | Line | NO | 0.0174 | 0.0263 | 0.00277 | 56 | 56 | 56
48401 | SPIRITLK | 48403 | SPIRITLT | 115 | 115 | AVA: Coeur D'Alene | AVA: Coeur D'Alene | 1 | Closed | Line | NO | 0.00656 | 0.00581 | 0.0006 | 45.4 | 45.4 | 66.1
34752 | KERN PWR | 30945 | KERN PP | 115 | 230 | Conf Load (Kern) | Conf Load (Kern) | 3 | Closed | Transformer | YES | 0.00034 | 0.02317 | 0 | 420 | 462 | 420
48425 | SADDLEMTN115 | 48393 | SOTHELOT | 115 | 115 | AVA: Big Bend | AVA: Big Bend | 1 | Closed | Line | NO | 0.00718 | 0.04112 | 0.00599 | 204.6 | 204.6 | 262.1
42165 | BURROWS | 42118 | FIDALGO# | 115 | 115 | SKAGIT | PSEOTHER | 1 | Closed | Line | NO | 0.00936 | 0.014 | 0.00166 | 82.1 | 82.1 | 97
48391 | SOTHELLO | 48393 | SOTHELOT | 115 | 115 | AVA: Big Bend | AVA: Big Bend | 1 | Closed | Line | NO | 0.01631 | 0.02456 | 0.00271 | 61.7 | 61.7 | 90.2
73109 | LARAMIE | 73716 | LARAMIE TAP | 115 | 115 | ZoneEW | ZoneEW | 1 | Open | Line | NO | 0 | 0.0001 | 0 | 119 | 119 | 119
73109 | LARAMIE | 73570 | SNOWYRNG | 115 | 115 | ZoneEW | ZoneEW | 1 | Closed | Line | NO | 0.0022 | 0.0089 | 0.00108 | 120 | 120 | 120
66470 | SWAN VLY | 66530 | TETON | 115 | 115 | ID BPA | ID BPA | 2 | Closed | Line | NO | 0.04854 | 0.20527 | 0.02586 | 169.3 | 169.3 | 217.1
42122 | LO BKRTP | 42108 | BAKER SW | 115 | 115 | SKAGIT | SKAGIT | 1 | Closed | Line | NO | 0.00011 | 0.00057 | 9e-05 | 211.1 | 211.1 | 239
32234 | NEWCSTLE | 32235 | NEWCSTL2 | 115 | 115 | Conf Load (Sierra) | Conf Load (Sierra) | 1 | Open | Line | NO | 0.0005 | 0.005 | 0 | 87.6 | 102.4 | 132.7
66473 | PAL_CAT_CIO | 66546 | CATTLE_C | 115 | 115 | ID BPA | ID BPA | 1 | Closed | Line | NO | 0.04159 | 0.18942 | 0.02115 | 169.3 | 169.3 | 217.1
48369 | ROSALIA | 48397 | SPANGLE | 115 | 115 | AVA: Palouse | AVA: Palouse | 1 | Closed | Line | NO | 0.02625 | 0.08219 | 0.00951 | 92.4 | 92.4 | 135
48365 | RITZVILL | 48411 | SPRAGUE | 115 | 115 | AVA: Big Bend | AVA: Big Bend | 1 | Open | Line | NO | 0.07858 | 0.12115 | 0.01247 | 57 | 57 | 82.7
43473 | ROCKCRTAP | 43739 | SUNSETPG | 115 | 115 | Portland General - BES NODE | Portland General - BES S/S | 1 | Closed | Line | NO | 8e-05 | 0.00047 | 7e-05 | 337 | 337 | 375
48356 | RATHDRME | 48355 | RATHDRMW | 115 | 115 | AVA: Coeur D'Alene | AVA: Coeur D'Alene | 1 | Closed | Line | NO | 0 | 0.00029 | 0 | 318.7 | 318.7 | 318.7
48351 | RATHBUS1 | 48355 | RATHDRMW | 115 | 115 | AVA: Coeur D'Alene | AVA: Coeur D'Alene | 1 | Closed | Line | NO | 0.00025 | 0.00131 | 0.0002 | 149.4 | 149.4 | 220.9
48510 | DRYCREEK | 48343 | POUNDLNE | 115 | 115 | AVA: Lewiston/Clarkston | AVA: Lewiston/Clarkston | 1 | Closed | Line | NO | 0.00547 | 0.0212 | 0.00306 | 119.7 | 119.7 | 159.3
24866 | TAP189 | 26706 | HAI | 115 | 115 | SCE Kramer/Inyokern/Coolwater | LA OVES | 1 | Open | Line | NO | 0.0001 | 0.0004 | 0 | 83 | 106 | 83
999899 | EVRMTC21 | 35643 | MTCALF E | 115 | 115 | Conf Load (San Jose) | Conf Load (San Jose) | 2 | Closed | Line | NO | 0.0005 | 0.0302 | 0 | 239 | 239 | 239
48520 | BOULDERW | 48311 | OTIS | 115 | 115 | AVA: Spokane | AVA: Spokane | 1 | Closed | Line | NO | 0.00293 | 0.01446 | 0.00221 | 119.7 | 119.7 | 176.5
24865 | TAP188 | 26706 | HAI | 115 | 115 | SCE Kramer/Inyokern/Coolwater | LA OVES | 1 | Open | Line | NO | 0.0001 | 0.0004 | 0 | 83 | 106 | 83
73098 | KODAK | 73558 | WHITNEY | 115 | 115 | ZoneFH | ZoneFH | 1 | Closed | Line | NO | 0 | 0.0003 | 0 | 120 | 120 | 120
42106 | MARCHPTN | 42184 | SUMMITPK | 115 | 115 | SKAGIT | SKAGIT | 1 | Closed | Line | NO | 0 | 0.0003 | 0 | 100 | 100 | 100
70055 | BNAVST | 70056 | BNVSTATP | 115 | 115 | ZoneRM | ZoneRM | 1 | Closed | Line | NO | 0.01076 | 0.01597 | 0.00172 | 55 | 55 | 55
48308 | LEE&REYN | 48307 | OTHELLO | 115 | 115 | AVA: Big Bend | AVA: Big Bend | 1 | Closed | Line | NO | 0.0006 | 0.00349 | 0.0005 | 314.3 | 314.3 | 345.8
12008 | BERNARDO | 10109 | BELEN_PST | 115 | 115 | TSGT: Southern NM | PNM: Belen | 1 | Closed | Line | NO | 0.0253 | 0.075 | 0.0095 | 74 | 74 | 74
48303 | OROFINO | 48459 | WEIPPE | 115 | 115 | AVA: Lewiston/Clarkston | AVA: Lewiston/Clarkston | 1 | Closed | Line | NO | 0.12872 | 0.15013 | 0.01642 | 47.4 | 47.4 | 68.9
48297 | OGARA | 48417 | STMARIES | 115 | 115 | AVA: Coeur D'Alene | AVA: Coeur D'Alene | 1 | Closed | Line | NO | 0.04554 | 0.04782 | 0.00484 | 47.4 | 47.4 | 68.9
48297 | OGARA | 48323 | PLUMMER | 115 | 115 | AVA: Coeur D'Alene | AVA: Coeur D'Alene | 1 | Closed | Line | NO | 0.03723 | 0.07423 | 0.00814 | 65.7 | 65.7 | 92.8
78091 | HORSESHO | 78092 | FTHLS | 115 | 115 | PRPA | PRPA | 1 | Closed | Line | NO | 0.00418 | 0.0268 | 0.00353 | 172 | 172 | 172
35641 | EDNVL J1 | 35642 | MTCALF D | 115 | 115 | Conf Load (San Jose) | Conf Load (San Jose) | 1 | Closed | Line | NO | 0.00169 | 0.01191 | 0.00335 | 239 | 239 | 239
48279 | Northwes | 48461 | WEST | 115 | 115 | AVA: Spokane | AVA: Spokane | 1 | Closed | Line | NO | 0.00193 | 0.01046 | 0.00156 | 149.4 | 149.4 | 159.3
48277 | NORTHEAS | 48449 | WAIKIKIT | 115 | 115 | AVA: Spokane | AVA: Spokane | 1 | Closed | Line | NO | 0.00119 | 0.00479 | 0.00066 | 122.7 | 122.7 | 180.9
48261 | NEZPERCE | 48303 | OROFINO | 115 | 115 | AVA: Lewiston/Clarkston | AVA: Lewiston/Clarkston | 1 | Closed | Line | NO | 0.02378 | 0.09582 | 0.0132 | 119.7 | 119.7 | 176.5
48258 | NEWPORTT | 48298 | OLDTOWN | 115 | 115 | AVA: Coeur D'Alene | AVA: Coeur D'Alene | 1 | Closed | Line | NO | 0.0036 | 0.00427 | 0.00054 | 12.5 | 12.5 | 41.2
24805 | DEVERS | 29060 | MOUNTWND | 115 | 115 | SCE Devers 115kV | SCE Devers 115kV | eq | Closed | Line | NO | 0.00338 | 0.01617 | 0 | 9999 | 9999 | 9999
35637 | IBM-CTLE | 35649 | EDNVL J3 | 115 | 115 | Conf Load (San Jose) | Conf Load (San Jose) | 1 | Closed | Line | NO | 0.0005 | 0.0005 | 0 | 280 | 319.5 | 387.2
17608 | S.BRKRCH | 14358 | SNMNUELN | 115 | 115 | AEPCO: Trico | APS | 1 | Closed | Line | NO | 0.02664 | 0.11106 | 0.01467 | 134.6 | 150.2 | 134.6
66380 | SNAKE_R | 66821 | TINCUP# | 115 | 115 | ID BPA | ID BPA | 1 | Closed | Line | NO | 0.01424 | 0.05738 | 0.008 | 125.9 | 159.5 | 170.5
43157 | E SUBSTA | 43647 | WILLPENN | 115 | 115 | Portland General - BES S/S | Portland General - BES NODE | 1 | Open | Line | NO | 0.00349 | 0.01721 | 0.00243 | 150 | 150 | 201
48245 | MOSCITYT | 48247 | MOSCOW | 115 | 115 | AVA: Palouse | AVA: Palouse | 1 | Closed | Line | NO | 0.00347 | 0.01368 | 0.00191 | 119.7 | 119.7 | 176.5
73095 | KERSEYTP | 73543 | WILLOBY | 115 | 115 | ZoneEC | ZoneEC | 1 | Closed | Line | NO | 0.0117 | 0.0451 | 0.0058 | 120 | 120 | 120
42155 | ANACPUMP | 42106 | MARCHPTN | 115 | 115 | SKAGITI | SKAGIT | 1 | Closed | Line | NO | 0.00636 | 0.04681 | 0.00786 | 182.5 | 182.5 | 249
42106 | MARCHPTN | 42173 | PADILTAP | 115 | 115 | SKAGIT | SKAGIT | 1 | Closed | Line | NO | 0.001 | 0.00789 | 0.00135 | 280.9 | 280.9 | 330.8
73097 | KIOWA CK | 73147 | ORCHARD | 115 | 115 | ZoneEC | ZoneEC | 1 | Closed | Line | NO | 0 | 0.0003 | 0 | 119 | 119 | 119
66380 | SNAKE_R | 66472 | PAL_SNR_CIO | 115 | 115 | ID BPA | ID BPA | 1 | Closed | Line | NO | 0.01496 | 0.09591 | 0.01348 | 125.7 | 155.6 | 170.3
42157 | ANACORT | 42105 | MARCHPT | 115 | 115 | SKAGIT | SKAGIT | 1 | Closed | Line | NO | 0.01039 | 0.02928 | 0.00414 | 135.4 | 135.4 | 159.9
48219 | LYONSTND | 48371 | ROSSPARK | 115 | 115 | AVA: Spokane | AVA: Spokane | 1 | Closed | Line | NO | 0.00487 | 0.01894 | 0.00271 | 119.7 | 119.7 | 176.5
48199 | LONGLAKW | 48201 | LONGLAKE | 115 | 115 | AVA: Big Bend | AVA: Big Bend | 1 | Closed | Line | NO | 0 | 0.00029 | 0 | 138.2 | 138.2 | 168.9
42105 | MARCHPT | 42107 | MARCHPTS | 115 | 115 | SKAGIT | SKAGIT | 1 | Closed | Line | NO | 0 | 0.0001 | 0 | 280.9 | 280.9 | 330.8
78081 | RICHARDS | 78082 | LINDEN | 115 | 115 | PRPA | PRPA | 1 | Closed | Line | NO | 0.00368 | 0.02695 | 0.00376 | 238 | 238 | 238
10251 | LA LUZ | 12007 | BELEN_PG | 115 | 115 | PNM: Belen | PNM: Belen | 1 | Closed | Line | NO | 0 | 0.007 | 0 | 398.4 | 398.4 | 398.4
73089 | HRSTHTAP | 73203 | TRILBY | 115 | 115 | ZoneFH | ZoneFH | 1 | Closed | Line | NO | 0.00223 | 0.0174 | 0.00238 | 27 | 27 | 27
73084 | HELL TAP | 73110 | LIBERTY | 115 | 115 | ZoneEC | ZoneEC | 1 | Closed | Line | NO | 0.0075 | 0.0291 | 0.0038 | 59 | 59 | 59
405475 | SOUTH_SLOPE+ | 405476 | PRIOR# | 115 | 115 | Lower Columbia Basin | Lower Columbia Basin | 1 | Open | Line | NO | 0.01634 | 0.04876 | 0.00611 | 99.6 | 113.5 | 143.4
73084 | HELL TAP | 73185 | SO. FORK | 115 | 115 | ZoneEC | ZoneEC | 1 | Closed | Line | NO | 0.0284 | 0.1097 | 0.014 | 97 | 97 | 97
73047 | DEERINGL | 73142 | N.YUMA | 115 | 115 | ZoneEC | ZoneEC | 1 | Closed | Line | NO | 0.01397 | 0.04912 | 0.0064 | 147 | 147 | 147
42101 | SEDRO | 42119 | SEDRO W | 115 | 115 | SKAGIT | SKAGIT | 1 | Closed | Line | NO | 0 | 0.0001 | 0 | 430 | 430 | 518
70050 | BERGENPK | 70224 | HOGBACK | 115 | 115 | ZoneFR | ZoneRD | 1 | Closed | Line | NO | 0.01552 | 0.06129 | 0.00789 | 133 | 155 | 133
48187 | LIND | 48375 | ROXBORO | 115 | 115 | AVA: Big Bend | AVA: Big Bend | 1 | Closed | Line | NO | 0.01039 | 0.05954 | 0.00865 | 314.3 | 314.3 | 345.8
48187 | LIND | 48365 | RITZVILL | 115 | 115 | AVA: Big Bend | AVA: Big Bend | 1 | Closed | Line | NO | 0.07038 | 0.1085 | 0.01117 | 57 | 57 | 82.7
43686 | BLUELAKE2 | 43476 | ROCKWD1 | 115 | 115 | Portland General - BES S/S | Portland General - BES NODE | 1 | Closed | Line | NO | 0.00364 | 0.02307 | 0.00305 | 239 | 239 | 331
73069 | GLENDO | 73608 | WAGHN ST | 115 | 115 | ZoneEW | ZoneEW | 1 | Closed | Line | NO | 0.04224 | 0.14098 | 0.01776 | 117 | 129 | 117
73077 | HAPPYJCK | 74039 | NORTHRNG | 115 | 115 | ZoneEW | ZoneEW | 1 | Closed | Line | NO | 0.00021 | 0.00165 | 0.00024 | 239 | 239 | 239
73077 | HAPPYJCK | 74048 | HJWIND | 115 | 115 | ZoneEW | ZoneEW | 1 | Closed | Line | NO | 0.0044 | 0.01989 | 0.00264 | 120 | 120 | 120
73070 | DAVEJTPN | 73607 | WAGHN NT | 115 | 115 | ZoneEW | ZoneEW | 1 | Closed | Line | NO | 0.039 | 0.1299 | 0.0164 | 117 | 129 | 117
73076 | GUERNTAP | 73368 | GUERNRRL | 115 | 115 | ZoneEW | ZoneEW | 1 | Closed | Line | NO | 0.0002 | 0.0006 | 0 | 109 | 109 | 109
73071 | DAVEJTPS | 73167 | REFNRYTP | 115 | 115 | ZoneEW | ZoneEW | 1 | Closed | Line | NO | 0.0387 | 0.1548 | 0.0192 | 117 | 129 | 117
73071 | DAVEJTPS | 73608 | WAGHN ST | 115 | 115 | ZoneEW | ZoneEW | 1 | Closed | Line | NO | 0.04576 | 0.15272 | 0.01924 | 117 | 129 | 117
73067 | GERING | 73131 | MCGREW | 115 | 115 | ZoneWN | ZoneWN | 1 | Closed | Line | NO | 0.0258 | 0.0859 | 0.0108 | 100 | 100 | 100
73059 | FLEMING | 73625 | WLDHRSCK | 115 | 115 | ZoneEC | ZoneEC | 1 | Closed | Line | NO | 0.00534 | 0.01868 | 0.00237 | 121 | 121 | 121
73069 | GLENDO | 73153 | PODOLAK | 115 | 115 | ZoneEW | ZoneEW | 1 | Closed | Line | NO | 0.0497 | 0.1918 | 0.0248 | 119 | 119 | 119
73067 | GERING | 73365 | EMIGRANT | 115 | 115 | ZoneWN | ZoneWN | 1 | Closed | Line | NO | 0.0236 | 0.0699 | 0.0088 | 91 | 91 | 91
43710 | KELLEYPT | 43813 | POT ASH1 | 115 | 115 | Portland General - BES NODE | Portland General - BES NODE | 1 | Closed | Line | NO | 0.00122 | 0.00641 | 0.00101 | 198 | 198 | 239
73066 | GEMCTYTP | 73187 | SPRINGCK | 115 | 115 | ZoneEW | ZoneEW | 1 | Closed | Line | NO | 0.006 | 0.018 | 0.0024 | 109 | 109 | 109
48171 | KAMIAH | 48261 | NEZPERCE | 115 | 115 | AVA: Lewiston/Clarkston | AVA: Lewiston/Clarkston | 1 | Closed | Line | NO | 0.01936 | 0.05602 | 0.00769 | 100 | 100 | 147.2
43091 | CEDARHIL | 43092 | CORN TP2 | 115 | 115 | Portland General - BES NODE | Portland General - BES NODE | 1 | Closed | Line | NO | 0.00215 | 0.01131 | 0.00179 | 198 | 198 | 239
73058 | FLATIRON | 73155 | POLEHILL | 115 | 115 | ZoneFH | ZoneFH | 1 | Closed | Line | NO | 0.0043 | 0.02668 | 0.00376 | 80 | 80 | 80
73056 | ESTES | 78065 | ESTESPR | 115 | 115 | ZoneFH | PRPA | 1 | Closed | Line | NO | 0.0001 | 0.0003 | 0 | 50 | 50 | 50
73056 | ESTES | 78066 | MARYLKSB | 115 | 115 | ZoneFH | PRPA | 1 | Closed | Line | NO | 0.0066 | 0.0184 | 0.00226 | 80 | 80 | 80
32220 | DUTCHFLAT1JT | 32224 | CHCGO PK | 115 | 115 | Conf Load (Sierra) | Conf Load (Sierra) | 1 | Closed | Line | NO | 0.00614 | 0.0293 | 0.00463 | 125.1 | 176 | 193.4
73056 | ESTES | 73155 | POLEHILL | 115 | 115 | ZoneFH | ZoneFH | 1 | Closed | Line | NO | 0.00915 | 0.05683 | 0.008 | 80 | 80 | 80
73049 | DELCAMIN | 73501 | RINNVALL | 115 | 115 | ZoneFH | ZoneFH | 1 | Closed | Line | NO | 0.0079 | 0.03228 | 0.00387 | 175 | 175 | 175
73053 | ECKLEY | 73223 | WRAY | 115 | 115 | ZoneEC | ZoneEC | 1 | Closed | Line | NO | 0.042 | 0.0876 | 0.0104 | 85 | 85 | 85
73053 | ECKLEY | 73326 | ROBB | 115 | 115 | ZoneEC | ZoneEC | 1 | Closed | Line | NO | 0.0395 | 0.0816 | 0.0096 | 10 | 10 | 10
73043 | CHEYENNE | 96159 | mid_96159 | 115 | 230 | ZoneEW | ZoneEW | 2 | Closed | TransformerWinding | YES | 0.00039 | -0.00758 | 0 | 200 | 240 | 200
300100 | KERNRDGE_G32 | 300101 | KERNRDGE_L11 | 115 | 115 | Conf Load (Kern) | Conf Load (Kern) | 1 | Closed | Line | NO | 0.00124 | 0.00329 | 0.00046 | 98.2 | 112.1 | 141.8
73045 | COPPERMT | 73162 | RADERVIL | 115 | 115 | ZoneBH | ZoneBH | 1 | Closed | Line | NO | 0.1054 | 0.3016 | 0.037 | 98 | 108 | 98
15132 | REFINETP | 15133 | ELLISOTP | 115 | 115 | SRP EMA 115kV | SRP EMA 115kV | 1 | Closed | Line | NO | 0.0044 | 0.0021 | 0.00028 | 131.3 | 131.3 | 131.3
73042 | CASPERLM | 73070 | DAVEJTPN | 115 | 115 | ZoneEW | ZoneEW | 1 | Closed | Line | NO | 0.0493 | 0.2198 | 0.0278 | 117 | 129 | 117
625021 | SHELBY WAPA | 625023 | SHELBY T GEC | 115 | 115 | NOGF_MT | NOGF_MT | 1 | Open | Line | NO | 0.00103 | 0.00321 | 0.00033 | 80 | 80 | 80
48164 | INDTRAIL | 48461 | WEST | 115 | 115 | AVA: Spokane | AVA: Spokane | 1 | Closed | Line | NO | 0.00366 | 0.01959 | 0.00299 | 149.4 | 149.4 | 220.9
48269 | NINEMILE | 48164 | INDTRAIL | 115 | 115 | AVA: Spokane | AVA: Spokane | 1 | Closed | Line | NO | 0.00308 | 0.01617 | 0.00257 | 149.4 | 149.4 | 220.9
42073 | NUGENT | 42085 | VANWYCK | 115 | 115 | WHATCOM | WHATCOM | 1 | Closed | Line | NO | 0.00452 | 0.02388 | 0.00373 | 108.8 | 108.8 | 178.1
48159 | HUETTER | 48355 | RATHDRMW | 115 | 115 | AVA: Coeur D'Alene | AVA: Coeur D'Alene | 1 | Closed | Line | NO | 0.00813 | 0.03159 | 0.00455 | 119.7 | 119.7 | 159.3
48157 | HOLBROOK | 48253 | N LEWIST | 115 | 115 | AVA: Lewiston/Clarkston | AVA: Lewiston/Clarkston | 1 | Closed | Line | NO | 0.0007 | 0.00284 | 0.00039 | 122.7 | 122.7 | 180.3
48155 | HERN | 48349 | RAMSEY | 115 | 115 | AVA: Coeur D'Alene | AVA: Coeur D'Alene | 1 | Closed | Line | NO | 0.00266 | 0.01028 | 0.00149 | 119.7 | 119.7 | 176.5
48215 | LUCKY F | 48151 | LUCKYFTP | 115 | 115 | AVA: Coeur D'Alene | AVA: Coeur D'Alene | 1 | Closed | Line | NO | 0.00635 | 0.02544 | 0.0035 | 119.7 | 119.7 | 176.5
48148 | HAYDEN | 48356 | RATHDRME | 115 | 115 | AVA: Coeur D'Alene | AVA: Coeur D'Alene | 1 | Closed | Line | NO | 0.00566 | 0.02255 | 0.00315 | 119.7 | 119.7 | 159.3
48145 | HANGMAN | 48421 | SUNSET | 115 | 115 | AVA: Spokane | AVA: Spokane | 1 | Closed | Line | NO | 0.01023 | 0.03243 | 0.00388 | 92.4 | 92.4 | 135
48143 | GREENWDA | 48175 | KETTLEAV | 115 | 115 | AVA: Big Bend | AVA: Big Bend | 1 | Closed | Line | NO | 0.0065 | 0.02544 | 0.0036 | 119.5 | 119.5 | 119.5
42120 | SEDRO E | 42071 | LKLOUIST | 115 | 115 | SKAGIT | WHATCOM | 1 | Closed | Line | NO | 0.01348 | 0.10832 | 0.01808 | 280.9 | 280.9 | 330.8
36252 | MORRO BY | 30915 | MORROBAY | 115 | 230 | Conf Load (Los Padres) | Conf Load (Los Padres) | 6 | Closed | Transformer | YES | 0.00089 | 0.03509 | 0 | 183 | 210 | 256
48137 | GLENROSE | 48139 | GLENTAP | 115 | 115 | AVA: Spokane | AVA: Spokane | 1 | Closed | Line | NO | 0.00085 | 0.00433 | 0.00073 | 149.4 | 149.4 | 220.9
48133 | GARFIELD | 48427 | TEKOA | 115 | 115 | AVA: Palouse | AVA: Palouse | 1 | Open | Line | NO | 0.08083 | 0.11092 | 0.01133 | 53.2 | 53.2 | 77.3
66245 | PLATTE | 66685 | WHISKEYP | 115 | 115 | WY CENTRAL | WY CENTRAL | 1 | Open | Line | NO | 0.07721 | 0.22581 | 0.02895 | 113 | 137 | 156
48131 | GARDENSP | 48421 | SUNSET | 115 | 115 | AVA: Spokane | AVA: Spokane | 1 | Closed | Line | NO | 0.00217 | 0.01243 | 0.00181 | 123.1 | 123.1 | 159.3
48129 | FTWRIGHT | 48461 | WEST | 115 | 115 | AVA: Spokane | AVA: Spokane | 1 | Closed | Line | NO | 0.00905 | 0.03565 | 0.005 | 119.7 | 119.7 | 176.5
48127 | FRANCEDR | 48381 | SEVENTAP | 115 | 115 | AVA: Spokane | AVA: Spokane | 1 | Closed | Line | NO | 0.00431 | 0.01723 | 0.00238 | 119.7 | 119.7 | 176.5
79189 | SUNSH SM | 79257 | AMES | 115 | 115 | ZoneR4 | ZoneR4 | 1 | Closed | Line | NO | 0.00404 | 0.01421 | 0.00182 | 143 | 143 | 143
73043 | CHEYENNE | 73597 | OWL_CRK | 115 | 115 | ZoneEW | ZoneFH | 1 | Closed | Line | NO | 0.00625 | 0.06853 | 0.00868 | 232 | 232 | 232
42063 | ENTRPRIS | 42087 | VISTA P | 115 | 115 | WHATCOM | WHATCOM | 1 | Closed | Line | NO | 0.00063 | 0.00328 | 0.00052 | 211.1 | 211.1 | 249
48123 | FORD | 48441 | VALLEY A | 115 | 115 | AVA: Big Bend | AVA: Big Bend | 1 | Closed | Line | NO | 0.02645 | 0.10687 | 0.01418 | 119.7 | 119.7 | 176.5
48121 | EWAN | 48221 | MARENGO | 115 | 115 | AVA: Palouse | AVA: Big Bend | 1 | Open | Line | NO | 0.09553 | 0.14258 | 0.01568 | 57 | 57 | 82.7
48119 | EGRANTAP | 48177 | KOOSKIA | 115 | 115 | AVA: Lewiston/Clarkston | AVA: Lewiston/Clarkston | 1 | Open | Line | NO | 0.11636 | 0.12185 | 0.01241 | 47.4 | 47.4 | 68.9
48118 | BECKROAD | 48329 | POST FLS | 115 | 115 | AVA: Spokane | AVA: Coeur D'Alene | 1 | Closed | Line | NO | 0.00477 | 0.01859 | 0.00265 | 119.7 | 119.7 | 159.3
48117 | EASTFARM | 48311 | OTIS | 115 | 115 | AVA: Spokane | AVA: Spokane | 1 | Closed | Line | NO | 0.00391 | 0.01513 | 0.00219 | 119.7 | 119.7 | 176.5
32218 | DRUM | 32220 | DUTCHFLAT1JT | 115 | 115 | Conf Load (Sierra) | Conf Load (Sierra) | 1 | Closed | Line | NO | 0.01073 | 0.02941 | 0.00436 | 82.9 | 96.4 | 119.5
45066 | BROOKHST | 45181 | LONEPINE | 115 | 115 | PAC:MDFD | PAC:MDFD | 1 | Closed | Line | NO | 0.00073 | 0.00569 | 0.001 | 200 | 252 | 317
48109 | DIAMOND | 48383 | SHAWNEE | 115 | 115 | AVA: Palouse | AVA: Palouse | 1 | Closed | Line | NO | 0.05713 | 0.11003 | 0.01206 | 53.2 | 53.2 | 77.3
43695 | DURHAM 2 | 43693 | DURHAM | 115 | 115 | Portland General - BES NODE | Portland General - BES NODE | 1 | Closed | Line | NO | 0.00213 | 0.01123 | 0.00177 | 198 | 198 | 239
73037 | BUSHNELL | 73038 | BUSHNLTP | 115 | 115 | ZoneWN | ZoneWN | 1 | Closed | Line | NO | 0.0048 | 0.0184 | 0.0024 | 97 | 97 | 97
73030 | BRIGHTNW | 73493 | SANDCRK | 115 | 115 | ZoneFH | ZoneEC | 1 | Closed | Line | NO | 0.01447 | 0.14161 | 0.01896 | 190 | 190 | 190
42055 | TEN MILE | 42067 | HANNEGAN | 115 | 115 | WHATCOM | WHATCOM | 1 | Closed | Line | NO | 0.00418 | 0.01183 | 0.00165 | 135.4 | 135.4 | 159.9
48105 | DEVILGPW | 48193 | LITTFALL | 115 | 115 | AVA: Big Bend | AVA: Big Bend | 2 | Closed | Line | NO | 0.00481 | 0.01971 | 0.00254 | 119.5 | 119.5 | 119.5
42051 | SEMIAHMO | 42050 | BIRCHBAY | 115 | 115 | WHATCOM | WHATCOM | 1 | Closed | Line | NO | 0.00212 | 0.01673 | 0.0029 | 285 | 285 | 335.6
48103 | DEVILGPE | 48201 | LONGLAKE | 115 | 115 | AVA: Big Bend | AVA: Big Bend | 1 | Closed | Line | NO | 0.00114 | 0.00431 | 0.00065 | 119.5 | 119.5 | 119.5
48103 | DEVILGPE | 48105 | DEVILGPW | 115 | 115 | AVA: Big Bend | AVA: Big Bend | 1 | Closed | Line | NO | 0 | 0.00029 | 0 | 119.5 | 119.5 | 119.5
48101 | DEARY | 48169 | JULIAETT | 115 | 115 | AVA: Palouse | AVA: Palouse | 1 | Closed | Line | NO | 0.13748 | 0.14483 | 0.01458 | 47.4 | 47.4 | 68.9
48093 | DALTON A | 48148 | HAYDEN | 115 | 115 | AVA: Coeur D'Alene | AVA: Coeur D'Alene | 1 | Closed | Line | NO | 0.0055 | 0.02147 | 0.00308 | 119.7 | 119.7 | 176.5
48091 | CRAIGMNT | 48423 | SWEETWTR | 115 | 115 | AVA: Lewiston/Clarkston | AVA: Lewiston/Clarkston | 1 | Closed | Line | NO | 0.02711 | 0.10656 | 0.01497 | 119.7 | 119.7 | 176.5
48087 | COTTNWDT | 48465 | WICKES | 115 | 115 | AVA: Lewiston/Clarkston | AVA: Lewiston/Clarkston | 1 | Closed | Line | NO | 0.02234 | 0.0635 | 0.00904 | 100 | 100 | 147.2
48087 | COTTNWDT | 48261 | NEZPERCE | 115 | 115 | AVA: Lewiston/Clarkston | AVA: Lewiston/Clarkston | 1 | Closed | Line | NO | 0.02785 | 0.07965 | 0.0112 | 100 | 100 | 147.2
47011 | FERN REF | 42030 | TERRELL | 115 | 115 | Seattle Area, Olympic Peninsula | WHATCOM | 1 | Closed | Line | NO | 0.00012 | 0.001 | 0.00029 | 280.9 | 280.9 | 330.8
42010 | ENSERCH | 42084 | STATE ST | 115 | 115 | WHATCOM | WHATCOM | 1 | Closed | Line | NO | 0.00102 | 0.0053 | 0.00086 | 211.1 | 211.1 | 249
48078 | LEWMILLROAD | 48429 | TENTHSTW | 115 | 115 | AVA: Lewiston/Clarkston | AVA: Lewiston/Clarkston | 1 | Closed | Line | NO | 0.00394 | 0.01521 | 0.00221 | 119.7 | 119.7 | 176.5
48077 | CLRKFORK | 48293 | ODEN | 115 | 115 | AVA: Coeur D'Alene | AVA: Coeur D'Alene | 1 | Closed | Line | NO | 0.01478 | 0.08535 | 0.0122 | 204.6 | 204.6 | 262.1
48075 | CLEARWATER_W | 48076 | CLEARWATER_E | 115 | 115 | AVA: Lewiston/Clarkston | AVA: Lewiston/Clarkston | BK | Closed | Line | NO | 0 | 0.00029 | 0 | 398.4 | 398.4 | 478
48073 | CHAMBERSTP | 48383 | SHAWNEE | 115 | 115 | AVA: Palouse | AVA: Palouse | 1 | Closed | Line | NO | 0.00589 | 0.02296 | 0.00336 | 122.7 | 122.7 | 180.9
48071 | CHEWELAH | 48441 | VALLEY A | 115 | 115 | AVA: Big Bend | AVA: Big Bend | 1 | Closed | Line | NO | 0.01205 | 0.04767 | 0.00661 | 119.7 | 119.7 | 176.5
48069 | CHESTER | 48299 | OPPORTUN | 115 | 115 | AVA: Spokane | AVA: Spokane | 1 | Closed | Line | NO | 0.00475 | 0.01847 | 0.00265 | 119.7 | 119.7 | 176.5
14356 | SAG.EAST | 14357 | SAG.WEST | 115 | 115 | APS | APS | 1 | Closed | Line | NO | 0.0001 | 0.001 | 0 | 598 | 598 | 598
45066 | BROOKHST | 45362 | NMEDFORD | 115 | 115 | PAC:MDFD | PAC:MDFD | 1 | Closed | Line | NO | 0.00148 | 0.01167 | 0.002 | 200 | 253 | 316
45067 | COQUILLE | 45364 | NORWAYTI | 115 | 115 | PAC:CBAY | PAC:CBAY | 1 | Closed | Line | NO | 0.00598 | 0.03315 | 0.00471 | 150 | 184 | 205
35352 | WHISMAN | 35356 | MNTA VSA | 115 | 115 | Conf Load (De Anza) | Conf Load (De Anza) | 1 | Closed | Line | NO | 0.0065 | 0.03221 | 0.0046 | 167.1 | 189 | 193.6
42075 | OLYARCO | 42030 | TERRELL | 115 | 115 | WHATCOMI | WHATCOM | 1 | Closed | Line | NO | 0.00285 | 0.02378 | 0.00585 | 303.6 | 303.6 | 353.8
73034 | BURL PSC | 73209 | WANIBETP | 115 | 115 | ZoneEC | ZoneEC | 1 | Closed | Line | NO | 0.02988 | 0.06996 | 0.00846 | 36 | 36 | 36
73035 | BURLNGTN | 96176 | mid_96176 | 115 | 230 | ZoneEC | ZoneEC | 1 | Closed | TransformerWinding | YES | 0.00211 | -0.00271 | 0 | 112 | 112 | 112
73034 | BURL PSC | 73485 | BURL KC | 115 | 115 | ZoneEC | ZoneEC | 1 | Closed | Line | NO | 0.00585 | 0.01209 | 0.00142 | 64 | 64 | 64
79090 | SKITO | 79197 | GUNNISTP | 115 | 115 | Zone69 | Zone69 | 1 | Closed | Line | NO | 0.003 | 0.00135 | 0.00015 | 137 | 150 | 137
42007 | LYNDEN | 42081 | SCHUETT | 115 | 115 | WHATCOM | WHATCOM | 1 | Closed | Line | NO | 0.00833 | 0.04342 | 0.00693 | 138.6 | 138.6 | 197.4
39601 | KMPUDJCT | 39602 | KMPUDGREEN | 115 | 115 | Conf Load (Stockton) | Conf Load (Stockton) | 1 | Closed | Line | NO | 0.00627 | 0.00941 | 0.001 | 92 | 105.8 | 136.4
48045 | BLUECRK | 48239 | MISSION | 115 | 115 | AVA: Coeur D'Alene | AVA: Coeur D'Alene | 1 | Closed | Line | NO | 0.00946 | 0.07852 | 0.01205 | 248.4 | 248.4 | 325.1
73019 | BASIN | 73222 | WORLANTP | 115 | 115 | ZoneBH | ZoneBH | 1 | Closed | Line | NO | 0.0261 | 0.0868 | 0.011 | 162 | 162 | 162
48041 | BIGCREEK | 48051 | BURKE | 115 | 115 | AVA: Coeur D'Alene | AVA: Coeur D'Alene | 1 | Closed | Line | NO | 0.02168 | 0.08181 | 0.01045 | 92.4 | 92.4 | 135
48039 | BENTNAVA | 48425 | SADDLEMTN115 | 115 | 115 | AVA: Big Bend | AVA: Big Bend | 1 | Closed | Line | NO | 0.01874 | 0.10315 | 0.01497 | 204.6 | 204.6 | 231.9
10532 | BRITTON_PNM | 12047 | MORIARTY | 115 | 115 | PNM: Sandoval | TSGT: Central NM | 1 | Closed | Line | NO | 0.0011 | 0.0032 | 0.0004 | 120 | 120 | 120
73028 | BOYSEN | 73197 | THERMOPL | 115 | 115 | ZoneBH | ZoneBH | 1 | Closed | Line | NO | 0.0374 | 0.1107 | 0.0138 | 80 | 80 | 80
66185 | PALISADES | 66471 | PAL_SWA_CIO | 115 | 115 | ID BPA | ID BPA | 1 | Closed | Line | NO | 0 | 0.00029 | 0 | 114.7 | 114.7 | 177.3
48035 | BENEWAH | 48181 | LATAH | 115 | 115 | AVA: Palouse | AVA: Palouse | 1 | Closed | Line | NO | 0.00925 | 0.04018 | 0.00471 | 119.7 | 119.7 | 124.3
35122 | NEWARK F | 35624 | MILPITAS | 115 | 115 | Conf Load (Mission) | Conf Load (San Jose) | 2 | Closed | Line | NO | 0.0074 | 0.054 | 0.0083 | 183.2 | 239 | 239
42008 | KENDALL | 42020 | SUMAS CG | 115 | 115 | WHATCOM | WHATCOM | 1 | Closed | Line | NO | 0.04211 | 0.06259 | 0.00741 | 82.1 | 82.1 | 97
48029 | BEACON S | 48271 | NINTHCNT_N | 115 | 115 | AVA: Spokane | AVA: Spokane | 2 | Closed | Line | NO | 0.0063 | 0.01925 | 0.0027 | 145.4 | 145.4 | 178.1
73029 | BRIDGEPT | 73131 | MCGREW | 115 | 115 | ZoneWN | ZoneWN | 1 | Closed | Line | NO | 0.0305 | 0.1017 | 0.0128 | 116 | 119 | 116
42093 | BERTHUSN | 42007 | LYNDEN | 115 | 115 | WHATCOM | WHATCOM | 1 | Closed | Line | NO | 0.00374 | 0.01067 | 0.0015 | 135.4 | 135.4 | 159.9
45053 | COLUM PG | 45193 | MALLORY | 115 | 115 | PAC:PTLD | PAC:PTLD | 1 | Closed | Line | NO | 0.00066 | 0.00636 | 0.00112 | 256 | 282 | 344
42004 | ARCO C | 42040 | WHITHORN | 115 | 115 | WHATCOMI | WHATCOM | 1 | Closed | Line | NO | 0.00136 | 0.0113 | 0.00203 | 239 | 239 | 239
48023 | BEACON N | 48371 | ROSSPARK | 115 | 115 | AVA: Spokane | AVA: Spokane | 1 | Closed | Line | NO | 0.00194 | 0.0106 | 0.0017 | 239 | 239 | 239
48023 | BEACON N | 48277 | NORTHEAS | 115 | 115 | AVA: Spokane | AVA: Spokane | 1 | Closed | Line | NO | 0.00718 | 0.02922 | 0.004 | 119.7 | 119.7 | 176.5
11037 | CALIENTE | 11038 | CALIENTE | 115 | 345 | EPE - Native Load | EPE - Native Load | 2 | Closed | Transformer | YES | 0.00097 | 0.0505 | 0 | 224 | 257.6 | 224
48023 | BEACON N | 48029 | BEACON S | 115 | 115 | AVA: Spokane | AVA: Spokane | 1 | Closed | Line | NO | 0 | 0.00029 | 0 | 318.7 | 318.7 | 398.4
48520 | BOULDERW | 48021 | BARKER | 115 | 115 | AVA: Spokane | AVA: Spokane | 1 | Closed | Line | NO | 0.00117 | 0.00621 | 0.00096 | 149.4 | 149.4 | 220.9
48021 | BARKER | 48311 | OTIS | 115 | 115 | AVA: Spokane | AVA: Spokane | 1 | Closed | Line | NO | 0.00225 | 0.01195 | 0.00185 | 149.4 | 149.4 | 220.9
78121 | FORDHAM | 78120 | FORDHAM | 115 | 230 | PRPA | PRPA | 1 | Closed | Transformer | YES | 0.0011 | 0.0558 | 0 | 187 | 224 | 187
48015 | ARDEN | 48223 | METCHIP | 115 | 115 | AVA: Big Bend | AVA: Big Bend | 1 | Closed | Line | NO | 0.00491 | 0.01878 | 0.00279 | 119.7 | 119.7 | 176.5
48013 | APPLEWAY | 48019 | AVONDALE | 115 | 115 | AVA: Coeur D'Alene | AVA: Coeur D'Alene | 1 | Closed | Line | NO | 0.00652 | 0.03407 | 0.00546 | 149.4 | 149.4 | 220.9
48009 | AIRWAYHT | 48421 | SUNSET | 115 | 115 | AVA: Spokane | AVA: Spokane | 1 | Closed | Line | NO | 0.01339 | 0.05188 | 0.00751 | 119.5 | 119.5 | 119.5
48001 | 4LAKE TP | 48397 | SPANGLE | 115 | 115 | AVA: Spokane | AVA: Palouse | 1 | Closed | Line | NO | 0.01458 | 0.04544 | 0.0053 | 92.4 | 92.4 | 135
48001 | 4LAKE TP | 48145 | HANGMAN | 115 | 115 | AVA: Spokane | AVA: Spokane | 1 | Closed | Line | NO | 0.00254 | 0.00793 | 0.00092 | 92.4 | 92.4 | 135
35120 | NEWARK D | 36851 | NRS 400 | 115 | 115 | Conf Load (Mission) | Conf Load (Silicon Valley Power) | 1 | Closed | Line | NO | 0.00964 | 0.04826 | 0.00677 | 167.1 | 189 | 193.6
35120 | NEWARK D | 35124 | NUMI JCT | 115 | 115 | Conf Load (Mission) | Conf Load (Mission) | 2 | Closed | Line | NO | 0.00339 | 0.01778 | 0.00251 | 140 | 159.7 | 193.6
79110 | MAIN CO | 79118 | Y.JACK W | 115 | 115 | Zone69 | Zone69 | 1 | Closed | Line | NO | 0.0037 | 0.0259 | 0.00328 | 119 | 119 | 119
11037 | CALIENTE | 11038 | CALIENTE | 115 | 345 | EPE - Native Load | EPE - Native Load | 1 | Closed | Transformer | YES | 0.00111 | 0.05182 | 0 | 224 | 257.6 | 224
70423 | BOULDERCAN1 | 70058 | BOULDERCAN2 | 115 | 115 | ZoneRB | ZoneRB | 1 | Closed | Line | NO | 0 | 0.0005 | 0 | 125 | 137 | 125
33509 | AVENATP1 | 33510 | AVENA | 115 | 115 | Conf Load (Stockton) | Conf Load (Stockton) | 1 | Closed | Line | NO | 0.0005 | 0.0005 | 0 | 125.7 | 147.8 | 193.6
42001 | PORWY N | 42093 | BERTHUSN | 115 | 115 | WHATCOM | WHATCOM | 1 | Closed | Line | NO | 0.01594 | 0.05701 | 0.00981 | 135.4 | 135.4 | 159.9
10155 | PROSPER | 10154 | KAFB | 115 | 115 | PNM: Albuquerque | PNM: Albuquerque | 1 | Closed | Line | NO | 0.01111 | 0.0442 | 0.0055 | 156 | 156 | 196
35111 | JARVIS | 35116 | CRYOGEN | 115 | 115 | Conf Load (Mission) | Conf Load (Mission) | 1 | Closed | Line | NO | 0.0005 | 0.0005 | 0 | 140 | 158.9 | 158.9
24731 | INYOKERN | 24866 | TAP189 | 115 | 115 | SCE Kramer/Inyokern/Coolwater | SCE Kramer/Inyokern/Coolwater | 1 | Closed | Line | NO | 0.1553 | 0.23201 | 0.02429 | 83 | 106 | 83
42002 | BELNGM E | 42054 | LAUREL P | 115 | 115 | WHATCOM | WHATCOM | 1 | Closed | Line | NO | 0.00459 | 0.03606 | 0.00623 | 226.1 | 226.1 | 290
42416 | LOCHLEVN | 42437 | OVLAKETP | 115 | 115 | N.KING | N.KING | 1 | Closed | Line | NO | 0.00028 | 0.00145 | 0.00023 | 211.1 | 211.1 | 249
42002 | BELNGM E | 42079 | PLYMOUTH | 115 | 115 | WHATCOM | WHATCOM | 1 | Closed | Line | NO | 0.00079 | 0.00417 | 0.00068 | 211.1 | 211.1 | 249
47558 | DUN_JCT# | 47563 | OLYMPC C | 115 | 115 | Seattle Area, Olympic Peninsula | Seattle Area, Olympic Peninsula | 1 | Closed | Line | NO | 0.00275 | 0.00802 | 0.01479 | 59.8 | 59.8 | 115.3
73020 | BEAVERCK | 73464 | ADENA | 115 | 115 | ZoneEC | ZoneEC | 1 | Closed | Line | NO | 0.00997 | 0.09425 | 0.01325 | 114 | 114 | 114
47557 | DEER_PK+ | 47562 | MONROE+ | 115 | 115 | Seattle Area, Olympic Peninsula | Seattle Area, Olympic Peninsula | 1 | Closed | Line | NO | 0.00169 | 0.0102 | 0.02032 | 95.6 | 95.6 | 189.2
47555 | AGNEW+ | 47557 | DEER_PK+ | 115 | 115 | Seattle Area, Olympic Peninsula | Seattle Area, Olympic Peninsula | 1 | Closed | Line | NO | 0.00437 | 0.02632 | 0.05243 | 95.6 | 95.6 | 189.2
48103 | DEVILGPE | 47513 | WEST PLAINS | 115 | 115 | AVA: Big Bend | AVA: Spokane | 1 | Closed | Line | NO | 0.01825 | 0.10338 | 0.01405 | 158 | 158 | 199.2
41404 | HORNBUTTE# | 414040 | HOR_ALK_CIO | 115 | 115 | Lower Columbia Basin | Lower Columbia Basin | 1 | Closed | Line | NO | 0.00999 | 0.05696 | 0.00675 | 137.4 | 137.4 | 175.3
11151 | SOL | 11167 | VISTA__# | 115 | 115 | EPE - Native Load | EPE - Native Load | 1 | Closed | Line | NO | 0.00198 | 0.0106 | 0.00021 | 184.8 | 246.4 | 184.8
47507 | HOPKINS# | 47509 | MICA | 115 | 115 | AVA: Spokane | AVA: Spokane | 1 | Closed | Line | NO | 0.01581 | 0.02704 | 0.00299 | 62.1 | 62.1 | 90.4
47505 | HOODOO | 48403 | SPIRITLT | 115 | 115 | AVA: Coeur D'Alene | AVA: Coeur D'Alene | 1 | Closed | Line | NO | 0.00882 | 0.03555 | 0.0049 | 123.7 | 123.7 | 182.5
47501 | ARMSTRONG+ | 48413 | SPULLMAN | 115 | 115 | AVA: Palouse | AVA: Palouse | 1 | Closed | Line | NO | 0.01008 | 0.03913 | 0.00564 | 119.7 | 119.7 | 176.5
47501 | ARMSTRONG+ | 48383 | SHAWNEE | 115 | 115 | AVA: Palouse | AVA: Palouse | 1 | Closed | Line | NO | 0.00774 | 0.03001 | 0.00436 | 119.7 | 119.7 | 176.5
35101 | SN LNDRO | 35113 | DMTAR_SL | 115 | 115 | Conf Load (Mission) | Conf Load (Mission) | 1 | Closed | Line | NO | 0.0022 | 0.011 | 0.0016 | 167.1 | 189 | 193.6
45181 | LONEPINE | 45516 | VILAS RD | 115 | 115 | PAC:MDFD | PAC:MDFD | 1 | Closed | Line | NO | 0.00459 | 0.02601 | 0.00351 | 150 | 188 | 235
78654 | BRADLEY N | 78655 | BRADLEY S | 115 | 115 | CSU | CSU | 1 | Closed | Line | NO | 0 | 0.00029 | 0 | 319 | 378 | 319
70052 | BLUERIVR | 70287 | MILL | 115 | 115 | ZoneRM | ZoneRM | 1 | Closed | Line | NO | 0.01201 | 0.04739 | 0.00611 | 153 | 158 | 153
34822 | SDA15199 | 34823 | STK115J2 | 115 | 115 | Conf Load (Kern) | Conf Load (Kern) | 1 | Closed | Line | NO | 0.00584 | 0.02925 | 0.00417 | 125.7 | 147.8 | 193.6
47435 | WASH.WAY | 474350 | LON_WAS_CIO | 115 | 115 | Cowlitz County, WA | Cowlitz County, WA | 1 | Closed | Line | NO | 0.00013 | 0.00102 | 0.05541 | 189.6 | 257.7 | 303.6
78653 | BIRDSALW | 78683 | WOODMEN S | 115 | 115 | CSU | CSU | 1 | Closed | Line | NO | 0.00212 | 0.01123 | 0.02365 | 149 | 149 | 149
47429 | OLYPIPE | 47430 | OLYTAP | 115 | 115 | Cowlitz County, WA | Cowlitz County, WA | 1 | Closed | Line | NO | 0.00669 | 0.03493 | 0.00158 | 171.1 | 200.2 | 248.8
47427 | OLSON RD | 47428 | OLSONRDTAP | 115 | 115 | Cowlitz County, WA | Cowlitz County, WA | 1 | Closed | Line | NO | 0.00249 | 0.00983 | 0.00547 | 128.9 | 152 | 172.3
47425 | OLIVEWAY | 47433 | OCEANBCH | 115 | 115 | Cowlitz County, WA | Cowlitz County, WA | 1 | Closed | Line | NO | 0.00123 | 0.0098 | 0.00574 | 189.6 | 239 | 303.6
72740 | COWCREEK | 79192 | SOCANAL | 115 | 115 | Zone69 | ZoneR4 | 1 | Closed | Line | NO | 0.0103 | 0.08059 | 0.01259 | 14 | 14 | 14
39071 | AEVICTORY | 39070 | AEVICTORYJT | 115 | 115 | Conf Load (Kern) | Conf Load (Kern) | 1 | Closed | Line | NO | 0.00053 | 0.00157 | 0.0002 | 87.6 | 102.4 | 132.7
70065 | BROOMFLD | 70382 | SEMPER | 115 | 115 | ZoneRB | ZoneRD | 1 | Closed | Line | NO | 0.00586 | 0.02254 | 0.00308 | 159 | 175 | 159
70071 | CABINCRK | 70072 | CABINCRK | 115 | 230 | ZoneFR | ZoneFR | T2 | Closed | Transformer | YES | 0.00447 | 0.1406 | 0 | 60 | 75 | 66
47410 | DELAMETR | 47414 | JOHN ST | 115 | 115 | Cowlitz County, WA | Cowlitz County, WA | 2 | Closed | Line | NO | 0.01092 | 0.03576 | 0.00146 | 74.3 | 86 | 107.2
45037 | CAVE JCT | 45085 | DELNORTE | 115 | 115 | PAC:GRPS | PAC:CRES | 1 | Closed | Line | NO | 0.08237 | 0.24462 | 0.03039 | 112 | 123 | 159
42890 | YELM | 42892 | RAINR VW | 115 | 115 | THURSTN | THURSTN | 1 | Closed | Line | NO | 0.00417 | 0.03255 | 0.00575 | 280.9 | 280.9 | 330.8
47408 | CRC | 47438 | WWDLND | 115 | 115 | Cowlitz County, WA | Cowlitz County, WA | 1 | Closed | Line | NO | 0.0005 | 0.00011 | 0.43997 | 86.4 | 115.1 | 136.4
34412 | HERNDON | 30883 | HERNDN2M | 115 | 115 | Conf Load (Fresno) | Conf Load (Fresno) | 2 | Closed | TransformerWinding | YES | 0.00066 | -0.00581 | 0 | 0 | 0 | 0
47403 | BHP | 47431 | PORT KAL | 115 | 115 | Cowlitz County, WA | Cowlitz County, WA | 1 | Closed | Line | NO | 0.00191 | 0.00615 | 0.00848 | 118.3 | 158.8 | 187.6
78652 | BIRDSALE | 78681 | TEMPLTON | 115 | 115 | CSU | CSU | 1 | Closed | Line | NO | 0.00492 | 0.01365 | 0.00169 | 131 | 131 | 131
47400 | BAKERSCRN | 406750 | BAK_BAK_CIO | 115 | 115 | Cowlitz County, WA | Cowlitz County, WA | 1 | Closed | Line | NO | 0.00031 | 0.0025 | 0.02251 | 159.7 | 200.2 | 248.8
10440 | ENCHNTED | 10024 | B-A | 115 | 115 | PNM: Sandoval | PNM: Sandoval | 1 | Closed | Line | NO | 0.00974 | 0.04099 | 0.00575 | 240 | 240 | 240
36254 | SN LS OB | 34796 | CARRIZO | 115 | 115 | Conf Load (Los Padres) | Conf Load (Kern) | 1 | Closed | Line | NO | 0.08514 | 0.22594 | 0.02645 | 74.7 | 86.8 | 111.5
34795 | EANDBJT | 34797 | EANDB | 115 | 115 | Conf Load (Kern) | Conf Load (Kern) | 1 | Closed | Line | NO | 0.00149 | 0.0044 | 0.00057 | 87.6 | 102.4 | 132.7
73017 | B.SANDY | 73125 | LSCHANCE | 115 | 115 | ZoneEC | ZoneEC | 1 | Closed | Line | NO | 0.055 | 0.1795 | 0.0226 | 109 | 109 | 109
39173 | PUMPJACK | 39172 | PUMPJACK_TP | 115 | 115 | Conf Load (Kern) | Conf Load (Kern) | 1 | Closed | Line | NO | 8e-05 | 0.00023 | 1e-05 | 79.9 | 106.6 | 79.9
43016 | BASIN AV | 43576 | SWAN TP1 | 115 | 115 | Portland General - Industrial | Portland General - BES NODE | 1 | Open | Line | NO | 0.00088 | 0.00464 | 0.00073 | 198 | 198 | 239
407730 | N_PASCO+ | 47339 | OREGONST# | 115 | 115 | Lower Columbia Basin | Lower Columbia Basin | 1 | Open | Line | NO | 0.00365 | 0.01409 | 0.00214 | 122 | 140 | 170
34792 | KERNRDGE | 300100 | KERNRDGE_G32 | 115 | 115 | Conf Load (Kern) | Conf Load (Kern) | 1 | Closed | Line | NO | 0.00124 | 0.00329 | 0.00046 | 98.2 | 112.1 | 141.8
48420 | SULLIVANTAP | 41109 | LIBERTY_LK# | 115 | 115 | AVA: Spokane | Spokane Area, N Idaho, W Montana | DS | Open | Disconnect | NO | 0 | 1e-05 | 0 | 257 | 257 | 336
625021 | SHELBY WAPA | 625221 | SHELBY 2 WAP | 115 | 115 | NOGF_MT | NOGF_MT | 1 | Closed | Line | NO | 0.00627 | 0.01599 | 0.00194 | 80 | 80 | 80
47301 | LINCOLN ROCK | 47302 | LINCOLN ROCK | 115 | 230 | Central Washington | Central Washington | 1 | Closed | Transformer | YES | 0.00063 | 0.0475 | 0 | 343.9 | 343.9 | 372.4
47306 | HW_HILL# | 47297 | HW_HILL_2 | 115 | 115 | Lower Columbia Basin | Lower Columbia Basin | 1 | Open | Line | NO | 0.00587 | 0.0145 | 0.0164 | 83 | 83 | 83
15121 | PINTOVLY | 15104 | CARLOTA | 115 | 115 | SRP EMA 115kV | SRP EMA 115kV | 1 | Closed | Line | NO | 0.0015 | 0.00697 | 0.00102 | 159.3 | 159.3 | 159.3
43033 | BELL | 43519 | SELLWOOD | 115 | 115 | Portland General - BES S/S | Portland General - BES S/S | 1 | Closed | Line | NO | 0.00281 | 0.0148 | 0.00234 | 198 | 198 | 266
43029 | BEAVRTON | 43752 | BEAVTN # | 115 | 115 | Portland General - BES S/S | Portland General - BES NODE | 1 | Closed | Line | NO | 0.00026 | 0.00135 | 0.00021 | 198 | 198 | 266
43029 | BEAVRTON | 43808 | MURRAY#2 | 115 | 115 | Portland General - BES S/S | Portland General - BES NODE | 1 | Closed | Line | NO | 0.00538 | 0.02903 | 0.00441 | 198 | 198 | 266
11035 | BUTERFLD | 11076 | FT._BLIS | 115 | 115 | EPE - Native Load | EPE - Native Load | 1 | Closed | Line | NO | 0.00314 | 0.01005 | 0.00145 | 120 | 120 | 120
47279 | CHEVRON# | 472791 | PHILIPS | 115 | 115 | Lower Columbia Basin | Lower Columbia Basin | 1 | Closed | Line | NO | 0.00612 | 0.01206 | 0.00184 | 77.7 | 87.6 | 110.5
47277 | TRASK_RV# | 410731 | TIL_TRA_CIO2 | 115 | 115 | Portland Area | Portland Area | 1 | Closed | Line | NO | 0.00048 | 0.00144 | 0.00018 | 145.6 | 145.6 | 193.4
47275 | FOSTERWELLS+ | 47339 | OREGONST# | 115 | 115 | Lower Columbia Basin | Lower Columbia Basin | 1 | Closed | Line | NO | 0.00281 | 0.01145 | 0.00156 | 122 | 140 | 170
73004 | ALCOVA | 73137 | MIRACLEM | 115 | 115 | ZoneEW | ZoneEW | 2 | Closed | Line | NO | 0.0414 | 0.138 | 0.0174 | 109 | 120 | 109
78652 | BIRDSALE | 78653 | BIRDSALW | 115 | 115 | CSU | CSU | 1 | Closed | Line | NO | 0 | 0.00029 | 0 | 171 | 189 | 171
70060 | BOONE | 70061 | BOONE | 115 | 230 | ZoneWP | ZoneWP | T1 | Closed | Transformer | YES | 0.00122 | 0.05132 | 0 | 147 | 159 | 147
47240 | SW50 | 47244 | SW62 | 115 | 115 | Clark County, WA | Clark County, WA | 1 | Closed | Line | NO | 0.0013 | 0.0071 | 0.00104 | 155 | 175.7 | 229.3
78657 | BRIARGATE S | 78659 | CTTNWD S | 115 | 115 | CSU | CSU | 1 | Closed | Line | NO | 0.0022 | 0.00707 | 0.10977 | 150 | 192 | 150
47237 | SW119 | 47259 | WALNUT | 115 | 115 | Clark County, WA | Clark County, WA | 1 | Closed | Line | NO | 0.0002 | 0.0006 | 0.00016 | 155 | 175.7 | 229.3
47231 | SUNNYSIDE | 47232 | SUNYSIDE# | 115 | 115 | Lower Columbia Basin | Lower Columbia Basin | 1 | Closed | Line | NO | 0.00931 | 0.03608 | 0.00544 | 79.7 | 79.7 | 171.3
47566 | SUNLAND# | 47229 | JOHNSONCRK+ | 115 | 115 | Seattle Area, Olympic Peninsula | Seattle Area, Olympic Peninsula | 1 | Closed | Line | NO | 0.00251 | 0.01517 | 0.03021 | 54.8 | 65.8 | 72.9
34370 | MC CALL | 30877 | MCCALL2M | 115 | 115 | Conf Load (Fresno) | Conf Load (Fresno) | 2 | Closed | TransformerWinding | YES | 0 | -0.00319 | 0 | 0 | 0 | 0
47222 | SEHSILCA | 47352 | SILICON | 115 | 115 | Clark County, WA | Clark County, WA | 1 | Closed | Line | NO | 8e-05 | 0.00043 | 6e-05 | 155 | 175.7 | 229.3
47217 | S ELMA | 47341 | SATSOPPK | 115 | 115 | Seattle Area, Olympic Peninsula | Seattle Area, Olympic Peninsula | 1 | Closed | Line | NO | 0.01917 | 0.03069 | 0.00318 | 71.7 | 71.7 | 95.6
47214 | RUNYAN | 472140 | RUN_TRO_CIO | 115 | 115 | Clark County, WA | Clark County, WA | 1 | Closed | Line | NO | 0.00296 | 0.02869 | 0 | 229.3 | 239 | 239
47209 | PATEROS# | 47251 | TWISP | 115 | 115 | Central Washington | Central Washington | 1 | Closed | Line | NO | 0.03931 | 0.14692 | 0.02315 | 99 | 128 | 130
47205 | ORCHRDS | 47244 | SW62 | 115 | 115 | Clark County, WA | Clark County, WA | 1 | Closed | Line | NO | 0.0016 | 0.0084 | 0.00124 | 155 | 175.7 | 229.3
47190 | MINHAHA | 47237 | SW119 | 115 | 115 | Clark County, WA | Clark County, WA | 1 | Closed | Line | NO | 0.0007 | 0.0039 | 0.00058 | 119.5 | 119.5 | 119.5
47185 | MALOTT# | 471850 | LOUP_LOUP+ | 115 | 115 | Central Washington | Central Washington | 1 | Closed | Line | NO | 0.1 | 0.0953 | 0.00824 | 45 | 45 | 60
73004 | ALCOVA | 73162 | RADERVIL | 115 | 115 | ZoneEW | ZoneBH | 1 | Closed | Line | NO | 0.093 | 0.2658 | 0.0326 | 98 | 108 | 98
38953 | TBC_POT1 | 38951 | TBC_POT2 | 115 | 180.5 | City of Pittsburg | City of Pittsburg | 1 | Closed | Transformer | YES | 0.00113 | 0.03086 | 0 | 444 | 444 | 444
47169 | HEYE SW | 47253 | UNION CC | 115 | 115 | Clark County, WA | Clark County, WA | 1 | Closed | Line | NO | 0.0102 | 0.025 | 0.00322 | 93.2 | 105 | 136.8
47168 | HEYE MYR | 47170 | HOKINSN | 115 | 115 | Clark County, WA | Clark County, WA | 1 | Closed | Line | NO | 0.0034 | 0.0185 | 0.00274 | 155 | 175.7 | 229.3
47160 | FIELDS_SS | 64051 | MCDERMIT_SS | 115 | 115 | Southern Oregon | NON-SPP GEN | 1 | Open | Line | NO | 0.17926 | 0.37066 | 0.04534 | 91.6 | 91.6 | 91.6
47160 | FIELDS_SS | 47167 | FIELDS_HEC | 115 | 115 | Southern Oregon | Southern Oregon | 1 | Closed | Line | NO | 0.03895 | 0.06869 | 0.02556 | 35 | 35 | 35
47159 | FELIDA | 47221 | SARA | 115 | 115 | Clark County, WA | Clark County, WA | 1 | Closed | Line | NO | 0.0032 | 0.0167 | 0.00252 | 155 | 175.7 | 229.3
47155 | EVERGRN | 47352 | SILICON | 115 | 115 | Clark County, WA | Clark County, WA | 1 | Closed | Line | NO | 0.0011 | 0.0057 | 0.00084 | 155 | 175.7 | 229.3
78659 | CTTNWD S | 78681 | TEMPLTON | 115 | 115 | CSU | CSU | 1 | Closed | Line | NO | 0.00329 | 0.0233 | 0.0033 | 188 | 188 | 188
73005 | ALVIN | 73175 | SANDHILL | 115 | 115 | ZoneEC | ZoneEC | 1 | Closed | Line | NO | 0.0233 | 0.0903 | 0.0116 | 97 | 97 | 97
65845 | JACKSN_J | 66265 | RAFTER_J | 115 | 115 | ID BPA | ID BPA | 1 | Closed | Line | NO | 0.00562 | 0.0234 | 0.00304 | 125.9 | 159.5 | 170.5
79083 | JUANITA | 79127 | SYLVSTGU | 115 | 115 | Zone69 | Zone69 | 1 | Closed | Line | NO | 0.00735 | 0.02393 | 0.00358 | 43 | 43 | 43
73008 | ARCHER | 73043 | CHEYENNE | 115 | 115 | ZoneEW | ZoneEW | 1 | Closed | Line | NO | 0.0153 | 0.0535 | 0.0068 | 148 | 150 | 148
73005 | ALVIN | 73210 | WAUNETA | 115 | 115 | ZoneEC | ZoneEC | 1 | Closed | Line | NO | 0.0266 | 0.0622 | 0.0068 | 68 | 68 | 68
11032 | MPS | 11118 | MONTWOOD | 115 | 115 | EPE - Native Load | EPE - Native Load | 1 | Closed | Line | NO | 0.00612 | 0.03848 | 0.00556 | 248.8 | 329.7 | 248.8
73005 | ALVIN | 73304 | CRETESWT | 115 | 115 | ZoneEC | ZoneEC | 1 | Closed | Line | NO | 0.0085 | 0.0328 | 0.0042 | 97 | 97 | 97
72789 | NORWOOD | 72954 | MAVERICK | 115 | 115 | Zone69 | ZoneR4 | 1 | Closed | Line | NO | 0.02691 | 0.10395 | 0.01332 | 170 | 170 | 170
33511 | AVENATP2 | 33510 | AVENA | 115 | 115 | Conf Load (Stockton) | Conf Load (Stockton) | 1 | Open | Line | NO | 0.0005 | 0.0005 | 0 | 125.7 | 147.8 | 193.6
47166 | HANLY R2 | 47142 | DOG_MNTN+ | 115 | 115 | Southern Oregon | Southern Oregon | 1 | Closed | Line | NO | 0.02447 | 0.0553 | 0.00654 | 50 | 50 | 50
47138 | CLARK | 47243 | PIONEER | 115 | 115 | Clark County, WA | Clark County, WA | 1 | Closed | Line | NO | 0.0054 | 0.013 | 0.0017 | 93.2 | 105 | 136.8
73002 | AIRPORT | 78101 | BOYD | 115 | 115 | ZoneFH | PRPA | 1 | Closed | Line | NO | 0.0047 | 0.0292 | 0.0042 | 166 | 170 | 166
73004 | ALCOVA | 73062 | FREMONT | 115 | 115 | ZoneEW | ZoneEW | 1 | Closed | Line | NO | 0.0089 | 0.045 | 0.0062 | 80 | 80 | 80
73002 | AIRPORT | 78103 | AIRPORTPR | 115 | 115 | ZoneFH | PRPA | 1 | Closed | Line | NO | 0.0001 | 0.0003 | 0 | 50 | 50 | 50
47134 | CATLOW+ | 47142 | DOG_MNTN+ | 115 | 115 | Southern Oregon | Southern Oregon | 1 | Closed | Line | NO | 0.18827 | 0.33756 | 0.03785 | 50 | 50 | 50
72921 | IRONTAP | 73022 | BGEORGE | 115 | 115 | ZoneBH | ZoneBH | 1 | Closed | Line | NO | 0.03535 | 0.1415 | 0.01703 | 109 | 109 | 109
41340 | NINE_MILE# | 47574 | NINEMIF1 | 115 | 115 | Lower Columbia Basin | Southeast Washington | 1 | Closed | Line | NO | 0.00753 | 0.03136 | 0.00408 | 169.3 | 169.3 | 219.1
47130 | BURNT | 47132 | CAPLES | 115 | 115 | Clark County, WA | Clark County, WA | 1 | Open | Line | NO | 0.0022 | 0.0121 | 0.00178 | 155 | 175.7 | 229.3
47130 | BURNT | 47131 | BURTON | 115 | 115 | Clark County, WA | Clark County, WA | 1 | Closed | Line | NO | 0.0011 | 0.0059 | 0.00088 | 155 | 175.7 | 229.3
72921 | IRONTAP | 72922 | IRONCRK | 115 | 115 | ZoneBH | ZoneBH | 1 | Closed | Line | NO | 0.0031 | 0.01941 | 0.00271 | 239 | 239 | 239
47123 | BIGPASCO+ | 411830 | ANG_BIG_CIO | 115 | 115 | Lower Columbia Basin | Lower Columbia Basin | 1 | Closed | Line | NO | 0.00099 | 0.00763 | 0.00138 | 200 | 229 | 280
47121 | BATLGRD | 47136 | CHERYCC | 115 | 115 | Clark County, WA | Clark County, WA | 1 | Closed | Line | NO | 0.00139 | 0.00734 | 0.00104 | 155 | 175.7 | 229.3
47120 | BABERTN | 47128 | BRBTN SW | 115 | 115 | Clark County, WA | Clark County, WA | 1 | Open | Line | NO | 0 | 0.0003 | 0 | 239.1 | 239.1 | 239.1
72794 | WILSNMSA | 79189 | SUNSH SM | 115 | 115 | Zone69 | ZoneR4 | 1 | Closed | Line | NO | 0.00674 | 0.02844 | 0.0535 | 133 | 133 | 133
47239 | SW48 | 47115 | ALC_SW48_CIO | 115 | 115 | Clark County, WA | Clark County, WA | 1 | Closed | Line | NO | 0.00204 | 0.0116 | 0.00156 | 155 | 175.7 | 229.3
47112 | 99TH# | 47120 | BABERTN | 115 | 115 | Clark County, WA | Clark County, WA | 1 | Closed | Line | NO | 9e-05 | 0.0005 | 8e-05 | 155 | 175.7 | 229.3
47111 | 72ND CC | 47186 | MANOR | 115 | 115 | Clark County, WA | Clark County, WA | 1 | Closed | Line | NO | 0.00232 | 0.01278 | 0.00192 | 119.5 | 119.5 | 119.5
47110 | 4TH PLAIN | 47225 | SIFT TP | 115 | 115 | Clark County, WA | Clark County, WA | 1 | Closed | Line | NO | 0.0011 | 0.006 | 0.0009 | 155 | 175.7 | 229.3
34813 | FRTLYTP | 34751 | TPMNTP2 | 115 | 115 | Conf Load (Kern) | Conf Load (Kern) | 1 | Closed | Line | NO | 0.00482 | 0.01719 | 0.00236 | 224.3 | 224.3 | 239
41331 | TARLETT1 | 413312 | TARLETT2 | 115 | 115 | Portland Area | Portland Area | DS | Open | Line | NO | 0 | 0.00029 | 0 | 125.5 | 125.5 | 125.5
409211 | GRNDROND126# | 45021 | BOYER | 115 | 115 | Portland General - BES S/S | PAC:LNCT | 1 | Closed | Line | NO | 0.02335 | 0.03761 | 0.00388 | 71.7 | 71.7 | 95.6
72800 | EMONTROS | 72801 | PEACHVLY | 115 | 115 | Zone69 | Zone69 | 1 | Closed | Line | NO | 0.0107 | 0.0677 | 0.00912 | 119 | 119 | 119
470910 | USK_TIE | 47091 | USK | 115 | 230 | AVA: Pend Oreille PUD | AVA: Pend Oreille PUD | 1 | Closed | Transformer | YES | 0.00178 | 0.10726 | 0 | 167 | 167 | 167
47089 | TERRY T | 47301 | LINCOLN ROCK | 115 | 115 | Central Washington | Central Washington | 1 | Closed | Line | NO | 0.00426 | 0.03177 | 0.00484 | 184.4 | 184.4 | 281.4
48258 | NEWPORTT | 47086 | PINE ST | 115 | 115 | AVA: Coeur D'Alene | AVA: Pend Oreille PUD | 1 | Closed | Line | NO | 8e-05 | 0.00032 | 5e-05 | 119.7 | 119.7 | 159.3
47374 | PANGBORN | 47080 | RAPIDS | 115 | 115 | Central Washington | Central Washington | 1 | Closed | Line | NO | 0.002 | 0.01638 | 0.00267 | 201.5 | 201.5 | 307.9
47085 | SO NILE | 47080 | RAPIDS | 115 | 115 | Central Washington | Central Washington | 1 | Closed | Line | NO | 0.00556 | 0.02931 | 0.00491 | 198.1 | 198.1 | 256.1
47090 | URIDGE | 47079 | ENRPRISE | 115 | 115 | Clark County, WA | Clark County, WA | 1 | Closed | Line | NO | 0.00504 | 0.02664 | 0.00217 | 155 | 175.7 | 229.3
72801 | PEACHVLY | 79104 | GARNETAP | 115 | 115 | Zone69 | Zone69 | 1 | Closed | Line | NO | 0.01577 | 0.05055 | 0.00674 | 151 | 151 | 151
34412 | HERNDON | 30835 | HERNDON | 115 | 230 | Conf Load (Fresno) | Conf Load (Fresno) | 3 | Closed | Transformer | YES | 0.00034 | 0.02429 | 0 | 420 | 462 | 420
45227 | OUTLOOK | 45283 | SUNYSIDE | 115 | 115 | PAC:YKMA | PAC:YKMA | 1 | Open | Line | NO | 0.01235 | 0.03569 | 0.00469 | 99 | 126 | 134
72750 | GRANDVW | 79077 | BAYFIELD | 115 | 115 | Zone69 | Zone69 | 1 | Closed | Line | NO | 0.01025 | 0.05879 | 0.00811 | 119 | 119 | 119
72780 | GOODMNPT | 79110 | MAIN CO | 115 | 115 | ZoneR4 | Zone69 | 1 | Closed | Line | NO | 0.00223 | 0.01504 | 0.00214 | 119 | 119 | 119
72785 | COWCANYN | 79108 | HOVENWEP | 115 | 115 | Zone69 | Zone69 | 1 | Closed | Line | NO | 0.00552 | 0.036 | 0.00479 | 119 | 119 | 119
72785 | COWCANYN | 79117 | Y.JACK 2 | 115 | 115 | Zone69 | Zone69 | 1 | Closed | Line | NO | 0.00368 | 0.024 | 0.0032 | 119 | 119 | 119
72783 | CORTZPIP | 79122 | TOWAOC | 115 | 115 | Zone69 | ZoneR4 | 1 | Closed | Line | NO | 0.0046 | 0.0385 | 0.00565 | 239 | 239 | 239
72782 | ANASAZI | 79117 | Y.JACK 2 | 115 | 115 | Zone69 | Zone69 | 1 | Closed | Line | NO | 0.00352 | 0.02258 | 0.0029 | 119 | 119 | 119
47283 | BAKER_CRK+ | 41325 | WALNUT_CTY# | 115 | 115 | Portland Area | Portland Area | 1 | Closed | Line | NO | 0.01254 | 0.02612 | 0.00314 | 105.6 | 105.6 | 131.5
45252 | JACKSNVL | 45271 | SAGEROAD | 115 | 115 | PAC:MDFD | PAC:MDFD | 1 | Closed | Line | NO | 0.00342 | 0.01791 | 0.00281 | 101 | 125 | 156
47063 | LAURA | 47087 | TENTH ST | 115 | 115 | Western Oregon | Western Oregon | 1 | Closed | Line | NO | 0.00209 | 0.01069 | 0.0018 | 95 | 177 | 164
47061 | LATHAM# | 403510 | DOR_LAT_CIO | 115 | 115 | Western Oregon | Western Oregon | 1 | Closed | Line | NO | 0.00181 | 0.01066 | 0.0014 | 203.2 | 203.2 | 251
79622 | FOOTHILS | 79635 | LAKEVIEW | 115 | 115 | FEUS | FEUS | 1 | Closed | Line | NO | 0.00416 | 0.02636 | 0.00178 | 110 | 115 | 110
10497 | HERMANAT | 10498 | KINDRMOR | 115 | 115 | PNM: Deming | PNM: Deming | 1 | Closed | Line | NO | 0.00675 | 0.02718 | 0.00338 | 96 | 96 | 96
47119 | AXFORD | 47054 | HEISSON | 115 | 115 | Clark County, WA | Clark County, WA | 1 | Closed | Line | NO | 0.0037 | 0.0197 | 0.00328 | 155 | 175.7 | 229.3
47053 | HARBOR | 47056 | BROOK_L2# | 115 | 115 | Western Oregon | Western Oregon | 1 | Closed | Line | NO | 0.0048 | 0.01411 | 0.00161 | 112 | 112 | 112
41320 | CARLTON# | 41325 | WALNUT_CTY# | 115 | 115 | Portland Area | Portland Area | 1 | Closed | Line | NO | 0.00415 | 0.01718 | 0.00226 | 157.4 | 157.4 | 201.2
10484 | GALLINAT | 10016 | ARRIBA | 115 | 115 | PNM: Las Vegas NM | PNM: Las Vegas NM | 1 | Closed | Line | NO | 0.0044 | 0.0144 | 0.00239 | 133.5 | 133.5 | 133.5
47045 | GATEWAY# | 462921 | GAT_MCK_CIO | 115 | 115 | Western Oregon | Eugene, OR | 1 | Closed | Line | NO | 0.00054 | 0.00323 | 0.00049 | 190 | 190 | 226
47045 | GATEWAY# | 47063 | LAURA | 115 | 115 | Western Oregon | Western Oregon | 1 | Open | Line | NO | 0.00188 | 0.00957 | 0.00156 | 95 | 177 | 164
45243 | POMONA | 45339 | WENAS | 115 | 115 | PAC:YKMA | PAC:YKMA | 1 | Closed | Line | NO | 0.00543 | 0.02826 | 0.00456 | 177 | 195 | 256
47099 | WELLS | 47044 | FSTR CR | 115 | 115 | Central Washington | Central Washington | 1 | Closed | Line | NO | 0.00999 | 0.05651 | 0.00778 | 147.1 | 147.1 | 222.8
65675 | GOSHEN | 66546 | CATTLE_C | 115 | 115 | ID BPA | ID BPA | 1 | Closed | Line | NO | 0.0287 | 0.12918 | 0.01433 | 169.3 | 169.3 | 217.1
47127 | BRAYS LD | 47042 | LONE_P | 115 | 115 | Central Washington | Central Washington | 1 | Closed | Line | NO | 0.00706 | 0.04145 | 0.00545 | 200.5 | 200.5 | 259.7
45259 | PROSPECT | 45500 | TAKELMA | 115 | 115 | PAC:MDFD | PAC:MDFD | 1 | Closed | Line | NO | 0.02227 | 0.06867 | 0.00805 | 113 | 113 | 153
10179 | LOSANGEL | 10265 | REEVES_1 | 115 | 115 | PNM: Albuquerque | PNM: Albuquerque | 1 | Closed | Line | NO | 0.00074 | 0.00291 | 0.00036 | 156 | 156 | 196
47194 | MT HALL | 41299 | SMITH_CREEK | 115 | 115 | Spokane Area, N Idaho, W Montana | Spokane Area, N Idaho, W Montana | 1 | Closed | Line | NO | 0.02616 | 0.0747 | 0.01042 | 135.4 | 135.4 | 173.3
47036 | DONEEN | 47089 | TERRY T | 115 | 115 | Central Washington | Central Washington | 1 | Closed | Line | NO | 0.00159 | 0.01186 | 0.00181 | 185 | 185 | 281.6
72753 | RCKCREEK | 79076 | AM EAST | 115 | 115 | Zone69 | Zone69 | 1 | Closed | Line | NO | 0.01007 | 0.0565 | 0.00553 | 199 | 199 | 199
10192 | MANZANO | 10077 | COLLGE | 115 | 115 | PNM: Belen | PNM: Belen | 1 | Closed | Line | NO | 0.00287 | 0.01084 | 0.00148 | 154 | 154 | 154
33513 | LID JCT | 33512 | LID | 115 | 115 | Conf Load (Stockton) | Conf Load (Stockton) | 1 | Closed | Line | NO | 0 | 0.0001 | 0 | 224.3 | 224.3 | 244.8
47035 | E KELSO | 47432 | 7TH AVE | 115 | 115 | Cowlitz County, WA | Cowlitz County, WA | 1 | Closed | Line | NO | 0.00198 | 0.01589 | 0.00354 | 189.6 | 257.7 | 303.6
79066 | VAIL | 79092 | AVON | 115 | 115 | ZoneRW | ZoneRW | 1 | Closed | Line | NO | 0.00903 | 0.03564 | 0.00459 | 120 | 120 | 120
32020 | JMSN JCT | 32010 | JAMESON | 115 | 115 | Conf Load (Sacramento) | Conf Load (Sacramento) | 1 | Closed | Line | NO | 0.0066 | 0.0136 | 0.0017 | 60.4 | 67.7 | 86
72403 | S_KERSEY | 73055 | KERSEY W | 115 | 115 | ZoneEC | ZoneEC | 1 | Closed | Line | NO | 0.00208 | 0.01159 | 0.00154 | 60 | 60 | 60
46798 | MASHEL-T | 41245 | MASHEL_PRIE | 115 | 115 | Tacoma Power - General | Tacoma Power - Mutuals | 1 | Closed | Line | NO | 0 | 0.00027 | 0 | 69.1 | 79.5 | 128.9
42893 | CAPITOL | 42897 | PLUM | 115 | 115 | THURSTN | THURSTN | 1 | Closed | Line | NO | 0.00062 | 0.00486 | 0.00086 | 280.9 | 280.9 | 330.8
43643 | WLBRSHOOFLY | 43644 | WLBRSHOOFLTP | 115 | 115 | Portland General - BES NODE | Portland General - BES NODE | 1 | Closed | Line | NO | 4e-05 | 0.00021 | 3e-05 | 198 | 198 | 266
42940 | FERNWD T | 42978 | SINCLARP | 115 | 115 | KITSAP | KITSAP | 1 | Closed | Line | NO | 0.00446 | 0.02375 | 0.00385 | 110 | 110 | 180.3
72740 | COWCREEK | 72741 | RIDGEWAY | 115 | 115 | Zone69 | Zone69 | 1 | Closed | Line | NO | 0.00047 | 0.00161 | 0.00016 | 170 | 170 | 170
41273 | WALNUT_CITY+ | 47206 | GORMLEY+ | 115 | 115 | Portland Area | Portland Area | 1 | Open | Line | NO | 0.00509 | 0.01224 | 0.00176 | 96.8 | 96.8 | 132.3
41251 | ROSALC12 | 41252 | ROSALC42 | 115 | 115 | Portland Area | Portland Area | 2 | Closed | Line | NO | 0.00408 | 0.01697 | 0.00222 | 169.3 | 169.3 | 209.1
78661 | DRAKE N | 78662 | DRAKE S | 115 | 115 | CSU | CSU | 1 | Closed | Line | NO | 0 | 0.00029 | 0 | 171 | 189 | 171
47026 | KEARNEY# | 47032 | PT_TWN_1# | 115 | 115 | Seattle Area, Olympic Peninsula | Seattle Area, Olympic Peninsula | 1 | Open | Line | NO | 6e-05 | 0.00045 | 6e-05 | 264.9 | 264.9 | 314.9
47024 | KEARNEY+ | 47026 | KEARNEY# | 115 | 115 | Seattle Area, Olympic Peninsula | Seattle Area, Olympic Peninsula | 1 | Closed | Line | NO | 0.0014 | 0.008 | 0.0014 | 201 | 201 | 239
47020 | HASTINGS+ | 47032 | PT_TWN_1# | 115 | 115 | Seattle Area, Olympic Peninsula | Seattle Area, Olympic Peninsula | 1 | Closed | Line | NO | 0.00057 | 0.00427 | 0.00084 | 264.9 | 264.9 | 314.9
47019 | CHEIGHTS+ | 47083 | SEUFERT+ | 115 | 115 | Lower Columbia Basin | Lower Columbia Basin | 1 | Closed | Line | NO | 0.00052 | 0.00416 | 0.00072 | 210.1 | 210.1 | 239
47015 | CARROLLS | 47219 | S KELSO | 115 | 115 | Cowlitz County, WA | Cowlitz County, WA | 1 | Closed | Line | NO | 0.00333 | 0.01806 | 0.00306 | 147.6 | 199.2 | 235.2
46756 | OHOP-1 | 41243 | OHOP-T | 115 | 115 | Tacoma Power - General | Tacoma Power - Mutuals | 1 | Open | Line | NO | 0 | 0.0001 | 0 | 276.1 | 305.9 | 312.3
65535 | TINCUP | 66380 | SNAKE_R | 115 | 115 | ID BPA | ID BPA | 1 | Closed | Line | NO | 0.01984 | 0.07986 | 0.0111 | 125.9 | 159.5 | 170.5
47003 | 3MILE# | 47247 | THREE_MILE | 115 | 115 | Lower Columbia Basin | Lower Columbia Basin | 1 | Closed | Line | NO | 0.00163 | 0.00482 | 0.00064 | 117.5 | 117.5 | 117.5
47003 | 3MILE# | 47019 | CHEIGHTS+ | 115 | 115 | Lower Columbia Basin | Lower Columbia Basin | 1 | Closed | Line | NO | 0.00022 | 0.00189 | 0.00028 | 210.4 | 210.4 | 239
47001 | 2ND_ST# | 47003 | 3MILE# | 115 | 115 | Lower Columbia Basin | Lower Columbia Basin | 1 | Closed | Line | NO | 0.00239 | 0.02057 | 0.003 | 210.4 | 210.4 | 239
47529 | LAKGROV | 46976 | PLAZATA | 115 | 115 | Tacoma Power - Mutuals | Tacoma Power - General | 1 | Closed | Line | NO | 0 | 0.0001 | 0 | 57 | 65.1 | 105
46952 | MCCULLOUGH# | 47535 | MCCULLOUGH | 115 | 115 | Tacoma Power - General | Tacoma Power - Mutuals | 1 | Closed | Line | NO | 0.00037 | 0.00109 | 0.00015 | 63.7 | 63.7 | 118.5
47525 | HAAKENSON+ | 46952 | MCCULLOUGH# | 115 | 115 | Tacoma Power - Mutuals | Tacoma Power - General | 1 | Closed | Line | NO | 0.00378 | 0.01086 | 0.00152 | 137.4 | 137.4 | 169.3
65535 | TINCUP | 66811 | LANES_CK | 115 | 115 | ID BPA | ID BPA | 1 | Closed | Line | NO | 0.01044 | 0.07194 | 0.00974 | 160.3 | 199.6 | 208.9
46943 | HOLMESTP | 47528 | FRANZ_HOLMES | 115 | 115 | Tacoma Power - General | Tacoma Power - Mutuals | 1 | Closed | Line | NO | 0.00174 | 0.00496 | 0.0007 | 137.4 | 137.4 | 169.3
46941 | COLLIN-T | 47362 | GRAZZINI+ | 115 | 115 | Tacoma Power - General | Tacoma Power - Mutuals | 1 | Closed | Line | NO | 0.00019 | 0.00047 | 6e-05 | 57 | 65.1 | 105
46941 | COLLIN-T | 46942 | COLLINS | 115 | 115 | Tacoma Power - General | Tacoma Power - General | 1 | Closed | Line | NO | 0.00123 | 0.00309 | 0.00039 | 57 | 65.1 | 105
46927 | PURDY-1 | 46928 | MINTER-1 | 115 | 115 | Tacoma Power - General | Tacoma Power - General | 1 | Closed | Line | NO | 0.00321 | 0.01516 | 0.00238 | 112.9 | 125.7 | 149.2
46925 | LODHLM-1 | 46927 | PURDY-1 | 115 | 115 | Tacoma Power - General | Tacoma Power - General | 1 | Closed | Line | NO | 0.00471 | 0.01561 | 0.00232 | 112.9 | 125.7 | 149.2
46924 | GIGHBR-1 | 46925 | LODHLM-1 | 115 | 115 | Tacoma Power - General | Tacoma Power - General | 1 | Closed | Line | NO | 0.0026 | 0.00861 | 0.00128 | 112.9 | 125.7 | 149.2
46922 | ARTNDL-2 | 46923 | ARTNDL-T | 115 | 115 | Tacoma Power - General | Tacoma Power - General | 1 | Closed | Line | NO | 0 | 0.0001 | 0 | 276.1 | 305.9 | 312.3
41212 | HILLS CR | 41242 | OAKRIDGE | 115 | 115 | Western Oregon | Western Oregon | 1 | Closed | Line | NO | 0.01425 | 0.03075 | 0.00361 | 105.6 | 105.6 | 131.5
72475 | ALKALI | 79090 | SKITO | 115 | 115 | Zone69 | Zone69 | 1 | Closed | Line | NO | 0.02389 | 0.08414 | 0.01077 | 36 | 36 | 36
79068 | WOLCOTT | 79069 | WOLCOTT | 115 | 230 | ZoneRW | ZoneRW | T1 | Closed | Transformer | YES | 0 | 0.08667 | 0 | 100 | 100 | 100
41190 | BOX_CANYON# | 48399 | SPIRIT | 115 | 115 | AVA: Pend Oreille PUD | AVA: Big Bend | 1 | Closed | Line | NO | 0.00519 | 0.06722 | 0.00906 | 308.7 | 308.7 | 398.4
468001 | OHMESUB | 46874 | OLDSSTN | 115 | 115 | Central Washington | Central Washington | 1 | Closed | Line | NO | 0.00057 | 0.00321 | 0.00045 | 213.7 | 213.7 | 280.5
46873 | MISSIONC | 46875 | PESHASTI | 115 | 115 | Central Washington | Central Washington | 1 | Closed | Line | NO | 0.00471 | 0.0288 | 0.00468 | 182.3 | 182.3 | 239
46870 | MANSNTAP | 46885 | WAPATO C | 115 | 115 | Central Washington | Central Washington | 1 | Closed | Line | NO | 0.00486 | 0.01192 | 0.00156 | 98.6 | 98.6 | 119.5
46870 | MANSNTAP | 46883 | UNIONVLY | 115 | 115 | Central Washington | Central Washington | 1 | Open | Line | NO | 0.01857 | 0.05038 | 0.00635 | 98.6 | 98.6 | 146.2
78662 | DRAKE S | 78679 | SANTA FE N | 115 | 115 | CSU | CSU | 1 | Closed | Line | NO | 0.00228 | 0.00905 | 0.00637 | 162 | 180 | 162
46866 | ENTIAT | 46877 | RR DIST | 115 | 115 | Central Washington | Central Washington | 1 | Closed | Line | NO | 0.01031 | 0.06376 | 0.01016 | 182.3 | 182.3 | 239
46865 | COLLEGEC | 46872 | MILLER C | 115 | 115 | Central Washington | Central Washington | 1 | Open | Line | NO | 0.0014 | 0.00603 | 0.0018 | 142.4 | 142.4 | 212.5
46864 | COLESCRN | 46888 | WINTON | 115 | 115 | Central Washington | Central Washington | 1 | Closed | Line | NO | 0.00311 | 0.00851 | 0.00092 | 63.9 | 63.9 | 119.1
41202 | E_ELLENSBRG | 41227 | HELENA_AVE# | 115 | 115 | Central Washington | Central Washington | 1 | Closed | Line | NO | 0.00867 | 0.01351 | 0.00148 | 85.6 | 85.6 | 111.5
46863 | CHLNDIST | 46883 | UNIONVLY | 115 | 115 | Central Washington | Central Washington | 1 | Closed | Line | NO | 0.00171 | 0.0078 | 0.00106 | 185.2 | 185.2 | 239
46862 | ANDYORKE | 46867 | CASHMRE | 115 | 115 | Central Washington | Central Washington | 1 | Closed | Line | NO | 0.00271 | 0.01653 | 0.0027 | 182.3 | 182.3 | 239
46861 | BERNE | 46864 | COLESCRN | 115 | 115 | Central Washington | Central Washington | 1 | Closed | Line | NO | 0.0296 | 0.0802 | 0.0095 | 53 | 53 | 114.1
47271 | SAND_HILL+ | 41148 | WHITE_BLF_2 | 115 | 115 | Lower Columbia Basin | Lower Columbia Basin | 1 | Closed | Line | NO | 0.00415 | 0.02286 | 0.00347 | 213.1 | 213.1 | 274.9
32950 | PITSBURG | 32970 | CLAYTN | 115 | 115 | Conf Load (Diablo) | Conf Load (Diablo) | 1 | Closed | Line | NO | 0.00466 | 0.02415 | 0.0129 | 302.4 | 351 | 389.4
72407 | DOWEFLAT | 73171 | ROCKMTCM | 115 | 115 | ZoneFH | ZoneFH | 1 | Closed | Line | NO | 0.00377 | 0.00782 | 0.00093 | 68 | 68 | 68
10239 | PARADIS1 | 10363 | WAYNE 1 | 115 | 115 | PNM: Albuquerque | PNM: Albuquerque | 1 | Closed | Line | NO | 0.0042 | 0.0166 | 0.0021 | 156 | 156 | 196
41183 | ANGUS_N# | 411830 | ANG_BIG_CIO | 115 | 115 | Lower Columbia Basin | Lower Columbia Basin | 1 | Closed | Line | NO | 0.00273 | 0.0197 | 0.00337 | 151.4 | 173.3 | 221.1
34825 | SEMIREAC | 34704 | SEMITROPIC_D | 115 | 115 | Conf Load (Kern) | Conf Load (Kern) | 1 | Closed | Line | NO | 0 | 0.04537 | 0 | 239 | 239 | 239
34704 | SEMITROPIC_D | 34743 | SEMITROPIC_E | 115 | 115 | Conf Load (Kern) | Conf Load (Kern) | 1 | Closed | Line | NO | 0 | 0.00029 | 0 | 164.3 | 194.2 | 256.4
46829 | WENATCS | 46899 | WENATCN | 115 | 115 | Central Washington | Central Washington | 1 | Closed | Breaker | NO | 0 | 1e-05 | 0 | 239 | 239 | 239
78661 | DRAKE N | 78663 | FAIRVWCS | 115 | 115 | CSU | CSU | 1 | Closed | Line | NO | 0.00494 | 0.02493 | 0.00349 | 149 | 149 | 149
46874 | OLDSSTN | 46821 | ROCKY RH | 115 | 115 | Central Washington | Central Washington | 1 | Closed | Line | NO | 0.00339 | 0.01918 | 0.00268 | 213.7 | 213.7 | 239
46821 | ROCKY RH | 46830 | WENTAP | 115 | 115 | Central Washington | Central Washington | 1 | Closed | Line | NO | 0.00703 | 0.04563 | 0.00658 | 182.3 | 182.3 | 239
46819 | ENTSWYD | 46882 | SSHORETP | 115 | 115 | Central Washington | Central Washington | 1 | Closed | Line | NO | 0.00739 | 0.04503 | 0.00739 | 182.3 | 182.3 | 239
65469 | GREENTIMBER+ | 65915 | MACKS_INN_HV | 115 | 115 | ID BPA | ID BPA | 1 | Closed | Line | NO | 0.08631 | 0.18673 | 0.02209 | 51.8 | 51.8 | 107.6
46816 | CRUMCYN | 46819 | ENTSWYD | 115 | 115 | Central Washington | Central Washington | 1 | Closed | Line | NO | 0.0038 | 0.033 | 0.00442 | 239 | 239 | 239
46887 | DIA FND | 46815 | WALLA C | 115 | 115 | Central Washington | Central Washington | 1 | Closed | Line | NO | 0.00101 | 0.00441 | 0.00065 | 147 | 147 | 219.7
46813 | OKANSUB | 46878 | SADLROCK | 115 | 115 | Central Washington | Central Washington | 1 | Closed | Line | NO | 0.00132 | 0.00568 | 0.00171 | 142.4 | 142.4 | 212.5
72155 | SHERHILL | 73210 | WAUNETA | 115 | 115 | ZoneEC | ZoneEC | 1 | Closed | Line | NO | 0.00795 | 0.02984 | 0.00371 | 120 | 120 | 120
34136 | WILSON B | 30800 | WILSON | 115 | 230 | Conf Load (Yosemite) | Conf Load (Yosemite) | 2 | Closed | Transformer | YES | 0.00027 | 0.023 | 0 | 316.7 | 390.4 | 420
70065 | BROOMFLD | 70444 | VALMONT | 115 | 115 | ZoneRB | ZoneRB | 1 | Closed | Line | NO | 0.00638 | 0.05516 | 0.00971 | 287 | 316 | 287
46898 | ANDYORKW | 46808 | MCKENZIS | 115 | 115 | Central Washington | Central Washington | 1 | Closed | Line | NO | 0.03671 | 0.11057 | 0.01262 | 89.8 | 89.8 | 132.5
41147 | WHITE_BLF_1 | 41148 | WHITE_BLF_2 | 115 | 115 | Lower Columbia Basin | Lower Columbia Basin | BS | Closed | Line | NO | 0 | 0.00029 | 0 | 398.3 | 473.2 | 559.7
46894 | RI NORTH | 46808 | MCKENZIS | 115 | 115 | Central Washington | Central Washington | 1 | Closed | Line | NO | 0.00218 | 0.01075 | 0.0015 | 119.5 | 119.5 | 119.5
46869 | MALAGA C | 46807 | MCKENZIN | 115 | 115 | Central Washington | Central Washington | 1 | Closed | Line | NO | 0.00473 | 0.0217 | 0.00292 | 146.8 | 146.8 | 219.7
46807 | MCKENZIN | 46830 | WENTAP | 115 | 115 | Central Washington | Central Washington | 1 | Closed | Line | NO | 0.01152 | 0.06026 | 0.00748 | 185.3 | 185.3 | 239
42930 | AGATE PA | 42954 | MILLERBY | 115 | 115 | KITSAP | KITSAP | 1 | Closed | Line | NO | 0.00376 | 0.01955 | 0.00314 | 211.1 | 211.1 | 249
73503 | ERIE SW | 72200 | ERIE SW | 115 | 230 | ZoneFH | ZoneFH | T1 | Closed | Transformer | YES | 0.0009 | 0.05813 | 0 | 200 | 200 | 200
72195 | PIERCE | 73552 | AULT | 115 | 115 | ZoneFH | ZoneFH | 1 | Closed | Line | NO | 0.00264 | 0.0251 | 0.00312 | 239 | 239 | 239
72171 | HESPERUS2 | 72752 | SUNNYSDE | 115 | 115 | ZoneR4 | Zone69 | 1 | Closed | Line | NO | 0.00987 | 0.05988 | 0.00842 | 129 | 129 | 129
72190 | LAZYDOG | 73503 | ERIE SW | 115 | 115 | ZoneFH | ZoneFH | 1 | Closed | Line | NO | 0.00405 | 0.01317 | 0.00166 | 109 | 109 | 109
72190 | LAZYDOG | 78119 | TERRY | 115 | 115 | ZoneFH | PRPA | 1 | Closed | Line | NO | 0.02129 | 0.06915 | 0.0087 | 109 | 109 | 109
72171 | HESPERUS2 | 79191 | COYOTE G | 115 | 115 | ZoneR4 | Zone69 | 1 | Closed | Line | NO | 0.02223 | 0.0743 | 0.00983 | 85 | 85 | 85
46805 | CHELAN | 46885 | WAPATO C | 115 | 115 | Central Washington | Central Washington | 1 | Closed | Line | NO | 0.0225 | 0.0626 | 0.0082 | 98.6 | 98.6 | 146.2
78670 | KELKER E | 78681 | TEMPLTON | 115 | 115 | CSU | CSU | 1 | Closed | Line | NO | 0.01441 | 0.04172 | 0.00532 | 131 | 146 | 131
72141 | KEOTA | 72142 | REDBOX | 115 | 115 | ZoneEC | ZoneEC | 1 | Closed | Line | NO | 0.01812 | 0.09842 | 0.0135 | 244 | 244 | 244
72142 | REDBOX | 72144 | REDTAIL | 115 | 115 | ZoneEC | ZoneEC | 2 | Closed | Line | NO | 0.00619 | 0.03362 | 0.00462 | 244 | 244 | 244
47281 | DUTCH_CYN# | 41137 | WARREN+ | 115 | 115 | Portland Area | Portland Area | 1 | Closed | Line | NO | 0.01027 | 0.03202 | 0.00377 | 131.5 | 131.5 | 161.3
41136 | WARNER | 45007 | ALTURAS | 115 | 115 | Southern Oregon | PAC:LAKE | 1 | Closed | Line | NO | 7e-05 | 0.00038 | 6e-05 | 128 | 169 | 172
46950 | LYNCH-2 | 46797 | MASHEL-2 | 115 | 115 | Tacoma Power - General | Tacoma Power - General | 1 | Closed | Line | NO | 0 | 0.00017 | 0 | 136.2 | 152.6 | 180.7
41137 | WARREN+ | 47274 | FAIRGROUNDS+ | 115 | 115 | Portland Area | Portland Area | 1 | Closed | Line | NO | 0.00516 | 0.01618 | 0.00189 | 131.5 | 131.5 | 161.3
72141 | KEOTA | 72150 | LSISSON | 115 | 115 | ZoneEC | ZoneEC | 1 | Closed | Line | NO | 0.02122 | 0.1332 | 0.01862 | 239 | 239 | 239
72130 | OLIVETAP | 73223 | WRAY | 115 | 115 | ZoneEC | ZoneEC | 1 | Closed | Line | NO | 0.00575 | 0.02023 | 0.00264 | 147 | 147 | 147
41127 | WILBUR# | 48469 | WILBURT | 115 | 115 | AVA: Big Bend | AVA: Big Bend | 1 | Closed | Line | NO | 0.02026 | 0.02976 | 0.00346 | 61.7 | 61.7 | 90.2
46785 | WAPATOTP | 46969 | WAPATOTA | 115 | 115 | Tacoma Power - General | Tacoma Power - General | 1 | Closed | Line | NO | 0.00194 | 0.00463 | 0.00066 | 57 | 65.1 | 105
46931 | VAUGHN# | 46784 | VGNLKB | 115 | 115 | Tacoma Power - Mutuals | Tacoma Power - Mutuals | 1 | Closed | Line | NO | 0.01457 | 0.03469 | 0.00492 | 97.4 | 97.4 | 128.7
78670 | KELKER E | 78856 | KELKER S | 115 | 230 | CSU | CSU | 1 | Closed | Transformer | YES | 0.00061 | 0.03029 | 0 | 280 | 322 | 280
41400 | TUCANN R | 41132 | DAYTON# | 115 | 115 | Southeast Washington | Southeast Washington | 1 | Closed | Line | NO | 0.00711 | 0.04193 | 0.00548 | 203.2 | 203.2 | 262.9
65380 | CRYSTAL_SP | 66530 | TETON | 115 | 115 | ID BPA | ID BPA | 1 | Closed | Line | NO | 0.00735 | 0.02521 | 0.0546 | 125.9 | 159.5 | 145.6
46901 | POTLATTA | 46783 | VGNLKB-1 | 115 | 115 | Tacoma Power - General | Tacoma Power - General | 1 | Closed | Line | NO | 0.02565 | 0.08746 | 0.01294 | 141.2 | 156.2 | 169.5
42428 | NBELL TP | 42432 | NORTHRUP | 115 | 115 | N.KING | N.KING | 1 | Closed | Line | NO | 0.00115 | 0.00599 | 0.00096 | 211.1 | 211.1 | 249
46767 | PURDY-2 | 46788 | MINTER-2 | 115 | 115 | Tacoma Power - General | Tacoma Power - General | 1 | Closed | Line | NO | 0.00321 | 0.01516 | 0.00238 | 112.9 | 125.7 | 149.2
46767 | PURDY-2 | 46766 | PURDY# | 115 | 115 | Tacoma Power - General | Tacoma Power - Mutuals | 1 | Open | Line | NO | 0 | 0.0001 | 0 | 276.1 | 305.9 | 312.3
46765 | MILWKETP | 46795 | MILWAUKE | 115 | 115 | Tacoma Power - General | Tacoma Power - General | 1 | Closed | Line | NO | 6e-05 | 0.00049 | 9e-05 | 219.3 | 252.6 | 292
41125 | WAGNERLK | 48469 | WILBURT | 115 | 115 | Spokane Area Publics | AVA: Big Bend | 1 | Closed | Line | NO | 0.05463 | 0.06854 | 0.00764 | 73.7 | 73.7 | 95.6
46761 | PARKLAND | 46975 | CURTISTP | 115 | 115 | Tacoma Power - General | Tacoma Power - General | 1 | Closed | Line | NO | 0.00285 | 0.00717 | 0.00091 | 121.9 | 134.1 | 146.2
33046 | FIBRJCT2 | 33044 | FIBRBJCT | 115 | 115 | Conf Load (Diablo) | Conf Load (Diablo) | 1 | Closed | Line | NO | 0.00012 | 0.00035 | 5e-05 | 87.6 | 102.4 | 119.5
72128 | BURDETT | 73142 | N.YUMA | 115 | 115 | ZoneEC | ZoneEC | 1 | Closed | Line | NO | 0.0163 | 0.0628 | 0.00801 | 10 | 10 | 10
78671 | KELKER W | 78677 | ROCKISLD | 115 | 115 | CSU | CSU | 1 | Closed | Line | NO | 0.00687 | 0.02631 | 0.00343 | 162 | 180 | 162
72103 | WRAY TAP | 73223 | WRAY | 115 | 115 | ZoneEC | ZoneEC | 1 | Closed | Line | NO | 0.003 | 0.0115 | 0.0015 | 97 | 97 | 97
41119 | VISTA+ | 41121 | VISTA# | 115 | 115 | Lower Columbia Basin | Lower Columbia Basin | 1 | Open | Line | NO | 0.00299 | 0.00839 | 0.00117 | 99.6 | 113.5 | 143.4
46765 | MILWKETP | 46755 | NISQ115 | 115 | 115 | Tacoma Power - General | Tacoma Power - General | 1 | Closed | Line | NO | 0.00038 | 0.00291 | 0.00052 | 276.1 | 305.9 | 312.3
46754 | NARROWS2 | 46753 | NARROWS# | 115 | 115 | Tacoma Power - General | Tacoma Power - Mutuals | 1 | Open | Line | NO | 0 | 0.0001 | 0 | 276.1 | 305.9 | 312.3
46752 | MENLOTP | 46970 | MENLO | 115 | 115 | Tacoma Power - General | Tacoma Power - General | 1 | Closed | Line | NO | 0.00035 | 0.00083 | 0.00012 | 57 | 65.1 | 105
46752 | MENLOTP | 46779 | SUNSETTA | 115 | 115 | Tacoma Power - General | Tacoma Power - General | 1 | Open | Line | NO | 0.00501 | 0.01341 | 0.00196 | 57 | 65.1 | 105
46751 | MCNEILTP | 46971 | MCNEIL | 115 | 115 | Tacoma Power - General | Tacoma Power - General | 1 | Closed | Line | NO | 0.00023 | 0.00058 | 7e-05 | 97.6 | 108.2 | 128.9
46747 | LYNCH-1 | 46796 | MASHEL-1 | 115 | 115 | Tacoma Power - General | Tacoma Power - General | 1 | Closed | Line | NO | 0 | 0.00017 | 0 | 136.2 | 152.6 | 180.7
46746 | LODHLM-2 | 46926 | LODHLM-T | 115 | 115 | Tacoma Power - General | Tacoma Power - General | 1 | Closed | Line | NO | 0 | 0.0001 | 0 | 276.1 | 305.9 | 312.3
72100 | E YUMA TAP | 73053 | ECKLEY | 115 | 115 | ZoneEC | ZoneEC | 1 | Closed | Line | NO | 0.0207 | 0.047 | 0.0049 | 85 | 85 | 85
46926 | LODHLM-T | 46745 | LODHLM | 115 | 115 | Tacoma Power - General | Tacoma Power - Mutuals | 1 | Closed | Line | NO | 0.00058 | 0.00138 | 0.0002 | 57 | 57 | 104.8
46742 | LIDFRDTP | 46963 | LIDFORD | 115 | 115 | Tacoma Power - General | Tacoma Power - General | 1 | Closed | Line | NO | 0.00255 | 0.00667 | 0.00079 | 54 | 61.3 | 97.4
46742 | LIDFRDTP | 46962 | SPRLKTP | 115 | 115 | Tacoma Power - General | Tacoma Power - General | 1 | Closed | Line | NO | 0.00011 | 0.00084 | 0.00015 | 276.1 | 305.9 | 312.3
46734 | LAGRND | 46950 | LYNCH-2 | 115 | 115 | Tacoma Power - General | Tacoma Power - General | 1 | Closed | Line | NO | 0.00311 | 0.01257 | 0.00167 | 136.2 | 152.6 | 180.7
46734 | LAGRND | 46747 | LYNCH-1 | 115 | 115 | Tacoma Power - General | Tacoma Power - General | 1 | Closed | Line | NO | 0.00311 | 0.01257 | 0.00167 | 136.2 | 152.6 | 180.7
46730 | LACAMAS1 | 46756 | OHOP-1 | 115 | 115 | Tacoma Power - General | Tacoma Power - General | 1 | Closed | Line | NO | 0.00329 | 0.01331 | 0.00177 | 136.2 | 152.6 | 180.7
46730 | LACAMAS1 | 46737 | MOUNTAIN | 115 | 115 | Tacoma Power - General | Tacoma Power - General | 1 | Closed | Line | NO | 0.00378 | 0.0153 | 0.00203 | 136.2 | 152.6 | 180.7
46729 | HYLEBTP | 46728 | HYLEBOS | 115 | 115 | Tacoma Power - General | Tacoma Power - General | 1 | Closed | Line | NO | 0.00051 | 0.00122 | 0.00017 | 57 | 65.1 | 105
46727 | HUSONTP | 46966 | HUSON | 115 | 115 | Tacoma Power - General | Tacoma Power - General | 1 | Closed | Line | NO | 0.00088 | 0.00458 | 0.00075 | 164.9 | 185.4 | 218.9
46725 | HIGHLDTA | 46782 | UNIVER | 115 | 115 | Tacoma Power - General | Tacoma Power - General | 1 | Closed | Line | NO | 0.00289 | 0.00829 | 0.00123 | 97.6 | 108.2 | 128.9
46724 | HAWTHT_E | 46785 | WAPATOTP | 115 | 115 | Tacoma Power - General | Tacoma Power - General | 1 | Closed | Line | NO | 0.00055 | 0.00425 | 0.00076 | 219.3 | 252.6 | 292
78668 | FOUNTAIN N | 78669 | FOUNTAIN S | 115 | 115 | CSU | CSU | 1 | Closed | Line | NO | 0 | 0.00029 | 0 | 239 | 239 | 239
46722 | HAWTHORN | 46723 | HAWTHT_W | 115 | 115 | Tacoma Power - General | Tacoma Power - General | 1 | Closed | Line | NO | 0.0009 | 0.00468 | 0.00077 | 92.4 | 108.2 | 176.5
365930 | Q653FJCT | 31990 | DAVIS | 115 | 115 | Conf Load (Sacramento) | Conf Load (Sacramento) | 1 | Closed | Line | NO | 0.00302 | 0.01507 | 0.00215 | 125.7 | 147.8 | 193.6
31984 | BRIGHTN | 31982 | HOWARDJCT2 | 115 | 115 | Conf Load (Sacramento) | Conf Load (Sacramento) | 2 | Closed | Line | NO | 0.01132 | 0.02668 | 0.00309 | 64.7 | 75.1 | 96
70899 | LUCERNE_PS | 70903 | CLOVERLY | 115 | 115 | ZoneRN | ZoneRN | 1 | Closed | Line | NO | 0.00177 | 0.01113 | 0.0095 | 220 | 220 | 220
43544 | STHELENS_N | 43545 | STHELENS | 115 | 115 | Portland General - BES S/S | Portland General - BES S/S | 1 | Closed | Line | NO | 0 | 0.0003 | 0 | 239 | 239 | 331
43627 | WACKER | 43628 | WACKER_W | 115 | 115 | Portland General - BES S/S | Portland General - BES S/S | 1 | Closed | Line | NO | 0 | 0.0003 | 0 | 398 | 398 | 552
42808 | BLUMAER | 42879 | OLY VAIL | 115 | 115 | THURSTN | THURSTNI | 1 | Closed | Line | NO | 0.00498 | 0.03904 | 0.00682 | 280.9 | 280.9 | 330.8
44583 | STRNSBT | 44848 | HOUSTNLK | 115 | 115 | PAC:C.OR | PAC:C.OR | 1 | Closed | Line | NO | 0.00325 | 0.01674 | 0.00276 | 173 | 215 | 252
38436 | WALNT115 | 38400 | WALNT | 115 | 230 | Conf Load (TID) | Conf Load (TID) | 1 | Closed | Transformer | YES | 0.0013 | 0.0586 | 0 | 166.7 | 200 | 166.7
78672 | KETTLECK N | 78673 | KETTLECK S | 115 | 115 | CSU | CSU | 1 | Closed | Line | NO | 0 | 0.00029 | 0 | 239 | 239 | 239
46711 | FLETT | 46751 | MCNEILTP | 115 | 115 | Tacoma Power - General | Tacoma Power - General | 1 | Closed | Line | NO | 0.00329 | 0.01808 | 0.00262 | 164.9 | 185.4 | 218.9
46708 | FARWSTTP | 46914 | SEQUCEW | 115 | 115 | Tacoma Power - General | Tacoma Power - General | 1 | Closed | Line | NO | 0.00877 | 0.02208 | 0.0028 | 121.9 | 134.1 | 146.2
46708 | FARWSTTP | 46775 | STEILACM | 115 | 115 | Tacoma Power - General | Tacoma Power - Mutuals | 1 | Closed | Line | NO | 0.00032 | 0.00127 | 0.00018 | 121.9 | 134.1 | 146.2
65307 | CASPER_TP | 73042 | CASPERLM | 115 | 115 | WY EAST | ZoneEW | 1 | Closed | Line | NO | 0 | 0.0003 | 0 | 222 | 246 | 278
46706 | ELKPLN-2 | 46731 | LACAMAS2 | 115 | 115 | Tacoma Power - General | Tacoma Power - General | 1 | Closed | Line | NO | 0.0071 | 0.02872 | 0.00381 | 136.2 | 152.6 | 180.7
65305 | CASPERPP | 73167 | REFNRYTP | 115 | 115 | WY EAST | ZoneEW | 1 | Closed | Line | NO | 0.0048 | 0.0356 | 0.0044 | 117 | 129 | 117
46705 | ELKPLN-1 | 46947 | ELKPLN-T | 115 | 115 | Tacoma Power - General | Tacoma Power - General | 1 | Open | Line | NO | 0 | 0.0001 | 0 | 276.1 | 305.9 | 312.3
47051 | HANNA | 41105 | VALHALLA | 115 | 115 | Central Washington | Central Washington | 1 | Closed | Line | NO | 0.00121 | 0.01286 | 0.00186 | 292.6 | 292.6 | 378.6
48235 | MILAN# | 41099 | TUM_TUM# | 115 | 115 | Spokane Area, N Idaho, W Montana | Spokane Area, N Idaho, W Montana | 1 | Closed | Line | NO | 0.00295 | 0.03393 | 0.00411 | 308.7 | 308.7 | 398.4
42884 | PRINE | 42882 | ROCHEST | 115 | 115 | THURSTN | THURSTN | 1 | Closed | Line | NO | 0.009 | 0.07317 | 0.01176 | 255.8 | 255.8 | 298.8
46807 | MCKENZIN | 41105 | VALHALLA | 115 | 115 | Central Washington | Central Washington | 1 | Closed | Breaker | NO | 0 | 1e-05 | 0 | 395.6 | 395.6 | 398.4
42892 | RAINR VW | 42879 | OLY VAIL | 115 | 115 | THURSTN | THURSTNI | 1 | Closed | Line | NO | 0.00055 | 0.00432 | 0.00075 | 285 | 285 | 335.6
46701 | EAST_F | 46769 | ST_PAUL | 115 | 115 | Tacoma Power - General | Tacoma Power - General | 1 | Closed | Line | NO | 0.00064 | 0.00496 | 0.00087 | 219.3 | 252.6 | 292
46704 | ELBE-2 | 46698 | ELBE-T | 115 | 115 | Tacoma Power - General | Tacoma Power - General | 1 | Closed | Line | NO | 0.0048 | 0.01324 | 0.00148 | 54 | 61.3 | 97.4
46703 | ELBE-1 | 46698 | ELBE-T | 115 | 115 | Tacoma Power - General | Tacoma Power - General | 1 | Open | Line | NO | 0.00481 | 0.0132 | 0.00148 | 54 | 61.3 | 97.4
43544 | STHELENS_N | 43615 | TWR22-4S | 115 | 115 | Portland General - BES S/S | Portland General - BES NODE | 1 | Closed | Line | NO | 0.0041 | 0.01015 | 0.0013 | 126 | 126 | 163
46696 | CUSTERTP | 46707 | FARWEST | 115 | 115 | Tacoma Power - General | Tacoma Power - General | 1 | Closed | Line | NO | 0.00523 | 0.01259 | 0.00174 | 97.6 | 108.2 | 128.9
42875 | LUHR BCH | 42896 | PL.GLADE | 115 | 115 | THURSTN | THURSTN | 1 | Closed | Line | NO | 0.00619 | 0.04628 | 0.00883 | 143.8 | 143.8 | 236.6
46694 | CROFT | 47530 | MILLERTA | 115 | 115 | Tacoma Power - General | Tacoma Power - Mutuals | 1 | Closed | Line | NO | 0.0016 | 0.01236 | 0.00221 | 219.3 | 252.6 | 292
46692 | CRESCNT2 | 46944 | CRESCNTT | 115 | 115 | Tacoma Power - General | Tacoma Power - General | 1 | Open | Line | NO | 0 | 0.0001 | 0 | 276.1 | 305.9 | 312.3
42890 | YELM | 42872 | LONGMIRE | 115 | 115 | THURSTN | THURSTN | 1 | Closed | Line | NO | 0.00415 | 0.0141 | 0.0021 | 91.4 | 91.4 | 117.5
31993 | BRKRJCT | 31991 | BRKR TP | 115 | 115 | Conf Load (Sacramento) | Conf Load (Sacramento) | 1 | Closed | Line | NO | 0.03484 | 0.08839 | 0.01085 | 89.4 | 102 | 119.5
42896 | PL.GLADE | 42873 | HOFFMAN | 115 | 115 | THURSTN | S.KING | 1 | Closed | Line | NO | 0.00151 | 0.01182 | 0.00207 | 281 | 281 | 331
42870 | JOHNS HL | 42876 | MCKINLY | 115 | 115 | THURSTN | THURSTN | 1 | Closed | Line | NO | 0.00173 | 0.00917 | 0.00153 | 170.9 | 170.9 | 219.3
33016 | ALHAMTP2 | 32754 | OLEUM | 115 | 115 | Conf Load (Diablo) | Conf Load (East Bay) | 1 | Closed | Line | NO | 0.01529 | 0.04704 | 0.00559 | 82.9 | 96.4 | 119.5
42898 | THRSTN P | 42815 | WEST OLY | 115 | 115 | THURSTN | THURSTN | 1 | Closed | Line | NO | 0.0018 | 0.00942 | 0.0015 | 110 | 110 | 180.3
31982 | HOWARDJCT2 | 31994 | GRAND IS | 115 | 115 | Conf Load (Sacramento) | Conf Load (Sacramento) | 2 | Closed | Line | NO | 0.05903 | 0.12869 | 0.01438 | 64.7 | 75.1 | 96
70642 | GREENHSE | 70638 | GREENHSE | 115 | 230 | ZoneRN | ZoneRN | 1 | Closed | Transformer | YES | 0.00043 | 0.0302 | 0 | 398 | 398 | 398
43547 | STMARYE1 | 43551 | STMARYES | 115 | 115 | Portland General - BES NODE | Portland General - BES NODE | 1 | Open | Line | NO | 0 | 0.0003 | 0 | 198 | 198 | 266
43545 | STHELENS | 43613 | TWR22-4N | 115 | 115 | Portland General - BES S/S | Portland General - BES NODE | 1 | Closed | Line | NO | 0.00193 | 0.01013 | 0.00162 | 179 | 179 | 249
70642 | GREENHSE | 70643 | DAVIS_TS | 115 | 115 | ZoneRN | ZoneRN | 1 | Closed | Line | NO | 0.00442 | 0.02773 | 0.00387 | 244 | 244 | 244
622107 | CONRAD AUTO | 97975 | mid_97975 | 115 | 115 | NOGF_MT | NOGF_MT | 1 | Closed | TransformerWinding | YES | 0 | 0.36432 | 0 | 17.3 | 17.3 | 17.3
46687 | CLVRPKTP | 46762 | PLAZATP | 115 | 115 | Tacoma Power - General | Tacoma Power - General | 1 | Closed | Line | NO | 0.00109 | 0.00601 | 0.00087 | 164.9 | 185.4 | 218.9
46684 | BRNPTTP | 46683 | BROWNSPT | 115 | 115 | Tacoma Power - General | Tacoma Power - General | 1 | Closed | Line | NO | 0.00606 | 0.01451 | 0.00203 | 57 | 65.1 | 105
46679 | BRDGPRT | 46779 | SUNSETTA | 115 | 115 | Tacoma Power - General | Tacoma Power - General | 1 | Closed | Line | NO | 0.00099 | 0.00546 | 0.00079 | 92.4 | 108.2 | 176.5
41073 | TILLAMOK | 410730 | TIL_TRA_CIO1 | 115 | 115 | Portland Area | Portland Area | 1 | Closed | Line | NO | 0.00304 | 0.01228 | 0.0003 | 145.6 | 145.6 | 193.4
42866 | ELDINLET | 42868 | GRIFF T | 115 | 115 | THURSTN | THURSTN | 1 | Closed | Line | NO | 0.00136 | 0.0038 | 0.00054 | 135.4 | 135.4 | 159.9
31987 | CALPEAK | 31998 | VACA-DIX | 115 | 115 | Conf Load (Sacramento) | Conf Load (Sacramento) | 1 | Closed | Line | NO | 0.00012 | 0.00061 | 9e-05 | 125.7 | 147.8 | 193.6
42864 | CHAMBERP | 42878 | OLY BEER | 115 | 115 | THURSTN | THURSTNI | 1 | Closed | Line | NO | 0.00308 | 0.01585 | 0.00261 | 170.9 | 170.9 | 219.3
70611 | REUNION | 70612 | PRARI_TS | 115 | 115 | ZoneRD | ZoneRD | 1 | Closed | Line | NO | 0.00644 | 0.02455 | 0.00337 | 119 | 119 | 119
47001 | 2ND_ST# | 41071 | T_DALLES | 115 | 115 | Lower Columbia Basin | Lower Columbia Basin | 1 | Closed | Line | NO | 0.00031 | 0.0027 | 0.0004 | 210.4 | 210.4 | 239
78671 | KELKER W | 78680 | SANTA FE | 115 | 115 | CSU | CSU | 1 | Closed | Line | NO | 0.00617 | 0.02397 | 0.00832 | 162 | 180 | 162
46675 | ARTNDL-1 | 46924 | GIGHBR-1 | 115 | 115 | Tacoma Power - General | Tacoma Power - General | 1 | Closed | Line | NO | 0.00073 | 0.00606 | 0.00111 | 278.5 | 318.3 | 334.8
43772 | ARMSTRONG# | 43545 | STHELENS | 115 | 115 | Portland General - BES NODE | Portland General - BES S/S | 1 | Closed | Line | NO | 0.0001 | 0.00053 | 8e-05 | 198 | 198 | 266
41067 | THATCHER# | 41077 | TIMBER# | 115 | 115 | Portland Area | Portland Area | 1 | Closed | Line | NO | 0.0109 | 0.04635 | 0.00589 | 165.3 | 165.3 | 201.2
41064 | LESLIE_RD | 47213 | REATA | 115 | 115 | Lower Columbia Basin | Lower Columbia Basin | 1 | Closed | Line | NO | 0.00491 | 0.01443 | 0.00193 | 137.4 | 137.4 | 175.3
46769 | ST_PAUL | 46673 | TAYLORTP | 115 | 115 | Tacoma Power - General | Tacoma Power - General | 1 | Closed | Line | NO | 0.0009 | 0.00758 | 0.00114 | 219.3 | 252.6 | 290.8
46663 | SOUTHWEST_B | 47530 | MILLERTA | 115 | 115 | Tacoma Power - General | Tacoma Power - Mutuals | 1 | Closed | Line | NO | 0.00149 | 0.01152 | 0.00206 | 219.3 | 252.6 | 292
46663 | SOUTHWEST_B | 46762 | PLAZATP | 115 | 115 | Tacoma Power - General | Tacoma Power - General | 1 | Closed | Line | NO | 0.00235 | 0.01295 | 0.00188 | 164.9 | 185.4 | 218.9
46662 | CUSMN2T2 | 46901 | POTLATTA | 115 | 115 | Tacoma Power - General | Tacoma Power - General | 1 | Closed | Line | NO | 0.00763 | 0.0253 | 0.00376 | 141.2 | 156.2 | 169.5
46662 | CUSMN2T2 | 46682 | CUSHMN22 | 115 | 115 | Tacoma Power - General | Tacoma Power - General | 1 | Closed | Line | NO | 9e-05 | 0.00042 | 7e-05 | 112.9 | 125.7 | 149.2
70606 | HENRYLAK | 70605 | HENRYLAK | 115 | 230 | ZoneRN | ZoneRN | T1 | Closed | Transformer | YES | 0.00185 | 0.08276 | 0 | 100 | 100 | 100
42877 | MOTTMAN | 42809 | OLY P N | 115 | 115 | THURSTN | THURSTN | 1 | Closed | Line | NO | 0.00417 | 0.01214 | 0.00174 | 135.4 | 135.4 | 159.9
44895 | WHTSTNE | 45343 | WHITECTY | 115 | 115 | PAC:MDFD | PAC:MDFD | 1 | Closed | Line | NO | 0.00315 | 0.01745 | 0.00276 | 151 | 189 | 236
44909 | DOWELL | 45389 | EASY VLY | 115 | 115 | PAC:GRPS | PAC:GRPS | 1 | Open | Line | NO | 0.00667 | 0.02642 | 0.00382 | 118 | 148 | 172
32806 | SNPBLTP1 | 32775 | PTPNLT2 | 115 | 115 | Conf Load (East Bay) | Conf Load (East Bay) | 2 | Closed | Line | NO | 0.00064 | 0.00304 | 0.00046 | 140 | 159.7 | 193.6
47155 | EVERGRN | 40979 | SIFTON | 115 | 115 | Clark County, WA | Portland Area | 1 | Closed | Line | NO | 0.0017 | 0.0093 | 0.00128 | 155 | 175.7 | 229.3
70073 | CALIFOR | 70108 | CHEROKEE_S | 115 | 115 | ZoneRD | ZoneRD | 1 | Closed | Line | NO | 0.00379 | 0.0249 | 0.00254 | 137 | 151 | 137
34365 | CLOVISJ2 | 34366 | SANGER | 115 | 115 | Conf Load (Fresno) | Conf Load (Fresno) | 1 | Closed | Line | NO | 0.00247 | 0.04388 | 0.00668 | 224.3 | 224.3 | 239
46643 | SOUTHWEST_A | 46696 | CUSTERTP | 115 | 115 | Tacoma Power - General | Tacoma Power - General | 1 | Closed | Line | NO | 0.00595 | 0.01804 | 0.00265 | 121.9 | 134.1 | 146.2
46643 | SOUTHWEST_A | 46686 | CLEMENT | 115 | 115 | Tacoma Power - General | Tacoma Power - General | 1 | Closed | Line | NO | 0.0008 | 0.00616 | 0.0011 | 219.3 | 252.6 | 292
34364 | CLOVIS-2 | 34362 | CLOVIS-1 | 115 | 115 | Conf Load (Fresno) | Conf Load (Fresno) | 1 | Open | Line | NO | 0.0005 | 0.0005 | 0 | 239 | 239 | 239
34362 | CLOVIS-1 | 34363 | CLOVISJ1 | 115 | 115 | Conf Load (Fresno) | Conf Load (Fresno) | 1 | Closed | Line | NO | 0.00119 | 0.02114 | 0.00322 | 159.3 | 159.3 | 159.3
20076 | SQN-115 | 20077 | SMN-115 | 115 | 115 | ZoneEN | ZoneEN | 1 | Closed | Line | NO | 0.0187 | 0.1013 | 0.0149 | 80 | 88 | 80
46637 | PEARL | 46786 | WESTGAT | 115 | 115 | Tacoma Power - General | Tacoma Power - General | 1 | Closed | Line | NO | 0 | 0.00014 | 0 | 256.9 | 294.4 | 312.3
46727 | HUSONTP | 46637 | PEARL | 115 | 115 | Tacoma Power - General | Tacoma Power - General | 1 | Closed | Line | NO | 0.00204 | 0.01372 | 0.00214 | 164.9 | 185.4 | 218.9
46637 | PEARL | 46725 | HIGHLDTA | 115 | 115 | Tacoma Power - General | Tacoma Power - General | 1 | Closed | Line | NO | 0.00276 | 0.00816 | 0.00122 | 97.6 | 108.2 | 128.9
41035 | STEVNSON1# | 410350 | STEVNSON3# | 115 | 115 | Portland Area | Portland Area | 1 | Closed | Line | NO | 0.00013 | 0.00041 | 5e-05 | 195.2 | 195.2 | 239
35922 | MOSSLNSW | 30755 | MOSSLNSW | 115 | 230 | Conf Load (Central Coast) | Conf Load (Central Coast) | 1 | Closed | Transformer | YES | 0.00124 | 0.02446 | 0 | 420 | 462 | 420
79007 | BLUEMESA | 79020 | CURECANT | 115 | 115 | ZoneR4 | ZoneR4 | 1 | Closed | Line | NO | 0.01768 | 0.06938 | 0.00895 | 120 | 120 | 120
41036 | N_BONN_ANX+ | 41037 | STEVNSON+ | 115 | 115 | Portland Area | Portland Area | 1 | Closed | Line | NO | 0.00536 | 0.03351 | 0.0036 | 137.4 | 137.4 | 169.3
43622 | URBAN_M2 | 43623 | URBAN_S | 115 | 115 | Portland General - BES S/S | Portland General - BES S/S | 1 | Closed | Line | NO | 0 | 0.0003 | 0 | 239 | 239 | 365
41031 | STEVENS_DR1 | 41033 | STEVENS_DR2 | 115 | 115 | Lower Columbia Basin | Lower Columbia Basin | DS | Closed | Line | NO | 0 | 0.00029 | 0 | 119.5 | 167.1 | 179.8
43623 | URBAN_S | 43790 | URBAN # | 115 | 115 | Portland General - BES S/S | Portland General - BES NODE | 1 | Closed | Line | NO | 0.0021 | 0.01098 | 0.00176 | 198 | 198 | 239
65100 | BAIROIL | 66685 | WHISKEYP | 115 | 115 | WY CENTRAL | WY CENTRAL | 1 | Closed | Line | NO | 0.00409 | 0.01145 | 0.0016 | 113 | 137 | 156
47281 | DUTCH_CYN# | 41019 | ST JOHNS | 115 | 115 | Portland Area | Portland Area | 1 | Closed | Line | NO | 0.02304 | 0.07666 | 0.00902 | 131.5 | 131.5 | 161.3
33000 | CC SUB | 30523 | CC SUB | 115 | 230 | Conf Load (Diablo) | Conf Load (Diablo) | 3 | Closed | Transformer | YES | 0.00089 | 0.0355 | 0 | 180 | 180 | 180
46632 | CANYONTA | 46692 | CRESCNT2 | 115 | 115 | Tacoma Power - General | Tacoma Power - General | 1 | Closed | Line | NO | 0.00022 | 0.0013 | 0.00021 | 136.2 | 152.6 | 180.7
46632 | CANYONTA | 46691 | CRESCNT1 | 115 | 115 | Tacoma Power - General | Tacoma Power - General | 1 | Closed | Line | NO | 0.00022 | 0.0013 | 0.00021 | 136.2 | 152.6 | 180.7
44957 | YEW_AVE | 44958 | YEW AV T | 115 | 115 | PAC:C.OR | PAC:C.OR | 1 | Closed | Line | NO | 0.00159 | 0.00456 | 0.00061 | 100 | 100 | 149
35642 | MTCALF D | 30735 | METCALF | 115 | 230 | Conf Load (San Jose) | Conf Load (San Jose) | 4 | Closed | Transformer | YES | 0.00028 | 0.0219 | 0 | 420 | 462 | 420
34356 | KERCKHF1 | 34358 | KERCKHOFFPH2 | 115 | 115 | Conf Load (Fresno) | Conf Load (Fresno) | 1 | Closed | Line | NO | 0.00183 | 0.00941 | 0.00126 | 64.7 | 75.1 | 96
35642 | MTCALF D | 30735 | METCALF | 115 | 230 | Conf Load (San Jose) | Conf Load (San Jose) | 1 | Closed | Transformer | YES | 0.00034 | 0.02353 | 0 | 403 | 443 | 403
46622 | LINCLNTA | 46701 | EAST_F | 115 | 115 | Tacoma Power - General | Tacoma Power - General | 1 | Closed | Line | NO | 0.00129 | 0.01006 | 0.00177 | 219.3 | 252.6 | 284.4
46621 | HILLTOP | 46773 | STADMTP | 115 | 115 | Tacoma Power - General | Tacoma Power - General | 1 | Closed | Line | NO | 0.00055 | 0.00428 | 0.00077 | 276.1 | 305.9 | 312.3
46621 | HILLTOP | 46677 | ATLASTP | 115 | 115 | Tacoma Power - General | Tacoma Power - General | 1 | Closed | Line | NO | 0.00092 | 0.00714 | 0.00128 | 219.3 | 252.6 | 292
46662 | CUSMN2T2 | 46615 | N_FORK-2 | 115 | 115 | Tacoma Power - General | Tacoma Power - General | 1 | Closed | Line | NO | 0.00808 | 0.01658 | 0.00205 | 47 | 53.4 | 84.3
47225 | SIFT TP | 40979 | SIFTON | 115 | 115 | Clark County, WA | Portland Area | 1 | Closed | Line | NO | 0.0005 | 0.0028 | 0.0004 | 155 | 175.7 | 229.3
45651 | FOBES | 40988 | SNOHOMISH_S2 | 115 | 115 | Snohomish PUD | Seattle Area, Olympic Peninsula | 1 | Closed | Line | NO | 0.0024 | 0.0132 | 0.00196 | 202.6 | 220.8 | 257.8
46612 | BRKDALTP | 46975 | CURTISTP | 115 | 115 | Tacoma Power - General | Tacoma Power - General | 1 | Closed | Line | NO | 0.00062 | 0.00478 | 0.00085 | 276.1 | 305.9 | 312.3
41002 | SNOKING_S1 | 45795 | TAMBARK 1 | 115 | 115 | Seattle Area, Olympic Peninsula | Snohomish PUD | 1 | Closed | Line | NO | 0.00134 | 0.00707 | 0.00111 | 202.6 | 220.8 | 257.8
44895 | WHTSTNE | 45478 | SCENICPW | 115 | 115 | PAC:MDFD | PAC:MDFD | 1 | Closed | Line | NO | 0.00284 | 0.02235 | 0.00388 | 232 | 288 | 298
46612 | BRKDALTP | 46680 | BRKDALE | 115 | 115 | Tacoma Power - General | Tacoma Power - Mutuals | 1 | Closed | Line | NO | 0.00118 | 0.00281 | 0.0004 | 57 | 65.1 | 105
44899 | ILLATP39 | 45495 | STEAMBT | 115 | 115 | PAC:ROSE | PAC:ROSE | 1 | Closed | Line | NO | 0.00724 | 0.04055 | 0.00558 | 175 | 193 | 254
43573 | SYLVAN | 43577 | SYLVAN 2 | 115 | 115 | Portland General - BES NODE | Portland General - BES NODE | 1 | Open | Line | NO | 0.00012 | 0.00062 | 0.0001 | 198 | 198 | 266
43547 | STMARYE1 | 43553 | STMARYSA | 115 | 115 | Portland General - BES NODE | Portland General - BES S/S | 1 | Closed | Line | NO | 0.0004 | 0.00218 | 0.00035 | 239 | 239 | 365
46610 | COW_SW | 46643 | SOUTHWEST_A | 115 | 115 | Tacoma Power - General | Tacoma Power - General | 1 | Closed | Line | NO | 0.00108 | 0.00837 | 0.0015 | 219.3 | 252.6 | 286.8
46608 | SW_CEDAR | 46723 | HAWTHT_W | 115 | 115 | Tacoma Power - General | Tacoma Power - General | 1 | Closed | Line | NO | 0.00099 | 0.00763 | 0.00136 | 219.3 | 252.6 | 292
46608 | SW_CEDAR | 46686 | CLEMENT | 115 | 115 | Tacoma Power - General | Tacoma Power - General | 1 | Closed | Line | NO | 0.0002 | 0.00153 | 0.00027 | 219.3 | 252.6 | 292
46607 | COWLITZ | 46689 | COLLINS2 | 115 | 115 | Tacoma Power - General | Tacoma Power - General | 1 | Closed | Line | NO | 0.00428 | 0.01781 | 0.00241 | 171.3 | 190.6 | 205.8
46607 | COWLITZ | 46763 | POLK | 115 | 115 | Tacoma Power - General | Tacoma Power - General | 1 | Closed | Line | NO | 0.00127 | 0.00985 | 0.00176 | 219.3 | 252.6 | 292
46607 | COWLITZ | 46688 | COLLINS1 | 115 | 115 | Tacoma Power - General | Tacoma Power - General | 1 | Closed | Line | NO | 0.00428 | 0.01781 | 0.00241 | 171.3 | 190.6 | 205.8
46607 | COWLITZ | 46610 | COW_SW | 115 | 115 | Tacoma Power - General | Tacoma Power - General | 1 | Closed | Line | NO | 0.00366 | 0.02832 | 0.00506 | 219.3 | 252.6 | 292
79048 | MONTROSE | 79192 | SOCANAL | 115 | 115 | ZoneR4 | ZoneR4 | 1 | Closed | Line | NO | 0.01398 | 0.06332 | 0.00839 | 137 | 151 | 137
46601 | BLAIR | 46651 | NORTHEAST_B | 115 | 115 | Tacoma Power - General | Tacoma Power - General | 1 | Closed | Line | NO | 0.00098 | 0.00763 | 0.00135 | 219.3 | 252.6 | 284.4
46945 | FRDRKSNT | 46602 | KNOBLE | 115 | 115 | Tacoma Power - General | Tacoma Power - General | 1 | Closed | Line | NO | 0.00142 | 0.00781 | 0.00113 | 92.4 | 108.2 | 176.5
46603 | CEDAR | 46690 | CRANDLTP | 115 | 115 | Tacoma Power - General | Tacoma Power - General | 1 | Closed | Line | NO | 0.00174 | 0.01353 | 0.00242 | 219.3 | 252.6 | 292
464013 | BOTHELL115_C | 46455 | VIEWLAND | 115 | 115 | Seattle City Light | Seattle City Light | 1 | Closed | Line | NO | 0.01658 | 0.06713 | 0.01373 | 230 | 235 | 275
33208 | MARTIN C | 33300 | DALY CTY | 115 | 115 | Conf Load (S.F.) | Conf Load (Peninsula) | 1 | Closed | Line | NO | 0.00779 | 0.02216 | 0.00304 | 97.2 | 110.3 | 132.7
46601 | BLAIR | 46622 | LINCLNTA | 115 | 115 | Tacoma Power - General | Tacoma Power - General | 1 | Closed | Line | NO | 0.00112 | 0.00872 | 0.00154 | 219.3 | 252.6 | 284.4
46490 | DENNYWY1 | 46493 | DEN_BR | 115 | 115 | Seattle City Light | Seattle City Light | 1 | Closed | Series Cap | NO | 0 | 0.04537 | 0 | 279 | 279 | 279
40984 | SNOHOMISH_S1 | 45803 | THREE LK | 115 | 115 | Seattle Area, Olympic Peninsula | Snohomish PUD | 1 | Closed | Line | NO | 0.0059 | 0.0309 | 0.0049 | 202.6 | 220.8 | 239
46449 | UNION | 46451 | UNION T | 115 | 115 | Seattle City Light | Seattle City Light | 1 | Open | Line | NO | 5e-05 | 0.0002 | 0.0038 | 212 | 257 | 227
34245 | PSE MCKJ | 34225 | BELRDG J | 115 | 115 | Conf Load (Kern) | Conf Load (Kern) | 1 | Closed | Line | NO | 0.00697 | 0.0171 | 0.00228 | 79.1 | 92.2 | 119.3
464012 | BOTHELL115_B | 46443 | SHORELIN | 115 | 115 | Seattle City Light | Seattle City Light | 2 | Closed | Line | NO | 0.01341 | 0.04664 | 0.01068 | 230 | 235 | 275
46437 | NORTH | 46453 | UNIVERSY | 115 | 115 | Seattle City Light | Seattle City Light | 1 | Closed | Line | NO | 0.00082 | 0.00378 | 0.12315 | 214 | 305 | 222
46437 | NORTH | 46443 | SHORELIN | 115 | 115 | Seattle City Light | Seattle City Light | 1 | Closed | Line | NO | 0.00403 | 0.02449 | 0.00409 | 235 | 246 | 282
43761 | GLENCOE# | 43581 | TABOR | 115 | 115 | Portland General - BES NODE | Portland General - BES S/S | 1 | Closed | Line | NO | 0.00107 | 0.00508 | 0.00079 | 174 | 174 | 226
464012 | BOTHELL115_B | 46437 | NORTH | 115 | 115 | Seattle City Light | Seattle City Light | 1 | Closed | Line | NO | 0.01672 | 0.06639 | 0.01341 | 216 | 227 | 260
43694 | DURHAM 1 | 43603 | TUALATIN | 115 | 115 | Portland General - BES NODE | Portland General - BES NODE | 1 | Closed | Line | NO | 0.00071 | 0.00375 | 0.00059 | 198 | 198 | 239
43654 | COFF TP2 | 43603 | TUALATIN | 115 | 115 | Portland General - BES NODE | Portland General - BES NODE | 1 | Closed | Line | NO | 0.00149 | 0.00805 | 0.00132 | 239 | 239 | 239
46425 | EASTPINE | 464273 | EASTPNE3 | 115 | 230 | Seattle City Light | Seattle City Light | 1 | Closed | Transformer | YES | 0.00107 | 0.08785 | 0 | 261 | 317 | 313
35356 | MNTA VSA | 30705 | MONTAVIS | 115 | 230 | Conf Load (De Anza) | Conf Load (De Anza) | 3 | Closed | Transformer | YES | 0.00038 | 0.02777 | 0 | 420 | 462 | 420
46433 | MASS | 46449 | UNION | 115 | 115 | Seattle City Light | Seattle City Light | 1 | Closed | Line | NO | 0.00045 | 0.00372 | 0.03221 | 120 | 120 | 120
42435 | OLYCANYT | 45743 | OLYMPIC | 115 | 115 | N.KING | Snohomish PUD | 1 | Closed | Line | NO | 3e-05 | 0.00017 | 2e-05 | 139 | 139 | 189
46433 | MASS | 46435 | MASS | 115 | 230 | Seattle City Light | Seattle City Light | 3 | Closed | Transformer | YES | 0.00141 | 0.08951 | 0 | 158 | 205 | 199
46433 | MASS | 46435 | MASS | 115 | 230 | Seattle City Light | Seattle City Light | 2 | Closed | Transformer | YES | 0.00139 | 0.08914 | 0 | 158 | 205 | 199
64209 | VALLEY_SS | 64208 | DAVY_TWN+ | 115 | 115 | NON-SPP GEN | NON-SPP GEN | 1 | Closed | Line | NO | 0.01702 | 0.06453 | 0.00964 | 152 | 152 | 152
46425 | EASTPINE | 46490 | DENNYWY1 | 115 | 115 | Seattle City Light | Seattle City Light | 1 | Closed | Line | NO | 0.00071 | 0.00284 | 0.05932 | 218 | 264 | 229
64209 | VALLEY_SS | 64210 | OROVDA+ | 115 | 115 | NON-SPP GEN | NON-SPP GEN | 1 | Closed | Line | NO | 0.02264 | 0.08586 | 0.01282 | 152 | 152 | 152
45371 | AGNESS | 45121 | GRANT PS | 115 | 115 | PAC:GRPS | PAC:GRPS | 1 | Closed | Line | NO | 0.00387 | 0.01074 | 0.00154 | 98 | 123 | 153
34183 | LUISJCT | 34165 | LUIS_#5 | 115 | 115 | Conf Load (Yosemite) | Conf Load (Yosemite) | 1 | Closed | Line | NO | 0.00698 | 0.01131 | 0.00138 | 59.2 | 68.7 | 88.2
11160 | THORN | 11105 | MONTOYA | 115 | 115 | EPE - Native Load | EPE - Native Load | 1 | Closed | Line | NO | 0.00336 | 0.01601 | 0.00244 | 135.4 | 179.5 | 135.4
43652 | COFF TAP | 43650 | WILSNVIL | 115 | 115 | Portland General - BES NODE | Portland General - BES S/S | 1 | Closed | Line | NO | 0.00176 | 0.00915 | 0.00149 | 198 | 198 | 266
11015 | ARROYO | 11243 | TALAVERA | 115 | 115 | EPE - Native Load | EPE - Native Load | 1 | Closed | Line | NO | 0.0041 | 0.02317 | 0.00279 | 135.4 | 179.5 | 135.4
44945 | CIRCLTP1 | 45131 | HAZELWOD | 115 | 115 | PAC:WLMT | PAC:WLMT | 1 | Closed | Line | NO | 0.01086 | 0.0408 | 0.00621 | 158 | 158 | 214
73211 | WELD LM | 73212 | WELD LM | 115 | 230 | ZoneFH | ZoneFH | 3 | Closed | Transformer | YES | 0.00124 | 0.06494 | 0 | 150 | 180 | 150
17003 | AVRA | 17089 | SNDARIO | 115 | 115 | AEPCO: Trico | AEPCO: Trico | 1 | Closed | Line | NO | 0.00686 | 0.04201 | 0.00644 | 173 | 225 | 173
34162 | ORO LOMA | 34168 | EL NIDO | 115 | 115 | Conf Load (Yosemite) | Conf Load (Yosemite) | 1 | Closed | Line | NO | 0.05127 | 0.15025 | 0.01918 | 82.9 | 96.4 | 119.5
17012 | MARANA | 17003 | AVRA | 115 | 115 | AEPCO: Trico | AEPCO: Trico | 1 | Closed | Line | NO | 0.00552 | 0.04426 | 0.00739 | 173 | 225 | 173
34161 | DFSTP | 34164 | DFS | 115 | 115 | Conf Load (Yosemite) | Conf Load (Yosemite) | 1 | Closed | Line | NO | 0.00382 | 0.00619 | 0.00076 | 59.2 | 68.7 | 88.2
34161 | DFSTP | 34162 | ORO LOMA | 115 | 115 | Conf Load (Yosemite) | Conf Load (Yosemite) | 1 | Closed | Line | NO | 0.00404 | 0.02966 | 0.00458 | 164 | 194 | 256
464011 | BOTHELL115_A | 46411 | CANAL | 115 | 115 | Seattle City Light | Seattle City Light | 1 | Closed | Line | NO | 0.0198 | 0.09181 | 0.01754 | 230 | 235 | 275
46409 | BROAD ST | 46453 | UNIVERSY | 115 | 115 | Seattle City Light | Seattle City Light | 1 | Closed | Line | NO | 0.00262 | 0.01292 | 0.00207 | 235 | 246 | 282
46292 | MCKENZEW | 462921 | GAT_MCK_CIO | 115 | 115 | Eugene, OR | Eugene, OR | 1 | Closed | Line | NO | 0.00036 | 0.00215 | 0.00033 | 170 | 170 | 216
46409 | BROAD ST | 46410 | BR_UNT | 115 | 115 | Seattle City Light | Seattle City Light | 1 | Closed | Series Cap | NO | 0 | 0.04537 | 0 | 279 | 279 | 279
46409 | BROAD ST | 46411 | CANAL | 115 | 115 | Seattle City Light | Seattle City Light | 1 | Closed | Line | NO | 0.0036 | 0.01822 | 0.0032 | 235 | 246 | 282
40960 | SNO_BEV3_CIO | 45608 | BEVERLY | 115 | 115 | Seattle Area, Olympic Peninsula | Snohomish PUD | 3 | Closed | Line | NO | 0.00044 | 0.00233 | 0.00037 | 202.6 | 205 | 257.8
44902 | PARKDALE_88 | 44903 | PARKDALE_21 | 115 | 115 | PAC:GRPS | PAC:GRPS | 1 | Open | Line | NO | 0 | 0.0001 | 0 | 239 | 239 | 239
11218 | JORNADA | 11015 | ARROYO | 115 | 115 | EPE - Native Load | EPE - Native Load | 1 | Closed | Line | NO | 0.00401 | 0.0258 | 0.00401 | 184.8 | 246.6 | 184.8
31518 | WYANDJT1 | 31517 | WYANDJT3 | 115 | 115 | Conf Load (N. Valley) | Conf Load (N. Valley) | 1 | Open | Line | NO | 2e-05 | 6e-05 | 0 | 89.4 | 102 | 128.9
79042 | HOTCHKIS | 79050 | NORTHFRK | 115 | 115 | ZoneR4 | ZoneR4 | 1 | Closed | Line | NO | 0.0115 | 0.0402 | 0.00526 | 119 | 119 | 119
33014 | ALHAMTP1 | 33010 | SOBRANTE | 115 | 115 | Conf Load (Diablo) | Conf Load (Diablo) | 1 | Closed | Line | NO | 0.0249 | 0.0802 | 0.0163 | 82.9 | 96.4 | 124.1
44903 | PARKDALE_21 | 44909 | DOWELL | 115 | 115 | PAC:GRPS | PAC:GRPS | 1 | Closed | Line | NO | 0.00344 | 0.01321 | 0.00194 | 116 | 145 | 182
46290 | HYUNDAI | 46275 | WILLOW C | 115 | 115 | Eugene, OR | Eugene, OR | 1 | Closed | Line | NO | 0.00089 | 0.00299 | 0 | 84 | 84 | 84
46273 | WILLAMET | 46308 | WILM TAP | 115 | 115 | Eugene, OR | Eugene, OR | 1 | Closed | Line | NO | 0.0008 | 0.004 | 0.0006 | 170 | 170 | 216
48356 | RATHDRME | 40953 | SCARCELO | 115 | 115 | AVA: Coeur D'Alene | AVA: Coeur D'Alene | 1 | Closed | Line | NO | 0.00848 | 0.03394 | 0.00472 | 119.7 | 119.7 | 159.3
46273 | WILLAMET | 46301 | UNIV | 115 | 115 | Eugene, OR | Eugene, OR | 1 | Closed | Line | NO | 0.00029 | 0.0015 | 0.00016 | 130.1 | 130.1 | 130.1
46292 | MCKENZEW | 46269 | WILAKENZ | 115 | 115 | Eugene, OR | Eugene, OR | 1 | Closed | Line | NO | 0.0014 | 0.0076 | 0.0011 | 170 | 170 | 216
10230 | NORTON_1 | 10231 | NORTON_2 | 115 | 115 | PNM: Santa Fe | PNM: Santa Fe | 1 | Closed | Line | NO | 0 | 0.001 | 0 | 239 | 239 | 239
47230 | SILVERADO# | 40945 | SAPPHO | 115 | 115 | Seattle Area, Olympic Peninsula | Seattle Area, Olympic Peninsula | 1 | Closed | Line | NO | 0.04723 | 0.14435 | 0.01781 | 137.4 | 137.4 | 169.3
46255 | THURSTON | 462360 | HOL_THU_CIO | 115 | 115 | Eugene, OR | Eugene, OR | 1 | Closed | Line | NO | 0.00084 | 0.00476 | 0.00066 | 156 | 156 | 200
46255 | THURSTON | 46263 | WEYRHSR1 | 115 | 115 | Eugene, OR | Eugene, OR | 1 | Closed | Line | NO | 0.0014 | 0.0121 | 0.002 | 170 | 170 | 216
46236 | HOLDEN_CRK | 462360 | HOL_THU_CIO | 115 | 115 | Eugene, OR | Eugene, OR | 1 | Closed | Line | NO | 0.01374 | 0.06963 | 0.00864 | 141.4 | 141.4 | 201.2
46243 | OAKWAY | 46308 | WILM TAP | 115 | 115 | Eugene, OR | Eugene, OR | 1 | Closed | Line | NO | 0.0007 | 0.003 | 0.0005 | 170 | 170 | 216
46235 | JESSEN | 46245 | PRAIRIE | 115 | 115 | Eugene, OR | Eugene, OR | 1 | Closed | Line | NO | 0.0014 | 0.0073 | 0.0012 | 170 | 170 | 216
46233 | JEFFRSON | 46261 | WESTMORE | 115 | 115 | Eugene, OR | Eugene, OR | 1 | Closed | Line | NO | 0.0028 | 0.0113 | 0.0016 | 110 | 110 | 130
33204 | POTRERO | 30698 | POTRERO | 115 | 230 | Conf Load (S.F.) | Conf Load (S.F.) | 1 | Closed | Transformer | YES | 0.00028 | 0.02188 | 0 | 420 | 462 | 420
20066 | EPCH-115 | 20068 | SVE-115 | 115 | 115 | ZoneEN | ZoneEN | 1 | Closed | Line | NO | 0.04059 | 0.13946 | 0.01905 | 120 | 132 | 120
46231 | HILYARD | 46237 | LAUREL | 115 | 115 | Eugene, OR | Eugene, OR | 1 | Closed | Line | NO | 0.0063 | 0.0145 | 0.0021 | 68 | 68 | 107
46229 | HAYDNBSS | 46267 | WEYRHSR3 | 115 | 115 | Eugene, OR | Eugene, OR | 1 | Closed | Line | NO | 0.0014 | 0.0074 | 0.0012 | 170 | 170 | 216
46219 | DILLARD | 46231 | HILYARD | 115 | 115 | Eugene, OR | Eugene, OR | 1 | Closed | Line | NO | 0.0016 | 0.0082 | 0.0014 | 170 | 170 | 216
46223 | HAWKINS | 462230 | WIL_HAW_CIO | 115 | 115 | Eugene, OR | Western Oregon | 1 | Closed | Line | NO | 0.00062 | 0.0021 | 0.00055 | 170 | 170 | 216
46217 | DELTA EW | 46247 | RIVER RD | 115 | 115 | Eugene, OR | Eugene, OR | 1 | Closed | Line | NO | 0.0007 | 0.0036 | 0.0006 | 170 | 170 | 216
46219 | DILLARD | 46221 | DILLARDT | 115 | 115 | Eugene, OR | Eugene, OR | 1 | Closed | Line | NO | 0.0007 | 0.0036 | 0.0006 | 170 | 170 | 216
46214 | COBURG | 46251 | SPRING C | 115 | 115 | Eugene, OR | Eugene, OR | 1 | Closed | Line | NO | 0.0055 | 0.0291 | 0.0048 | 170 | 170 | 216
46207 | CALYOUNG | 46253 | ST CLARA | 115 | 115 | Eugene, OR | Eugene, OR | 1 | Closed | Line | NO | 0.0019 | 0.0099 | 0.0017 | 163 | 163 | 212
46214 | COBURG | 46292 | MCKENZEW | 115 | 115 | Eugene, OR | Eugene, OR | 1 | Closed | Line | NO | 0.0011 | 0.0058 | 0.00082 | 170 | 170 | 216
46215 | DANEBO | 46235 | JESSEN | 115 | 115 | Eugene, OR | Eugene, OR | 1 | Closed | Line | NO | 0.0014 | 0.0069 | 0.0012 | 170 | 170 | 216
46213 | CURRIN | 46269 | WILAKENZ | 115 | 115 | Eugene, OR | Eugene, OR | 1 | Closed | Line | NO | 0.0016 | 0.0083 | 0.0013 | 170 | 170 | 216
46213 | CURRIN | 46308 | WILM TAP | 115 | 115 | Eugene, OR | Eugene, OR | 1 | Closed | Line | NO | 0.002 | 0.01 | 0.0015 | 170 | 170 | 216
46213 | CURRIN | 46237 | LAUREL | 115 | 115 | Eugene, OR | Eugene, OR | 1 | Closed | Line | NO | 0.0036 | 0.0112 | 0.0015 | 68 | 68 | 107
46213 | CURRIN | 46229 | HAYDNBSS | 115 | 115 | Eugene, OR | Eugene, OR | 1 | Closed | Line | NO | 0.0042 | 0.0226 | 0.0034 | 170 | 170 | 216
33208 | MARTIN C | 30695 | MARTIN C | 115 | 230 | Conf Load (S.F.) | Conf Load (S.F.) | 8 | Closed | Transformer | YES | 0.00044 | 0.02187 | 0 | 398 | 398 | 398
34134 | WILSON A | 34136 | WILSON B | 115 | 115 | Conf Load (Yosemite) | Conf Load (Yosemite) | 1 | Closed | Line | NO | 0.0005 | 0.0005 | 0 | 239 | 239 | 239
31253 | FLTN JT2 | 31952 | PUTH CRK | 115 | 115 | Conf Load (Sacramento) | Conf Load (Sacramento) | 1 | Closed | Line | NO | 1e-05 | 0.0003 | 0 | 59.2 | 68.7 | 88.2
46202 | ADAMS EW | 46206 | BETHEL E | 115 | 115 | Eugene, OR | Eugene, OR | 1 | Closed | Line | NO | 0.00546 | 0.0097 | 0.00304 | 63 | 63 | 99
34132 | GALLO | 34140 | CRESSEY | 115 | 115 | Conf Load (Yosemite) | Conf Load (Yosemite) | 1 | Closed | Line | NO | 0.01584 | 0.07025 | 0.01285 | 125.7 | 147.8 | 193.6
410730 | TIL_TRA_CIO1 | 410731 | TIL_TRA_CIO2 | 115 | 115 | Portland Area | Portland Area | 1 | Closed | Line | NO | 0.00363 | 0.02262 | 0.00264 | 97.6 | 97.6 | 193.4
10275 | RODEO_T | 10031 | BECKNER | 115 | 115 | PNM: Santa Fe | PNM: Santa Fe | 1 | Closed | Line | NO | 0.0032 | 0.0129 | 0.00158 | 131 | 156 | 167
34130 | LIVNGSTN | 34132 | GALLO | 115 | 115 | Conf Load (Yosemite) | Conf Load (Yosemite) | 1 | Closed | Line | NO | 0.014 | 0.022 | 0.0028 | 59.2 | 68.7 | 88.2
11373 | RG_EXEC_TAP | 11293 | EXECUTIVE | 115 | 115 | EPE - Native Load | EPE - Native Load | 1 | Closed | Line | NO | 0.00013 | 0.00057 | 0.0003 | 369.6 | 493.2 | 369.6
34123 | K1-JCT | 34358 | KERCKHOFFPH2 | 115 | 115 | Conf Load (Yosemite) | Conf Load (Fresno) | 2 | Closed | Line | NO | 0.00183 | 0.00941 | 0.00126 | 125.7 | 147.8 | 193.6
34123 | K1-JCT | 34356 | KERCKHF1 | 115 | 115 | Conf Load (Yosemite) | Conf Load (Fresno) | 2 | Open | Line | NO | 9e-05 | 0.00043 | 7e-05 | 64.7 | 75.1 | 96
42164 | BURLIGTN | 42175 | RITA P | 115 | 115 | SKAGIT | SKAGIT | 1 | Closed | Line | NO | 0.00294 | 0.02269 | 0.00405 | 260.5 | 260.5 | 323.9
40925 | SALEM_AL# | 43781 | SALEMAL# | 115 | 115 | Portland Area | Portland General - BES NODE | 1 | Open | Line | NO | 0 | 0.0003 | 0 | 198 | 198 | 266
34122 | OAKHURST | 34126 | CORSGOLD | 115 | 115 | Conf Load (Yosemite) | Conf Load (Yosemite) | 1 | Closed | Line | NO | 0.04118 | 0.06202 | 0.00657 | 60.4 | 67.7 | 79.7
34121 | SHARON T | 34128 | OAKH_JCT | 115 | 115 | Conf Load (Yosemite) | Conf Load (Yosemite) | 1 | Closed | Line | NO | 0.0782 | 0.15676 | 0.01992 | 68.3 | 79.5 | 102.4
34121 | SHARON T | 34120 | SHARON | 115 | 115 | Conf Load (Yosemite) | Conf Load (Yosemite) | 1 | Closed | Line | NO | 0.00941 | 0.01524 | 0.00186 | 59.2 | 68.7 | 88.2
38410 | WESTL115 | 30670 | WESTLEY | 115 | 230 | Conf Load (TID) | Conf Load (TID) | 1 | Closed | Transformer | YES | 0.00116 | 0.05905 | 0 | 167 | 200.4 | 167
46128 | BRADEN | 46127 | WHITE TR | 115 | 115 | Grant County, WA | Grant County, WA | 1 | Closed | Line | NO | 0.0048 | 0.0283 | 0.00376 | 197.6 | 197.6 | 259.1
46130 | BASS JCT | 46121 | WHEEL TP | 115 | 115 | Grant County, WA | Grant County, WA | 1 | Closed | Line | NO | 0.0078 | 0.0321 | 0.00457 | 239 | 239 | 239
11283 | LIBERTY_ | 11280 | BLISS_IND | 115 | 115 | EPE - Native Load | EPE - Native Load | 1 | Closed | Line | NO | 0.00182 | 0.01216 | 0.00167 | 184.8 | 239 | 184.8
79034 | GRANDJCT | 79035 | GRANDJCT | 115 | 138 | ZoneRW | ZoneRW | T2 | Closed | Transformer | YES | 0.00167 | 0.11111 | 0 | 100 | 135 | 100
48455 | WARDEN A | 46117 | WARDEN T | 115 | 115 | AVA: Big Bend | Grant County, WA | 1 | Closed | Line | NO | 0.0015 | 0.0092 | 0.0013 | 120 | 120 | 120
34110 | ATWATR J | 34144 | MERCED | 115 | 115 | Conf Load (Yosemite) | Conf Load (Yosemite) | 1 | Closed | Line | NO | 0.01312 | 0.0626 | 0.00995 | 125.7 | 147.8 | 193.6
73124 | LOVEWTAP | 78092 | FTHLS | 115 | 115 | ZoneFH | PRPA | 1 | Closed | Line | NO | 0.00404 | 0.01701 | 0.00183 | 136 | 136 | 136
64050 | KINGSRVR_SS | 64049 | KINGS RV | 115 | 115 | NON-SPP GEN | NON-SPP GEN | 1 | Closed | Line | NO | 0.08292 | 0.14622 | 0.0141 | 35 | 35 | 35
46155 | ROCKYFD | 46103 | SOAPL TP | 115 | 115 | Grant County, WA | Grant County, WA | 1 | Closed | Line | NO | 0.00019 | 0.0011 | 0.00016 | 239 | 239 | 239
46097 | SEPHRATA | 46103 | SOAPL TP | 115 | 115 | Grant County, WA | Grant County, WA | 1 | Closed | Line | NO | 0.00476 | 0.02782 | 0.00394 | 239 | 239 | 239
46091 | SCHRAG T | 46117 | WARDEN T | 115 | 115 | Grant County, WA | Grant County, WA | 1 | Closed | Line | NO | 0.0154 | 0.06 | 0.00852 | 98.6 | 98.6 | 166
64050 | KINGSRVR_SS | 64051 | MCDERMIT_SS | 115 | 115 | NON-SPP GEN | NON-SPP GEN | 1 | Closed | Line | NO | 0.08605 | 0.13128 | 0.0141 | 67.7 | 67.7 | 67.7
46167 | POTHOLEG | 46087 | SANDUNES | 115 | 115 | Grant County, WA | Grant County, WA | 1 | Closed | Line | NO | 0.0136 | 0.0769 | 0.01076 | 212.5 | 212.5 | 239
46130 | BASS JCT | 46085 | RUFF TP | 115 | 115 | Grant County, WA | Grant County, WA | 1 | Closed | Line | NO | 0.0029 | 0.0112 | 0.00156 | 239 | 239 | 239
46085 | RUFF TP | 46091 | SCHRAG T | 115 | 115 | Grant County, WA | Grant County, WA | 1 | Closed | Line | NO | 0.0034 | 0.0162 | 0.0024 | 124.3 | 124.3 | 181
10497 | HERMANAT | 10126 | HERMANAS | 115 | 115 | PNM: Deming | PNM: Deming | 1 | Closed | Line | NO | 0.00347 | 0.0139 | 0.00173 | 96 | 96 | 96
46073 | QUINCY | 46141 | WQ_TAP | 115 | 115 | Grant County, WA | Grant County, WA | 1 | Closed | Line | NO | 0.00051 | 0.0028 | 0.0004 | 239 | 239 | 239
34103 | CHWCGNJT | 34102 | CERTTEED | 115 | 115 | Conf Load (Yosemite) | Conf Load (Yosemite) | 1 | Closed | Line | NO | 0.0044 | 0.007 | 0.0009 | 59.2 | 68.7 | 88.2
46059 | PELICAN | 46087 | SANDUNES | 115 | 115 | Grant County, WA | Grant County, WA | 1 | Closed | Line | NO | 0.0082 | 0.0164 | 0.00204 | 91.2 | 91.2 | 110.9
46055 | PEC | 46057 | PEC TP | 115 | 115 | Grant County, WA | Grant County, WA | 1 | Closed | Line | NO | 0.0003 | 0.0013 | 0.00018 | 169.3 | 169.3 | 204.2
46057 | PEC TP | 46087 | SANDUNES | 115 | 115 | Grant County, WA | Grant County, WA | 1 | Closed | Line | NO | 0.0118 | 0.0479 | 0.00662 | 155.8 | 155.8 | 204.2
46051 | NEPH TP | 46103 | SOAPL TP | 115 | 115 | Grant County, WA | Grant County, WA | 1 | Closed | Line | NO | 0.0167 | 0.0343 | 0.00402 | 106 | 106 | 129
46051 | NEPH TP | 46101 | SOAP LK | 115 | 115 | Grant County, WA | Grant County, WA | 1 | Closed | Line | NO | 0.0087 | 0.0179 | 0.0021 | 106 | 106 | 129
46155 | ROCKYFD | 46047 | DOVER | 115 | 115 | Grant County, WA | Grant County, WA | 1 | Closed | Line | NO | 0.00775 | 0.04548 | 0.00687 | 239 | 239 | 239
46054 | PAXSON | 46049 | MOSES LK | 115 | 115 | Grant County, WA | Grant County, WA | 1 | Closed | Line | NO | 0.0013 | 0.0072 | 0.00104 | 134.1 | 134.1 | 214
46054 | PAXSON | 46047 | DOVER | 115 | 115 | Grant County, WA | Grant County, WA | 1 | Closed | Line | NO | 0.0038 | 0.0158 | 0.00226 | 207.6 | 207.6 | 239
33970 | INGRM C. | 33965 | SALADO J | 115 | 115 | Conf Load (Stanislaus) | Conf Load (Stanislaus) | 1 | Closed | Line | NO | 0.03691 | 0.06569 | 0.00803 | 56 | 76.9 | 82.7
20065 | CIP-115 | 20069 | CEC-115 | 115 | 115 | ZoneEN | ZoneEN | 1 | Closed | Line | NO | 0.0056 | 0.031 | 0.0048 | 80 | 88 | 80
43819 | CARVER2 | 43802 | CARVERLD | 115 | 115 | Portland General - BES NODE | Portland General - BES NODE | 1 | Closed | Line | NO | 0 | 0.0003 | 0 | 219 | 219 | 285
33962 | SALDO TP | 33967 | MILER TP | 115 | 115 | Conf Load (Stanislaus) | Conf Load (Stanislaus) | 1 | Closed | Line | NO | 0.0355 | 0.10525 | 0.01683 | 56 | 64.9 | 82.7
46039 | LARSON | 46155 | ROCKYFD | 115 | 115 | Grant County, WA | Grant County, WA | 1 | Closed | Line | NO | 0.01081 | 0.06313 | 0.00892 | 239 | 271.1 | 239
46039 | LARSON | 46049 | MOSES LK | 115 | 115 | Grant County, WA | Grant County, WA | 1 | Closed | Line | NO | 0.0039 | 0.01641 | 0.00234 | 239 | 239 | 239
40893 | ROGUE | 47048 | GLDBCHL1 | 115 | 115 | Western Oregon | Western Oregon | 1 | Closed | Line | NO | 0.00736 | 0.03153 | 0.00402 | 165.3 | 165.3 | 201.2
46035 | JERIC TP | 46037 | JERICHO | 115 | 115 | Grant County, WA | Grant County, WA | 1 | Closed | Line | NO | 0.0105 | 0.0309 | 0.0039 | 108.6 | 108.6 | 144.6
46034 | GRAHAMRD | 46153 | RANDOLPH | 115 | 115 | Grant County, WA | Grant County, WA | 1 | Closed | Line | NO | 0.0005 | 0.0026 | 0.00038 | 163.7 | 163.7 | 197.4
40897 | ROSS | 40979 | SIFTON | 115 | 115 | Portland Area | Portland Area | 1 | Closed | Line | NO | 0.00819 | 0.04961 | 0.00619 | 179.3 | 179.3 | 229.1
46031 | FRENCHSP | 46035 | JERIC TP | 115 | 115 | Grant County, WA | Grant County, WA | 1 | Closed | Line | NO | 0.0044 | 0.0131 | 0.00162 | 93.4 | 93.4 | 144.6
46029 | FRENCHHL | 46079 | ROYAL | 115 | 115 | Grant County, WA | Grant County, WA | 1 | Closed | Line | NO | 0.0075 | 0.0222 | 0.00278 | 93.4 | 93.4 | 144.6
46125 | WHITE TP | 46027 | EVERGN T | 115 | 115 | Grant County, WA | Grant County, WA | 1 | Open | Line | NO | 0.0132 | 0.0261 | 0.00332 | 49 | 49 | 91
43801 | CARVER1 | 43595 | TOWNCNTR | 115 | 115 | Portland General - BES NODE | Portland General - BES NODE | 1 | Closed | Line | NO | 0.00408 | 0.02091 | 0.00349 | 198 | 198 | 239
46023 | EQUIN TP | 46075 | GB-56 | 115 | 115 | Grant County, WA | Grant County, WA | 1 | Closed | Line | NO | 0.00268 | 0.01564 | 0.00222 | 316.1 | 316.1 | 348.4
46021 | COULECTY | 48149 | HEADWORK | 115 | 115 | AVA: Big Bend | AVA: Big Bend | 1 | Closed | Line | NO | 0.00233 | 0.00726 | 0.00085 | 92.4 | 92.4 | 135
46020 | COLRDGTP | 46053 | NEPHRATA | 115 | 115 | Grant County, WA | Grant County, WA | 1 | Closed | Line | NO | 0.00018 | 0.0007 | 0.0001 | 163.7 | 163.7 | 197.4
33947 | RIVRBKJT | 33951 | VLYHMTP1 | 115 | 115 | Conf Load (Stanislaus) | Conf Load (Stockton) | 1 | Closed | Line | NO | 0.00718 | 0.0123 | 0.00132 | 60.4 | 67.7 | 86
46019 | CEPHRATA | 46020 | COLRDGTP | 115 | 115 | Grant County, WA | Grant County, WA | 1 | Closed | Line | NO | 0.00162 | 0.0063 | 0.00086 | 163.7 | 163.7 | 197.4
33946 | RVRBK J1 | 33948 | RVRBK J2 | 115 | 115 | Conf Load (Stanislaus) | Conf Load (Stanislaus) | 1 | Open | Line | NO | 0.0005 | 0.0005 | 0 | 59.2 | 68.7 | 88.2
46017 | CASCADEG | 46054 | PAXSON | 115 | 115 | Grant County, WA | Grant County, WA | 1 | Closed | Line | NO | 0.0017 | 0.0098 | 0.00142 | 176.3 | 176.3 | 213.9
47022 | CITYVIEW+ | 40885 | RICHLAND | 115 | 115 | Lower Columbia Basin | Lower Columbia Basin | 1 | Closed | Line | NO | 0.00107 | 0.00776 | 0.00104 | 201.2 | 201.2 | 256.9
40871 | RAYMOND | 41277 | WILLAPA_RVER | 115 | 115 | Seattle Area, Olympic Peninsula | Seattle Area, Olympic Peninsula | 1 | Closed | Line | NO | 0.01764 | 0.03024 | 0.00307 | 41.8 | 41.8 | 85.6
20065 | CIP-115 | 20083 | SAZ-115 | 115 | 115 | ZoneEN | ZoneEN | 1 | Closed | Line | NO | 0.0267 | 0.1693 | 0.0276 | 120 | 132 | 120
70087 | CAPHILL | 70276 | MAPLETO1 | 115 | 115 | ZoneRD | ZoneRD | 1 | Closed | Line | NO | 0.00335 | 0.01904 | 0.0022 | 182 | 200 | 182
46002 | ADAMS RD | 46035 | JERIC TP | 115 | 115 | Grant County, WA | Grant County, WA | 1 | Closed | Line | NO | 0.005 | 0.0148 | 0.00186 | 93.4 | 93.4 | 144.6
33930 | PEORIA | 33932 | MELONES | 115 | 115 | Conf Load (Stanislaus) | Conf Load (Stanislaus) | 1 | Closed | Line | NO | 0.00479 | 0.02423 | 0.00344 | 119.5 | 119.5 | 119.5
43787 | HARMONYTP1 | 43595 | TOWNCNTR | 115 | 115 | Portland General - BES NODE | Portland General - BES NODE | 1 | Closed | Line | NO | 0.00133 | 0.00698 | 0.0011 | 198 | 198 | 266
32775 | PTPNLT2 | 32762 | STD. OIL | 115 | 115 | Conf Load (East Bay) | Conf Load (East Bay) | 2 | Closed | Line | NO | 0.00246 | 0.0117 | 0.00179 | 140 | 159.7 | 193.6
33932 | MELONES | 33934 | TULLOCH | 115 | 115 | Conf Load (Stanislaus) | Conf Load (Stanislaus) | 1 | Closed | Line | NO | 0.01467 | 0.04242 | 0.00569 | 87.6 | 102.4 | 119.5
45657 | GIBSON | 45745 | PAINE FIELD | 115 | 115 | Snohomish PUD | Snohomish PUD | 1 | Closed | Line | NO | 0.0013 | 0.0068 | 0.00107 | 202.6 | 220.8 | 239
45013 | ASTORIA | 45540 | YUNGSBAY | 115 | 115 | PAC:CLTP | PAC:CLTP | 1 | Closed | Line | NO | 0.0015 | 0.00259 | 0.00027 | 70 | 76 | 98
31514 | PARADSE | 31494 | BIGBENTP | 115 | 115 | Conf Load (N. Valley) | Conf Load (N. Valley) | 1 | Closed | Line | NO | 0.0263 | 0.0803 | 0.00115 | 79.1 | 92.2 | 119.3
10039 | BEV_WOOD | 10376 | WINROCK | 115 | 115 | PNM: Albuquerque | PNM: Albuquerque | 1 | Closed | Line | NO | 0.00084 | 0.00301 | 0.0004 | 154 | 154 | 169
10337 | THOMAS | 10210 | MORRIS | 115 | 115 | PNM: Albuquerque | PNM: Albuquerque | 1 | Closed | Line | NO | 0.0023 | 0.0081 | 0.0011 | 133 | 133 | 167
10019 | ASPEN | 10255 | PRAGER | 115 | 115 | PNM: Albuquerque | PNM: Albuquerque | 1 | Closed | Line | NO | 0.0003 | 0.003 | 0.0005 | 322 | 322 | 409
40877 | REEDSPRT | 41059 | TAHKNICH | 115 | 115 | Western Oregon | Western Oregon | 1 | Closed | Line | NO | 0.0108 | 0.02564 | 0.00316 | 105.6 | 105.6 | 131.4
40885 | RICHLAND | 41069 | THAYER+ | 115 | 115 | Lower Columbia Basin | Lower Columbia Basin | 1 | Closed | Line | NO | 0.00244 | 0.00824 | 0.00099 | 127.5 | 127.5 | 163.3
40873 | RDMND_E | 45263 | RDMNDPPL | 115 | 115 | Southern Oregon | PAC:C.OR | 1 | Closed | Line | NO | 0.00396 | 0.01536 | 0.00221 | 227 | 252 | 333
40885 | RICHLAND | 41063 | TAPTEAL+ | 115 | 115 | Lower Columbia Basin | Lower Columbia Basin | 1 | Closed | Line | NO | 0.00236 | 0.01368 | 0.00186 | 213.1 | 213.1 | 262.9
10103 | EMBUDO | 10345 | TRAMWAY | 115 | 115 | PNM: Albuquerque | PNM: Albuquerque | 1 | Closed | Line | NO | 0.00274 | 0.01088 | 0.00134 | 156 | 156 | 196
40874 | RDMND_W | 44958 | YEW AV T | 115 | 115 | Southern Oregon | PAC:C.OR | 1 | Closed | Line | NO | 0.00596 | 0.01817 | 0.00225 | 101.5 | 101.5 | 155.3
79023 | DURANGO | 79078 | BODO | 115 | 115 | ZoneR4 | Zone69 | 1 | Closed | Line | NO | 0.0011 | 0.0067 | 0.00102 | 137 | 137 | 137
33006 | GRIZLYJ1 | 33012 | EST PRTL | 115 | 115 | Conf Load (Diablo) | Conf Load (Diablo) | 1 | Closed | Line | NO | 0.00386 | 0.01043 | 0.00145 | 140 | 159.7 | 192
42583 | BOE AUB1 | 42584 | ALPAC | 115 | 115 | S.KINGI | S.KINGI | 1 | Closed | Line | NO | 0.00071 | 0.00373 | 0.00058 | 211.1 | 211.1 | 249
40873 | RDMND_E | 40874 | RDMND_W | 115 | 115 | Southern Oregon | Southern Oregon | BS | Closed | Line | NO | 0 | 0.00029 | 0 | 398.3 | 473.2 | 559.7
40906 | RUPPERT_RD+ | 40872 | RED MTN | 115 | 115 | Lower Columbia Basin | Lower Columbia Basin | 1 | Closed | Line | NO | 0.00287 | 0.00839 | 0.00113 | 137.4 | 137.4 | 175.3
20023 | MSN-115 | 20325 | ACU-115 | 115 | 115 | ZoneEN | ZoneEN | 1 | Closed | Line | NO | 0.0063 | 0.0377 | 0.0135 | 120 | 132 | 120
33540 | TESLA | 30625 | TESLA D | 115 | 230 | Conf Load (Stockton) | Conf Load (Stockton) | 3 | Closed | Transformer | YES | 0.00044 | 0.03922 | 0 | 403 | 443 | 403
42576 | BOE1 S | 42586 | BOE2 N | 115 | 115 | S.KINGI | S.KINGI | 1 | Closed | Line | NO | 0.0004 | 0.00317 | 0.00054 | 211.1 | 211.1 | 249
42585 | BOE1 N | 42576 | BOE1 S | 115 | 115 | S.KINGI | S.KINGI | 1 | Closed | Line | NO | 0 | 0.0001 | 0 | 304 | 304 | 354
40872 | RED MTN | 47342 | SUNSETRD | 115 | 115 | Lower Columbia Basin | Lower Columbia Basin | 1 | Closed | Line | NO | 0.00355 | 0.01868 | 0.00293 | 151.4 | 173.3 | 221.1
33540 | TESLA | 30625 | TESLA D | 115 | 230 | Conf Load (Stockton) | Conf Load (Stockton) | 1 | Closed | Transformer | YES | 0.00044 | 0.03922 | 0 | 403 | 443 | 403
10231 | NORTON_2 | 999944 | NORHER11 | 115 | 115 | PNM: Santa Fe | PNM: Santa Fe | 1 | Closed | Line | NO | 0.02227 | 0.12136 | 0.01507 | 186 | 186 | 238
40859 | PROS_RVRFNT# | 40991 | SNIPES+ | 115 | 115 | Lower Columbia Basin | Lower Columbia Basin | 1 | Closed | Line | NO | 0.01409 | 0.02979 | 0.00337 | 51.8 | 51.8 | 103.6
20023 | MSN-115 | 20022 | PNU-115 | 115 | 115 | ZoneEN | ZoneEN | 1 | Closed | Line | NO | 0.0165 | 0.1023 | 0.0178 | 120 | 132 | 120
11015 | ARROYO | 11017 | ARROYO | 115 | 345 | EPE - Native Load | EPE - Native Load | 3 | Closed | Transformer | YES | 0.001 | 0.0509 | 0 | 224 | 257.6 | 224
11015 | ARROYO | 11017 | ARROYO | 115 | 345 | EPE - Native Load | EPE - Native Load | 2 | Closed | Transformer | YES | 0.00085 | 0.0516 | 0 | 224 | 257.6 | 224
33020 | MORAGA | 35101 | SN LNDRO | 115 | 115 | Conf Load (Diablo) | Conf Load (Mission) | 1 | Closed | Line | NO | 0.0252 | 0.0681 | 0.0078 | 98.6 | 110.9 | 111.5
20021 | JAT-115 | 20325 | ACU-115 | 115 | 115 | ZoneEN | ZoneEN | 1 | Closed | Line | NO | 0.0063 | 0.0377 | 0.0135 | 120 | 132 | 120
11015 | ARROYO | 11017 | ARROYO | 115 | 345 | EPE - Native Load | EPE - Native Load | 1 | Closed | Transformer | YES | 0.00105 | 0.0509 | 0 | 224 | 257.6 | 224
11088 | LAS_CRUC | 11015 | ARROYO | 115 | 115 | EPE - Native Load | EPE - Native Load | 1 | Closed | Line | NO | 0.00436 | 0.02319 | 0.0031 | 165.3 | 219.7 | 165.3
61800 | ANDERSN | 61805 | MT HOME | 115 | 115 | ZoneIP NPR | ZoneIP NPR | 1 | Closed | Line | NO | 0.03371 | 0.10493 | 0.01288 | 137 | 137 | 175
40861 | RADAR_PUMPS# | 40959 | SCOOTNEY | 115 | 115 | Lower Columbia Basin | Lower Columbia Basin | 1 | Closed | Line | NO | 0.01389 | 0.04225 | 0.00526 | 137.4 | 137.4 | 175.3
40863 | RAINBOW_VLY# | 408630 | RAINBOW_VLY | 115 | 115 | Western Oregon | Western Oregon | 1 | Closed | Line | NO | 0.00936 | 0.01987 | 0.0023 | 51.8 | 51.8 | 97.6
40859 | PROS_RVRFNT# | 408590 | PROSSER# | 115 | 115 | Lower Columbia Basin | Lower Columbia Basin | 1 | Closed | Line | NO | 0.01805 | 0.03809 | 0.00446 | 105.6 | 105.6 | 137.4
40860 | RADAR_HILL# | 40861 | RADAR_PUMPS# | 115 | 115 | Lower Columbia Basin | Lower Columbia Basin | 1 | Closed | Line | NO | 0.00224 | 0.00681 | 0.00085 | 137.4 | 137.4 | 175.3
79034 | GRANDJCT | 79183 | STRNELSN | 115 | 115 | ZoneRW | Zone69 | 1 | Closed | Line | NO | 0.0356 | 0.14046 | 0.01733 | 95 | 95 | 95
44895 | WHTSTNE | 45186 | FLDR CRK | 115 | 115 | PAC:MDFD | PAC:GRPS | 1 | Open | Line | NO | 0.03062 | 0.09325 | 0.01136 | 113 | 124 | 162
79023 | DURANGO | 79128 | ANIMARIV | 115 | 115 | ZoneR4 | Zone69 | 1 | Closed | Line | NO | 0.00258 | 0.01016 | 0.00132 | 64 | 64 | 64
41193 | CARBNDM | 40897 | ROSS | 115 | 115 | Clark County, WA | Portland Area | 1 | Closed | Line | NO | 0.00573 | 0.02446 | 0.00323 | 75.7 | 75.7 | 143.4
72432 | LINDON | 73006 | ANTON | 115 | 115 | ZoneEC | ZoneEC | 1 | Closed | Line | NO | 0.02786 | 0.06519 | 0.00739 | 68 | 68 | 68
31470 | SLYCREEK | 31472 | WOODLEAFJCT | 115 | 115 | Conf Load (N. Valley) | Conf Load (N. Valley) | 1 | Closed | Line | NO | 0.02238 | 0.03539 | 0.00331 | 60.4 | 67.7 | 86
40857 | PRIEST_RVR# | 408570 | PRIEST_RVR | 115 | 115 | Spokane Area, N Idaho, W Montana | Spokane Area, N Idaho, W Montana | 1 | Closed | Line | NO | 0.00867 | 0.01754 | 0.00224 | 51.8 | 51.8 | 107.6
42515 | ASBURY | 42587 | BOWLAKE | 115 | 115 | S.KING | S.KING | 1 | Closed | Line | NO | 0.00084 | 0.00428 | 0.00071 | 211.1 | 211.1 | 249
11060 | DIABLO | 11131 | RIO_GRAN | 115 | 115 | EPE - Native Load | EPE - Native Load | 1 | Closed | Line | NO | 0.00156 | 0.01164 | 0.00338 | 331.8 | 441.4 | 331.8
32994 | BOLLMAN | 32992 | BOLLMAN2 | 115 | 115 | Conf Load (Diablo) | Conf Load (Diablo) | 2 | Open | Line | NO | 0.0077 | 0.0122 | 0.0016 | 59.2 | 68.7 | 88.2
40856 | PRIEST_AVA# | 48347 | PRIEST_AVA | 115 | 115 | Spokane Area, N Idaho, W Montana | AVA: Coeur D'Alene | 1 | Closed | Line | NO | 7e-05 | 0.00038 | 5e-05 | 149.4 | 149.4 | 220.9
45849 | SCOTT | 45861 | WATERFRONT | 115 | 115 | Snohomish PUD | Snohomish PUD | 1 | Closed | Line | NO | 0.00023 | 0.00368 | 0.00057 | 137.4 | 137.4 | 168.3
42513 | OBRIEN N | 42604 | HARVEST | 115 | 115 | S.KING | S.KING | 1 | Closed | Line | NO | 0.00013 | 0.00067 | 0.0001 | 211.1 | 211.1 | 249
42513 | OBRIEN N | 42599 | FALCON | 115 | 115 | S.KING | S.KING | 1 | Closed | Line | NO | 0.00142 | 0.00744 | 0.0012 | 211.1 | 211.1 | 249
48329 | POST FLS | 40855 | PRAIRIEB | 115 | 115 | AVA: Coeur D'Alene | AVA: Coeur D'Alene | 1 | Closed | Line | NO | 0.00732 | 0.02469 | 0.00339 | 92.4 | 92.4 | 119.5
45859 | SWAMP CREEK | 45913 | POLARIS T | 115 | 115 | Snohomish PUD | Snohomish PUD | 1 | Closed | Line | NO | 0.00073 | 0.00573 | 0.00099 | 271.3 | 291.6 | 346.8
40857 | PRIEST_RVR# | 40856 | PRIEST_AVA# | 115 | 115 | Spokane Area, N Idaho, W Montana | Spokane Area, N Idaho, W Montana | 1 | Closed | Line | NO | 0.00185 | 0.01045 | 0.0015 | 213.1 | 213.1 | 274.9
20020 | POP-115 | 20083 | SAZ-115 | 115 | 115 | ZoneTJ | ZoneEN | 1 | Closed | Line | NO | 0.0387 | 0.2479 | 0.0358 | 120 | 132 | 120
41251 | ROSALC12 | 40897 | ROSS | 115 | 115 | Portland Area | Portland Area | 2 | Closed | Line | NO | 0.00011 | 0.00116 | 0.00018 | 308.7 | 308.7 | 380.4
33016 | ALHAMTP2 | 33011 | ALHAMBRA | 115 | 115 | Conf Load (Diablo) | Conf Load (Diablo) | 1 | Open | Line | NO | 0.0005 | 0.0005 | 0 | 87.6 | 102.4 | 132.7
10503 | ZIA_2 | 10326 | SPACHECO | 115 | 115 | PNM: Santa Fe | PNM: Santa Fe | 1 | Closed | Line | NO | 0.0055 | 0.0208 | 0.00281 | 156 | 156 | 196
45811 | TWENTIETH | 45865 | HARDESON | 115 | 115 | Snohomish PUD | Snohomish PUD | 1 | Closed | Line | NO | 0.00072 | 0.0058 | 0.00096 | 202.6 | 208 | 239
20019 | PJZ-115 | 20326 | JOY-115 | 115 | 115 | ZoneTJ | ZoneTJ | 1 | Closed | Line | NO | 0.00257 | 0.00851 | 0.00072 | 120 | 132 | 120
79023 | DURANGO | 79071 | HESPERUS | 115 | 115 | ZoneR4 | ZoneR4 | 1 | Closed | Line | NO | 0.0151 | 0.0503 | 0.00591 | 127 | 127 | 127
47562 | MONROE+ | 40843 | PORT ANG | 115 | 115 | Seattle Area, Olympic Peninsula | Seattle Area, Olympic Peninsula | 1 | Closed | Line | NO | 0.00162 | 0.00978 | 0.01948 | 95.6 | 95.6 | 189.2
47171 | HZLDL CC | 40897 | ROSS | 115 | 115 | Clark County, WA | Portland Area | 1 | Closed | Line | NO | 0.00203 | 0.01063 | 0.0008 | 155 | 175.7 | 229.3
44903 | PARKDALE_21 | 45411 | PARK ST | 115 | 115 | PAC:GRPS | PAC:GRPS | 1 | Closed | Line | NO | 0.00063 | 0.00282 | 0.00038 | 116 | 145 | 182
47230 | SILVERADO# | 40843 | PORT ANG | 115 | 115 | Seattle Area, Olympic Peninsula | Seattle Area, Olympic Peninsula | 1 | Closed | Line | NO | 0.0333 | 0.10157 | 0.01258 | 137.4 | 137.4 | 169.3
40897 | ROSS | 47242 | SW52 | 115 | 115 | Portland Area | Clark County, WA | 1 | Closed | Line | NO | 0.002 | 0.01055 | 0.00164 | 155 | 175.7 | 229.3
20019 | PJZ-115 | 20304 | TSHO-115 | 115 | 115 | ZoneTJ | ZoneTJ | 1 | Closed | Line | NO | 0.00062 | 0.00387 | 0.00071 | 131 | 145 | 131
42508 | BERRYDAL | 42617 | LKMERIDI | 115 | 115 | S.KING | S.KING | 1 | Closed | Line | NO | 0.00183 | 0.01096 | 0.0018 | 211.1 | 211.1 | 249
42508 | BERRYDAL | 42597 | FAIRWOOD | 115 | 115 | S.KING | S.KING | 1 | Closed | Line | NO | 0.00547 | 0.02966 | 0.00477 | 110 | 110 | 180.3
47368 | BRASADA | 41167 | BROTHERS+ | 115 | 115 | Southern Oregon | Southern Oregon | 1 | Closed | Line | NO | 0.08085 | 0.24592 | 0.03063 | 137.4 | 137.4 | 175.3
65469 | GREENTIMBER+ | 65470 | DRUMMOND | 115 | 115 | ID BPA | ID BPA | 1 | Closed | Line | NO | 0.01799 | 0.03888 | 0.00461 | 51.8 | 51.8 | 107.6
43587 | TIGARD | 43591 | TIGARD 2 | 115 | 115 | Portland General - BES NODE | Portland General - BES NODE | 1 | Open | Line | NO | 0.00016 | 0.0008 | 0.00014 | 219 | 219 | 285
45840 | C MARYS T | 45910 | QUILCEDA T2 | 115 | 115 | Snohomish PUD | Snohomish PUD | 1 | Closed | Line | NO | 0.0005 | 0.0027 | 0.0004 | 202.6 | 220.8 | 257.8
42514 | OBRIEN S | 42506 | CHRISTOP | 115 | 115 | S.KING | S.KING | 1 | Closed | Line | NO | 0.00482 | 0.02692 | 0.00437 | 110 | 110 | 180.3
77501 | DERBHILT | 78101 | BOYD | 115 | 115 | PRPA | PRPA | 1 | Closed | Line | NO | 0.00171 | 0.01256 | 0.00171 | 236 | 236 | 236
44902 | PARKDALE_88 | 45121 | GRANT PS | 115 | 115 | PAC:GRPS | PAC:GRPS | 1 | Closed | Line | NO | 0.00372 | 0.01971 | 0.00305 | 114 | 125 | 163
10231 | NORTON_2 | 13301 | BUCKMAN | 115 | 115 | PNM: Santa Fe | PNM: Santa Fe | 1 | Closed | Line | NO | 0.0016 | 0.0053 | 0.00064 | 116 | 116 | 142
31264 | STHELNJ2 | 32553 | MNTCLOJ2 | 115 | 115 | Conf Load (N. Coast) | Conf Load (North Bay) | 1 | Closed | Line | NO | 0.0298 | 0.0791 | 0.0093 | 74.7 | 86.8 | 111.5
42930 | AGATE PA | 42958 | PMADSNTP | 115 | 115 | KITSAP | KITSAP | 1 | Open | Line | NO | 8e-05 | 0.0004 | 7e-05 | 211.1 | 211.1 | 249
20019 | PJZ-115 | 20022 | PNU-115 | 115 | 115 | ZoneTJ | ZoneEN | 1 | Closed | Line | NO | 0.0178 | 0.1152 | 0.0064 | 120 | 132 | 120
40835 | POMEROY+ | 41400 | TUCANN R | 115 | 115 | Southeast Washington | Southeast Washington | 1 | Closed | Line | NO | 0.00873 | 0.03762 | 0.00466 | 167.7 | 167.7 | 215.9
33014 | ALHAMTP1 | 33011 | ALHAMBRA | 115 | 115 | Conf Load (Diablo) | Conf Load (Diablo) | 1 | Closed | Line | NO | 0.0005 | 0.0005 | 0 | 87.6 | 102.4 | 132.7
79023 | DURANGO | 79089 | SHENDOAH | 115 | 115 | ZoneR4 | Zone69 | 1 | Closed | Line | NO | 0.0048 | 0.03 | 0.00398 | 229 | 229 | 229
45840 | C MARYS T | 45841 | KELLOGM T2 | 115 | 115 | Snohomish PUD | Snohomish PUD | 1 | Closed | Line | NO | 0.00096 | 0.00503 | 0.0008 | 202.6 | 220.8 | 257.8
72240 | SPRNGCK | 79088 | TAMARRON | 115 | 115 | Zone69 | Zone69 | 1 | Closed | Line | NO | 0.02724 | 0.14407 | 0.0181 | 95 | 95 | 95
20019 | PJZ-115 | 20020 | POP-115 | 115 | 115 | ZoneTJ | ZoneTJ | 1 | Closed | Line | NO | 0.0102 | 0.065 | 0.0074 | 120 | 132 | 120
20065 | CIP-115 | 20073 | MND-115 | 115 | 115 | ZoneEN | ZoneEN | 1 | Closed | Line | NO | 0.00516 | 0.02856 | 0.00206 | 120 | 132 | 120
20075 | KON-115 | 20074 | COE-115 | 115 | 115 | ZoneEN | ZoneEN | 1 | Closed | Line | NO | 0.02049 | 0.0704 | 0.00961 | 60 | 66 | 60
45842 | SCOTT 2 | 45799 | TENTH T | 115 | 115 | Snohomish PUD | Snohomish PUD | 1 | Closed | Line | NO | 0.00118 | 0.00837 | 0.00106 | 202.6 | 220.8 | 257.8
42455 | STERLNGP | 42460 | UNIONHLL | 115 | 115 | N.KING | N.KING | 1 | Closed | Line | NO | 0.00146 | 0.01142 | 0.00201 | 285 | 285 | 335.6
31255 | LAKEVLLE | 31258 | SONOMA | 115 | 115 | Conf Load (N. Coast) | Conf Load (N. Coast) | 1 | Closed | Line | NO | 0.0114 | 0.0383 | 0.0058 | 224.3 | 224.3 | 239
42448 | SCENIC | 42449 | SKYKOMSH | 115 | 115 | N.KING | N.KING | 1 | Closed | Line | NO | 0.02424 | 0.06095 | 0.00689 | 68.1 | 68.1 | 87.4
42474 | PLATEAU | 42446 | SAHALEE | 115 | 115 | N.KING | N.KING | 1 | Closed | Line | NO | 0.00246 | 0.01272 | 0.00206 | 211.1 | 211.1 | 249
20065 | CIP-115 | 20075 | KON-115 | 115 | 115 | ZoneEN | ZoneEN | 1 | Closed | Line | NO | 0.0809 | 0.2779 | 0.0379 | 120 | 132 | 120
40831 | PISTOL_RVR# | 47052 | THOMCRK1# | 115 | 115 | Western Oregon | Western Oregon | 1 | Closed | Line | NO | 0.00754 | 0.04905 | 0.00651 | 196 | 196 | 196
20075 | KON-115 | 20078 | TRI-115 | 115 | 115 | ZoneEN | ZoneEN | 1 | Closed | Line | NO | 0.04383 | 0.15062 | 0.02057 | 80 | 88 | 80
40831 | PISTOL_RVR# | 47048 | GLDBCHL1 | 115 | 115 | Western Oregon | Western Oregon | 1 | Closed | Line | NO | 0.00877 | 0.05703 | 0.00757 | 196 | 196 | 196
47027 | DIAM LAK TAP | 40907 | SACHEEN | 115 | 115 | AVA: Pend Oreille PUD | Spokane Area, N Idaho, W Montana | 1 | Closed | Line | NO | 0.00542 | 0.03113 | 0.0043 | 197.2 | 197.2 | 262.9
45912 | QUILCEDA T1 | 45807 | TULALIP T | 115 | 115 | Snohomish PUD | Snohomish PUD | 1 | Closed | Line | NO | 0.0014 | 0.0073 | 0.00115 | 202.6 | 220.8 | 239
44936 | BEALL LN | 44937 | MEDCOTAP | 115 | 115 | PAC:MDFD | PAC:MDFD | 1 | Closed | Line | NO | 0.00077 | 0.00401 | 0.00064 | 151 | 212 | 236
42436 | OVERLAKE | 42437 | OVLAKETP | 115 | 115 | N.KING | N.KING | 1 | Closed | Line | NO | 0.001 | 0.00512 | 0.00085 | 211.1 | 211.1 | 249
64050 | KINGSRVR_SS | 64210 | OROVDA+ | 115 | 115 | NON-SPP GEN | NON-SPP GEN | 1 | Closed | Line | NO | 0.03442 | 0.05251 | 0.01128 | 67.7 | 67.7 | 67.7
42435 | OLYCANYT | 42457 | SW922TAP | 115 | 115 | N.KING | N.KING | 1 | Closed | Line | NO | 0.00149 | 0.00826 | 0.00117 | 211.1 | 211.1 | 249
40911 | SACJAWEA | 40915 | SACJWA# | 115 | 115 | Lower Columbia Basin | Lower Columbia Basin | 2 | Closed | Line | NO | 0.00019 | 0.00225 | 0.00054 | 348.6 | 348.6 | 448.2
79020 | CURECANT | 79192 | SOCANAL | 115 | 115 | ZoneR4 | ZoneR4 | 1 | Closed | Line | NO | 0.0179 | 0.08113 | 0.01075 | 137 | 156 | 137
20065 | CIP-115 | 20082 | LOS-115 | 115 | 115 | ZoneEN | ZoneEN | 1 | Closed | Line | NO | 0.0081 | 0.0503 | 0.005 | 120 | 132 | 120
33020 | MORAGA | 35101 | SN LNDRO | 115 | 115 | Conf Load (Diablo) | Conf Load (Mission) | 2 | Closed | Line | NO | 0.025 | 0.0674 | 0.0077 | 98.6 | 110.9 | 111.5
44937 | MEDCOTAP | 45271 | SAGEROAD | 115 | 115 | PAC:MDFD | PAC:MDFD | 1 | Closed | Line | NO | 0.00103 | 0.00533 | 0.00087 | 151 | 212 | 236
42427 | N.BOTHEL | 42456 | SW197TAP | 115 | 115 | N.KING | N.KING | 1 | Closed | Line | NO | 0.00119 | 0.00932 | 0.00162 | 255.8 | 255.8 | 298.8
43695 | DURHAM 2 | 43589 | TIGARD 1 | 115 | 115 | Portland General - BES NODE | Portland General - BES NODE | 1 | Closed | Line | NO | 0.00092 | 0.00471 | 0.00078 | 198 | 198 | 239
44936 | BEALL LN | 45478 | SCENICPW | 115 | 115 | PAC:MDFD | PAC:MDFD | 1 | Closed | Line | NO | 0.00198 | 0.01039 | 0.00164 | 151 | 212 | 236
43181 | FAIRMNT | 40921 | SALEM | 115 | 115 | Portland General - BES NODE | Portland Area | 1 | Closed | Line | NO | 0.00275 | 0.0145 | 0.00229 | 198 | 198 | 239
44925 | ROXYANN | 45181 | LONEPINE | 115 | 115 | PAC:MDFD | PAC:MDFD | 1 | Closed | Line | NO | 0.00171 | 0.01228 | 0.00166 | 239 | 239 | 330
38410 | WESTL115 | 30670 | WESTLEY | 115 | 230 | Conf Load (TID) | Conf Load (TID) | 2 | Closed | Transformer | YES | 0.00116 | 0.05905 | 0 | 167 | 200.4 | 167
45787 | WALLACE T | 45789 | SULTAN | 115 | 115 | Snohomish PUD | Snohomish PUD | 1 | Closed | Line | NO | 0.0017 | 0.0085 | 0.00141 | 202.6 | 202.6 | 239
40921 | SALEM | 45142 | DALLAS | 115 | 115 | Portland Area | PAC:WLMT | 1 | Closed | Line | NO | 0.01419 | 0.06888 | 0.01062 | 122 | 152 | 172
45787 | WALLACE T | 45869 | WALLACE R | 115 | 115 | Snohomish PUD | Snohomish PUD | 1 | Closed | Line | NO | 0.0031 | 0.0075 | 0.00106 | 117.5 | 128.1 | 148.2
40819 | PLYMOUTH# | 408190 | PLYMOUTH+ | 115 | 115 | Lower Columbia Basin | Lower Columbia Basin | 1 | Closed | Line | NO | 0.00386 | 0.02489 | 0.00371 | 169.3 | 195.2 | 243
45789 | SULTAN | 45823 | WOODS CK | 115 | 115 | Snohomish PUD | Snohomish PUD | 1 | Closed | Line | NO | 0.0065 | 0.0334 | 0.00551 | 202.6 | 202.6 | 239
78666 | FONTERO E | 78667 | FONTERO W | 115 | 115 | CSU | CSU | 1 | Closed | Line | NO | 0 | 0.00029 | 0 | 239 | 239 | 239
11011 | ANTHONY | 11243 | TALAVERA | 115 | 115 | EPE - Native Load | EPE - Native Load | 1 | Closed | Line | NO | 0.02176 | 0.12284 | 0.01481 | 113.7 | 113.7 | 113.7
70086 | CANONCTY | 70390 | SKALA | 115 | 115 | ZoneWP | ZoneWP | 1 | Closed | Line | NO | 0.0232 | 0.06657 | 0.00819 | 110 | 110 | 110
45733 | NAVY | 45737 | NORTON | 115 | 115 | Snohomish PUD | Snohomish PUD | 1 | Closed | Line | NO | 0.0004 | 0.0023 | 0.00035 | 202.6 | 220.8 | 257.8
47286 | HUGHES_S# | 40921 | SALEM | 115 | 115 | Portland Area | Portland Area | 2 | Closed | Line | NO | 0.00081 | 0.01042 | 0.00145 | 302.8 | 302.8 | 406.3
40541 | HOOD RVR | 41071 | T_DALLES | 115 | 115 | Portland Area | Lower Columbia Basin | 1 | Closed | Line | NO | 0.01571 | 0.09297 | 0.01183 | 203.2 | 203.2 | 261.5
43573 | SYLVAN | 43786 | SYLVAN # | 115 | 115 | Portland General - BES NODE | Portland General - BES NODE | 1 | Closed | Line | NO | 0.00132 | 0.00699 | 0.00109 | 198 | 198 | 266
33020 | MORAGA | 35101 | SN LNDRO | 115 | 115 | Conf Load (Diablo) | Conf Load (Mission) | 3 | Closed | Line | NO | 0.0213 | 0.0626 | 0.0083 | 127.5 | 141.6 | 141.8
79012 | CORTEZ | 79073 | BLUEDOOR | 115 | 115 | ZoneR4 | ZoneR4 | 1 | Closed | Line | NO | 0.0063 | 0.02149 | 0.00295 | 143 | 143 | 143
11011 | ANTHONY | 11177 | NUWAY | 115 | 115 | EPE - Native Load | EPE - Native Load | 1 | Closed | Line | NO | 0.00655 | 0.03535 | 0.0053 | 165.3 | 219.7 | 165.3
43195 | FARGO | 40805 | OREGON_CITY | 115 | 115 | Portland General - BES NODE | Portland Area | 2 | Closed | Line | NO | 0.01086 | 0.03863 | 0.00491 | 101.6 | 101.6 | 145.4
11108 | MOONGATE | 11015 | ARROYO | 115 | 115 | EPE - Native Load | EPE - Native Load | 1 | Closed | Line | NO | 0.0129 | 0.084 | 0.01219 | 184.8 | 246.6 | 184.8
10230 | NORTON_1 | 10457 | AN_TAP | 115 | 115 | PNM: Santa Fe | PNM: Santa Fe | 1 | Closed | Line | NO | 0.01215 | 0.04062 | 0.00277 | 141 | 159 | 141
47288 | READ# | 40925 | SALEM_AL# | 115 | 115 | Portland Area | Portland Area | 1 | Closed | Line | NO | 0.00122 | 0.00382 | 0.00046 | 125.5 | 125.5 | 153.4
40927 | SAMUELS+ | 401330 | SAM_BON_JMP | 115 | 115 | Spokane Area, N Idaho, W Montana | Spokane Area, N Idaho, W Montana | 1 | Closed | Line | NO | 0.01205 | 0.10991 | 0.01424 | 278.9 | 278.9 | 358.5
32804 | VLYVWTP2 | 32764 | VALLY VW | 115 | 115 | Conf Load (East Bay) | Conf Load (East Bay) | 2 | Open | Line | NO | 0.0011 | 0.0052 | 0.0008 | 119.5 | 119.5 | 119.5
10139 | INEZ | 10094 | EB-HW | 115 | 115 | PNM: Albuquerque | PNM: Albuquerque | 1 | Open | Line | NO | 0.00176 | 0.00638 | 0.00088 | 154 | 154 | 169
40927 | SAMUELS+ | 401330 | SAM_BON_JMP | 115 | 115 | Spokane Area, N Idaho, W Montana | Spokane Area, N Idaho, W Montana | 2 | Closed | Line | NO | 0.01205 | 0.10991 | 0.01424 | 278.9 | 278.9 | 358.5
33208 | MARTIN C | 30695 | MARTIN C | 115 | 230 | Conf Load (S.F.) | Conf Load (S.F.) | 7 | Closed | Transformer | YES | 0.00044 | 0.02187 | 0 | 420 | 462 | 420
40929 | SAND CRK | 40934 | PONDERAY+ | 115 | 115 | Spokane Area, N Idaho, W Montana | Spokane Area, N Idaho, W Montana | 1 | Closed | Line | NO | 0.00034 | 0.00296 | 0.00041 | 125.5 | 125.5 | 274.9
40929 | SAND CRK | 409290 | SAN_SEL_JMP | 115 | 115 | Spokane Area, N Idaho, W Montana | Spokane Area, N Idaho, W Montana | 1 | Closed | Line | NO | 0.00012 | 0.00105 | 0.00015 | 278.9 | 278.9 | 358.5
409290 | SAN_SEL_JMP | 40927 | SAMUELS+ | 115 | 115 | Spokane Area, N Idaho, W Montana | Spokane Area, N Idaho, W Montana | 2 | Closed | Line | NO | 0.00439 | 0.03998 | 0.00519 | 278.9 | 278.9 | 358.5
45761 | RICHMOND T | 45819 | WESTGATE | 115 | 115 | Snohomish PUD | Snohomish PUD | 1 | Closed | Line | NO | 0.0034 | 0.0083 | 0.00112 | 117.5 | 128.1 | 148.2
45759 | RICHMOND | 45761 | RICHMOND T | 115 | 115 | Snohomish PUD | Snohomish PUD | 1 | Closed | Line | NO | 0.0041 | 0.01052 | 0.00132 | 96.6 | 105.3 | 128.9
40791 | OLYMPIA E | 47226 | SKOOKUM | 115 | 115 | Seattle Area, Olympic Peninsula | Seattle Area, Olympic Peninsula | 2 | Closed | Line | NO | 0.01814 | 0.07508 | 0.00922 | 137.4 | 137.4 | 169.3
45747 | PERRINV | 45749 | PERRINV T | 115 | 115 | Snohomish PUD | Snohomish PUD | 1 | Closed | Line | NO | 0.0002 | 0.0006 | 7e-05 | 117.5 | 128.1 | 148.2
42809 | OLY P N | 40791 | OLYMPIA E | 115 | 115 | THURSTN | Seattle Area, Olympic Peninsula | 1 | Closed | Line | NO | 0.00155 | 0.01281 | 0.002 | 280.9 | 280.9 | 330.8
40929 | SAND CRK | 409291 | SAN_SAN_CIO | 115 | 115 | Spokane Area, N Idaho, W Montana | Spokane Area, N Idaho, W Montana | 1 | Closed | Line | NO | 0.0032 | 0.02798 | 0.00385 | 278.9 | 278.9 | 358.5
32802 | VLYVWTP1 | 32766 | EL CRRTO | 115 | 115 | Conf Load (East Bay) | Conf Load (East Bay) | 1 | Closed | Line | NO | 0.00859 | 0.02281 | 0.00266 | 82.7 | 93.6 | 111.5
42800 | OLYMPA P | 40791 | OLYMPIA E | 115 | 115 | THURSTN | Seattle Area, Olympic Peninsula | 2 | Closed | Line | NO | 0.00154 | 0.01271 | 0.00198 | 280.9 | 280.9 | 330.8
44925 | ROXYANN | 45017 | BALDY SS | 115 | 115 | PAC:MDFD | PAC:MDFD | 1 | Closed | Line | NO | 0.00285 | 0.02043 | 0.00276 | 248 | 304 | 342
40790 | OLYMPIA W | 47217 | S ELMA | 115 | 115 | Seattle Area, Olympic Peninsula | Seattle Area, Olympic Peninsula | 1 | Closed | Line | NO | 0.04057 | 0.12374 | 0.01533 | 84.5 | 111.9 | 109
79003 | BASALT | 79004 | BASALT | 115 | 230 | ZoneRW | ZoneRW | T1 | Closed | Transformer | YES | 0.00129 | 0.05554 | 0 | 114 | 120 | 114
43825 | MAXIMTP1 | 43549 | STMARYE2 | 115 | 115 | Portland General - BES NODE | Portland General - BES NODE | 1 | Closed | Line | NO | 0.00047 | 0.0023 | 0.00038 | 319 | 319 | 319
20066 | EPCH-115 | 20073 | MND-115 | 115 | 115 | ZoneEN | ZoneEN | 1 | Closed | Line | NO | 0.02192 | 0.07531 | 0.01035 | 120 | 132 | 120
47185 | MALOTT# | 40789 | OKANOGAN | 115 | 115 | Central Washington | Central Washington | 1 | Closed | Line | NO | 0.03787 | 0.03609 | 0.00312 | 45 | 45 | 60
79003 | BASALT | 79004 | BASALT | 115 | 230 | ZoneRW | ZoneRW | T2 | Closed | Transformer | YES | 0.00129 | 0.05554 | 0 | 168 | 190 | 168
40789 | OKANOGAN | 40932 | SANDFLAT+ | 115 | 115 | Central Washington | Central Washington | 1 | Closed | Line | NO | 0.00639 | 0.02631 | 0.0034 | 131 | 171 | 173
79003 | BASALT | 79018 | CRYSTLPS | 115 | 115 | ZoneRW | ZoneRW | 1 | Closed | Line | NO | 0.01668 | 0.06585 | 0.00846 | 84 | 84 | 84
79006 | BEAVERCU | 79068 | WOLCOTT | 115 | 115 | ZoneRW | ZoneRW | 1 | Closed | Line | NO | 0.0144 | 0.05684 | 0.00732 | 120 | 120 | 120
44898 | ILLATP46 | 45489 | SODASPGS | 115 | 115 | PAC:ROSE | PAC:ROSE | 1 | Closed | Line | NO | 0.00422 | 0.02352 | 0.00329 | 174 | 192 | 199
43826 | MAXIMTP2 | 43585 | TEKTRONX | 115 | 115 | Portland General - BES NODE | Portland General - BES NODE | 1 | Closed | Line | NO | 0.00048 | 0.00239 | 0.00038 | 319 | 319 | 319
15127 | SPURLOCK | 15130 | CARREL | 115 | 115 | SRP EMA 115kV | SRP EMA 115kV | 1 | Closed | Line | NO | 0.00618 | 0.01597 | 0.0036 | 138.2 | 153.8 | 138.2
43777 | RALGHHL# | 43577 | SYLVAN 2 | 115 | 115 | Portland General - BES NODE | Portland General - BES NODE | 1 | Closed | Line | NO | 0.00182 | 0.00906 | 0.00165 | 219 | 219 | 285
47273 | MORISON+ | 40783 | NORWAY+ | 115 | 115 | Western Oregon | Western Oregon | 1 | Closed | Line | NO | 0.02434 | 0.06131 | 0.00726 | 51.8 | 51.8 | 97.6
11015 | ARROYO | 11136 | SALOPEK | 115 | 115 | EPE - Native Load | EPE - Native Load | 1 | Closed | Line | NO | 0.0158 | 0.0595 | 0.008 | 135.4 | 179.5 | 135.4
20070 | GLL-115 | 20069 | CEC-115 | 115 | 115 | ZoneEN | ZoneEN | 1 | Closed | Line | NO | 0.0012 | 0.0064 | 0.001 | 80 | 88 | 80
40785 | NOTI_CREEK+ | 41133 | WALTON+ | 115 | 115 | Western Oregon | Western Oregon | 1 | Closed | Line | NO | 0.00921 | 0.05531 | 0.00696 | 203.2 | 203.2 | 251
40781 | NO_BROOK# | 47066 | PARKVIEW+ | 115 | 115 | Western Oregon | Western Oregon | 1 | Closed | Line | NO | 0.00132 | 0.00812 | 0.00118 | 196 | 196 | 196
33020 | MORAGA | 33010 | SOBRANTE | 115 | 115 | Conf Load (Diablo) | Conf Load (Diablo) | 1 | Closed | Line | NO | 0.00414 | 0.01895 | 0.00781 | 181.5 | 203.4 | 239
79020 | CURECANT | 79253 | CRYSTAL | 115 | 115 | ZoneR4 | ZoneR4 | 1 | Closed | Line | NO | 0.01632 | 0.06402 | 0.00826 | 80 | 80 | 80
40781 | NO_BROOK# | 47052 | THOMCRK1# | 115 | 115 | Western Oregon | Western Oregon | 1 | Closed | Line | NO | 0.0071 | 0.0464 | 0.00614 | 196 | 196 | 196
20071 | EDA-115 | 20070 | GLL-115 | 115 | 115 | ZoneEN | ZoneEN | 1 | Closed | Line | NO | 0.0031 | 0.0172 | 0.0026 | 80 | 88 | 80
41222 | KELLER# | 40777 | NESPELEM# | 115 | 115 | Central Washington | Central Washington | 2 | Closed | Line | NO | 0.01024 | 0.03116 | 0.00388 | 85.6 | 85.6 | 147.4
40775 | NASELLE | 41331 | TARLETT1 | 115 | 115 | Portland Area | Portland Area | 1 | Closed | Line | NO | 0.03869 | 0.09516 | 0.01115 | 51.8 | 51.8 | 97.6
40775 | NASELLE | 41272 | OXBOW# | 115 | 115 | Portland Area | Portland Area | 1 | Closed | Line | NO | 0.02663 | 0.11401 | 0.01429 | 165.3 | 165.3 | 201.2
40955 | SCHRAG | 46091 | SCHRAG T | 115 | 115 | Central Washington | Grant County, WA | 1 | Closed | Line | NO | 0.03148 | 0.06425 | 0.00804 | 89.6 | 89.6 | 127.5
41208 | GRAYS_RIVER+ | 40775 | NASELLE | 115 | 115 | Portland Area | Portland Area | 1 | Closed | Line | NO | 0.00995 | 0.06417 | 0.00701 | 213.1 | 213.1 | 262.9
48017 | ATHOLTAP | 40953 | SCARCELO | 115 | 115 | AVA: Coeur D'Alene | AVA: Coeur D'Alene | 1 | Closed | Line | NO | 0.00765 | 0.03083 | 0.00425 | 123.7 | 123.7 | 182.5
43741 | TEK 1 | 43585 | TEKTRONX | 115 | 115 | Portland General - BES NODE | Portland General - BES NODE | 1 | Closed | Line | NO | 0.00075 | 0.00396 | 0.00063 | 198 | 198 | 266
407730 | N_PASCO+ | 40773 | N_PASCO# | 115 | 115 | Lower Columbia Basin | Lower Columbia Basin | 1 | Closed | Line | NO | 0.00365 | 0.01409 | 0.00214 | 88 | 102 | 115
47361 | BROADMOOR+ | 40773 | N_PASCO# | 115 | 115 | Lower Columbia Basin | Lower Columbia Basin | 1 | Closed | Line | NO | 0.00895 | 0.02603 | 0.00355 | 99 | 113 | 137
33010 | SOBRANTE | 30540 | SOBRANTE | 115 | 230 | Conf Load (Diablo) | Conf Load (Diablo) | 1 | Closed | Transformer | YES | 0.00044 | 0.02319 | 0 | 398 | 463.7 | 398
40770 | LONGVIEW_N | 474350 | LON_WAS_CIO | 115 | 115 | Cowlitz County, WA | Cowlitz County, WA | 1 | Closed | Line | NO | 0.00095 | 0.00741 | 0.00131 | 278.9 | 278.9 | 342.6
78679 | SANTA FE N | 78680 | SANTA FE | 115 | 115 | CSU | CSU | 1 | Closed | Line | NO | 0 | 0.00029 | 0 | 343 | 378 | 343
20070 | GLL-115 | 20072 | FAM-115 | 115 | 115 | ZoneEN | ZoneEN | 1 | Closed | Line | NO | 0.00155 | 0.0086 | 0.0013 | 80 | 88 | 80
44899 | ILLATP39 | 45506 | TOKETESS | 115 | 115 | PAC:ROSE | PAC:ROSE | 1 | Closed | Line | NO | 0.008 | 0.04483 | 0.00617 | 173 | 192 | 253
40931 | SANDPOINT | 40933 | DOVER_NLI | 115 | 115 | Spokane Area, N Idaho, W Montana | Spokane Area, N Idaho, W Montana | 1 | Closed | Line | NO | 2e-05 | 0.00011 | 1e-05 | 203.2 | 203.2 | 262.9
40765 | MURRAY | 45871 | GRANFAL T2 | 115 | 115 | Seattle Area, Olympic Peninsula | Snohomish PUD | 1 | Closed | Line | NO | 0.0044 | 0.03488 | 0.00589 | 202.6 | 220.8 | 239
10341 | TL-1 | 10095 | EB-TL | 115 | 115 | PNM: Albuquerque | PNM: Albuquerque | 1 | Closed | Line | NO | 0.0002 | 0.0007 | 0.0001 | 133 | 133 | 167
40765 | MURRAY | 45773 | EDGECOMB | 115 | 115 | Seattle Area, Olympic Peninsula | Snohomish PUD | 1 | Closed | Line | NO | 0.00412 | 0.02367 | 0.00365 | 202.6 | 220.8 | 239
44945 | CIRCLTP1 | 44946 | CIRCLTP2 | 115 | 115 | PAC:WLMT | PAC:WLMT | 1 | Open | Line | NO | 0.00013 | 0.00067 | 0.00011 | 169 | 211 | 249
40960 | SNO_BEV3_CIO | 40992 | SNOHOMISH_S3 | 115 | 115 | Seattle Area, Olympic Peninsula | Seattle Area, Olympic Peninsula | 3 | Closed | Line | NO | 0.00442 | 0.02533 | 0.00352 | 197.2 | 197.2 | 251
47057 | JASPER | 40761 | MT_VERNON | 115 | 115 | Western Oregon | Western Oregon | 1 | Closed | Line | NO | 0.00158 | 0.0081 | 0.00136 | 95 | 177 | 164
41229 | LOOKOUTN | 40759 | MT_VERNON# | 115 | 115 | Western Oregon | Western Oregon | 2 | Closed | Line | NO | 0.0193 | 0.07999 | 0.01049 | 169.3 | 169.3 | 209.1
40961 | SNO_BEV4_CIO | 45608 | BEVERLY | 115 | 115 | Seattle Area, Olympic Peninsula | Snohomish PUD | 4 | Closed | Line | NO | 8e-05 | 0.00068 | 0.00012 | 261 | 261 | 327
40755 | MOXEE | 45147 | HOPLAND | 115 | 115 | Lower Columbia Basin | PAC:YKMA | 1 | Closed | Line | NO | 0.00042 | 0.00366 | 0.00052 | 232 | 289 | 256
42389 | CLYMER | 40755 | MOXEE | 115 | 115 | KITTITAS | Lower Columbia Basin | 1 | Closed | Line | NO | 0.05877 | 0.17578 | 0.02077 | 97.6 | 97.6 | 147.4
44902 | PARKDALE_88 | 45155 | JEROME P | 115 | 115 | PAC:GRPS | PAC:GRPS | 1 | Closed | Line | NO | 0.01691 | 0.04688 | 0.0067 | 114 | 125 | 163
40755 | MOXEE | 41286 | ROZA | 115 | 115 | Lower Columbia Basin | Lower Columbia Basin | 1 | Closed | Line | NO | 0.01509 | 0.03066 | 0.00387 | 51.8 | 51.8 | 107.6
11011 | ANTHONY | 11031 | BORDER | 115 | 115 | EPE - Native Load | EPE - Native Load | 1 | Closed | Line | NO | 0.00566 | 0.02747 | 0.00419 | 127.5 | 127.5 | 127.5
20082 | LOS-115 | 20071 | EDA-115 | 115 | 115 | ZoneEN | ZoneEN | 2 | Closed | Line | NO | 0.0051 | 0.0282 | 0.0043 | 80 | 88 | 80
409290 | SAN_SEL_JMP | 40965 | SELLE+ | 115 | 115 | Spokane Area, N Idaho, W Montana | Spokane Area, N Idaho, W Montana | 1 | Closed | Line | NO | 0.00071 | 0.00621 | 0.00085 | 278.9 | 278.9 | 358.5
40969 | SHELTON | 41018 | T3BA_DAS+ | 115 | 115 | Seattle Area, Olympic Peninsula | Seattle Area, Olympic Peninsula | 2 | Closed | Line | NO | 0.01512 | 0.06356 | 0.00825 | 79.7 | 79.7 | 155.4
40969 | SHELTON | 47226 | SKOOKUM | 115 | 115 | Seattle Area, Olympic Peninsula | Seattle Area, Olympic Peninsula | 2 | Closed | Line | NO | 0.01331 | 0.04059 | 0.00503 | 137.4 | 137.4 | 169.3
35356 | MNTA VSA | 30705 | MONTAVIS | 115 | 230 | Conf Load (De Anza) | Conf Load (De Anza) | 2 | Closed | Transformer | YES | 0.00038 | 0.02448 | 0 | 420 | 462 | 420
40992 | SNOHOMISH_S3 | 40970 | SNO3FIFY | 115 | 115 | Seattle Area, Olympic Peninsula | Seattle Area, Olympic Peninsula | 3 | Closed | Line | NO | 0.00778 | 0.02365 | 0.00295 | 137.4 | 137.4 | 167.3
33321 | RVNSWD D | 30703 | RAVENSWD | 115 | 230 | Conf Load (Peninsula) | Conf Load (Peninsula) | 2 | Closed | Transformer | YES | 0.00349 | 0.02222 | 0 | 420 | 462 | 420
41107 | VALLEY_WAY | 41108 | VALLEYWAY#1 | 115 | 115 | Spokane Area, N Idaho, W Montana | Spokane Area, N Idaho, W Montana | 1 | Closed | Line | NO | 0.00029 | 0.00093 | 0.0001 | 105.6 | 105.6 | 149.4
41117 | VERA# | 41108 | VALLEYWAY#1 | 115 | 115 | Spokane Area, N Idaho, W Montana | Spokane Area, N Idaho, W Montana | 1 | Closed | Line | NO | 0.00349 | 0.01113 | 0.00124 | 105.6 | 105.6 | 149.4
48440 | VALLEYWAY#2 | 41108 | VALLEYWAY#1 | 115 | 115 | AVA: Spokane | Spokane Area, N Idaho, W Montana | DS | Open | Disconnect | NO | 0 | 1e-05 | 0 | 257 | 257 | 336
35356 | MNTA VSA | 30705 | MONTAVIS | 115 | 230 | Conf Load (De Anza) | Conf Load (De Anza) | 4 | Closed | Transformer | YES | 0.00046 | 0.0238 | 0 | 420 | 462 | 420
78674 | RAMPART N | 78675 | RAMPART S | 115 | 115 | CSU | CSU | 1 | Closed | Line | NO | 0 | 0.00029 | 0 | 239 | 239 | 239
40745 | MONMOUTH | 40921 | SALEM | 115 | 115 | Portland Area | Portland Area | 2 | Closed | Line | NO | 0.01234 | 0.0526 | 0.00665 | 165.3 | 165.3 | 201.2
20076 | SQN-115 | 20074 | COE-115 | 115 | 115 | ZoneEN | ZoneEN | 1 | Closed | Line | NO | 0.0478 | 0.16425 | 0.02243 | 60 | 66 | 60
44946 | CIRCLTP2 | 45072 | BUCHANAN | 115 | 115 | PAC:WLMT | PAC:WLMT | 1 | Closed | Line | NO | 0.00218 | 0.00605 | 0.00086 | 116 | 127 | 165
40733 | MIDWAY B | 40865 | RATLESNK+ | 115 | 115 | Lower Columbia Basin | Lower Columbia Basin | 1 | Closed | Line | NO | 0.02255 | 0.09591 | 0.01218 | 165.3 | 165.3 | 219
40729 | MESA+ | 40887 | RINGOLD+ | 115 | 115 | Lower Columbia Basin | Lower Columbia Basin | 1 | Closed | Line | NO | 0.01816 | 0.03834 | 0.00448 | 89.6 | 89.6 | 127.5
79044 | LOSTCANY | 79122 | TOWAOC | 115 | 115 | ZoneR4 | ZoneR4 | 1 | Closed | Line | NO | 0.0034 | 0.0323 | 0.00296 | 168 | 168 | 168
64209 | VALLEY_SS | 64211 | BOTTLE_CRK+ | 115 | 115 | NON-SPP GEN | NON-SPP GEN | 1 | Closed | Line | NO | 0.027 | 0.1024 | 0.01528 | 152 | 152 | 152
32950 | PITSBURG | 30526 | PITSBG D | 115 | 230 | Conf Load (Diablo) | Conf Load (Diablo) | 13 | Closed | Transformer | YES | 0.0003 | 0.02177 | 0 | 398.4 | 398.4 | 398.4
41190 | BOX_CANYON# | 40732 | METALINE# | 115 | 115 | AVA: Pend Oreille PUD | AVA: Pend Oreille PUD | 1 | Closed | Line | NO | 0.00221 | 0.02655 | 0.00362 | 308.7 | 308.7 | 398.4
40732 | METALINE# | 40731 | METALINE | 115 | 115 | AVA: Pend Oreille PUD | AVA: Pend Oreille PUD | 1 | Closed | Line | NO | 0.00415 | 0.00728 | 0.00076 | 52 | 69 | 73
32950 | PITSBURG | 30526 | PITSBG D | 115 | 230 | Conf Load (Diablo) | Conf Load (Diablo) | 12 | Closed | Transformer | YES | 0.0003 | 0.02177 | 0 | 420 | 462 | 420
10328 | SPEDRO_T | 10039 | BEV_WOOD | 115 | 115 | PNM: Albuquerque | PNM: Albuquerque | 1 | Closed | Line | NO | 0.00099 | 0.00353 | 0.00047 | 154 | 154 | 169
33030 | COLSTJT1 | 33031 | COLSTJT2 | 115 | 115 | Conf Load (Diablo) | Conf Load (Diablo) | 1 | Open | Line | NO | 0.0005 | 0.0005 | 0 | 239 | 239 | 239
32768 | RICHMOND | 32767 | ELCRTJ2 | 115 | 115 | Conf Load (East Bay) | Conf Load (East Bay) | 1 | Closed | Line | NO | 0.00538 | 0.01106 | 0.07583 | 71.5 | 79.7 | 79.7
45697 | LK CHAPLAIN | 45803 | THREE LK | 115 | 115 | Snohomish PUD | Snohomish PUD | 1 | Closed | Line | NO | 0.0102 | 0.0537 | 0.00852 | 202.6 | 220.8 | 239
64212 | QUINN_RV | 64211 | BOTTLE_CRK+ | 115 | 115 | NON-SPP GEN | NON-SPP GEN | 1 | Closed | Line | NO | 0.0256 | 0.09706 | 0.0145 | 152 | 152 | 152
79042 | HOTCHKIS | 79104 | GARNETAP | 115 | 115 | ZoneR4 | Zone69 | 1 | Closed | Line | NO | 0.02361 | 0.07035 | 0.00876 | 151 | 151 | 151
79173 | COLBRAN | 79047 | COLBRAN | 115 | 138 | ZoneRW | ZoneRW | T2 | Closed | Transformer | YES | 0.00856 | 0.28487 | 0 | 15 | 19 | 14
79044 | LOSTCANY | 79075 | EMPIRETS | 115 | 115 | ZoneR4 | Zone69 | 1 | Closed | Line | NO | 0.01953 | 0.05582 | 0.00634 | 77 | 77 | 77
78669 | FOUNTAIN S | 78678 | RUSTIQUE | 115 | 115 | CSU | CSU | 1 | Closed | Line | NO | 0.0015 | 0.0068 | 0.003 | 159 | 159 | 159
78669 | FOUNTAIN S | 78676 | RD_NIXON | 115 | 115 | CSU | CSU | 1 | Closed | Line | NO | 0.00663 | 0.03417 | 0.00455 | 195 | 212 | 195
78668 | FOUNTAIN N | 78678 | RUSTIQUE | 115 | 115 | CSU | CSU | 1 | Closed | Line | NO | 0.0015 | 0.0068 | 0.003 | 159 | 159 | 159
45613 | BUNKFOSS | 40984 | SNOHOMISH_S1 | 115 | 115 | Snohomish PUD | Seattle Area, Olympic Peninsula | 1 | Closed | Line | NO | 0.003 | 0.0161 | 0.00244 | 202.6 | 220.8 | 239
47276 | N_CAMAS | 40979 | SIFTON | 115 | 115 | Clark County, WA | Portland Area | 1 | Closed | Line | NO | 0.00745 | 0.04484 | 0.00566 | 179.3 | 179.3 | 229.1
11037 | CALIENTE | 11032 | MPS | 115 | 115 | EPE - Native Load | EPE - Native Load | 1 | Closed | Line | NO | 0.02222 | 0.05203 | 0.0063 | 68.5 | 87.2 | 68.5
40984 | SNOHOMISH_S1 | 40988 | SNOHOMISH_S2 | 115 | 115 | Seattle Area, Olympic Peninsula | Seattle Area, Olympic Peninsula | BS | Closed | Line | NO | 0 | 0.00029 | 0 | 398.3 | 473.2 | 533.4
33008 | GRIZLYJ2 | 33010 | SOBRANTE | 115 | 115 | Conf Load (Diablo) | Conf Load (Diablo) | 2 | Closed | Line | NO | 0.0005 | 0.0005 | 0 | 140 | 159.7 | 193.6
44897 | ILLAHEEH | 44898 | ILLATP46 | 115 | 115 | PAC:ROSE | PAC:ROSE | 1 | Open | Line | NO | 1e-05 | 6e-05 | 1e-05 | 134 | 134 | 153
43615 | TWR22-4S | 47274 | FAIRGROUNDS+ | 115 | 115 | Portland General - BES NODE | Portland Area | 1 | Closed | Line | NO | 0.00129 | 0.00405 | 0.00047 | 131.5 | 131.5 | 161.3
45679 | HARBOR P | 45721 | MUKILTEO T | 115 | 115 | Snohomish PUD | Snohomish PUD | 1 | Closed | Line | NO | 0.0013 | 0.007 | 0.0011 | 202.6 | 220.8 | 239
20079 | MIN-115 | 20080 | ENT-115 | 115 | 115 | ZoneEN | ZoneEN | 1 | Closed | Line | NO | 0.05479 | 0.18831 | 0.02572 | 40 | 44 | 40
40979 | SIFTON | 47234 | SW100 | 115 | 115 | Portland Area | Clark County, WA | 1 | Closed | Line | NO | 0.0022 | 0.0118 | 0.00136 | 155 | 175.7 | 229.3
40717 | MCNARY1 | 40718 | MCNARY2 | 115 | 115 | Lower Columbia Basin | Lower Columbia Basin | BS | Closed | Line | NO | 0 | 0.00029 | 0 | 597.5 | 709.8 | 839.5
41151 | WHITESTN# | 403710 | EOM_WHI_CIO | 115 | 115 | Central Washington | Central Washington | 1 | Closed | Line | NO | 0.02329 | 0.04907 | 0.00562 | 45 | 45 | 60
47124 | BOOTH_BD+ | 40713 | MCMINVIL | 115 | 115 | Portland Area | Portland Area | 1 | Closed | Line | NO | 0.00383 | 0.00944 | 0.00126 | 96.8 | 96.8 | 132.3
41206 | FOSTER# | 40641 | LEBANON | 115 | 115 | Western Oregon | Western Oregon | 1 | Closed | Line | NO | 0.01167 | 0.07002 | 0.00887 | 157.4 | 157.4 | 225.1
41002 | SNOKING_S1 | 45852 | N CREEK T | 115 | 115 | Seattle Area, Olympic Peninsula | Snohomish PUD | 1 | Closed | Line | NO | 0.0015 | 0.0081 | 0.00117 | 202.6 | 220.8 | 239
78658 | CTTNWD N | 78659 | CTTNWD S | 115 | 115 | CSU | CSU | 1 | Closed | Line | NO | 0 | 0.00029 | 0 | 319 | 319 | 319
40988 | SNOHOMISH_S2 | 40992 | SNOHOMISH_S3 | 115 | 115 | Seattle Area, Olympic Peninsula | Seattle Area, Olympic Peninsula | BS | Closed | Line | NO | 0 | 0.00029 | 0 | 398.3 | 473.2 | 533.4
45653 | FRONTIER | 45703 | LK STEVENS | 115 | 115 | Snohomish PUD | Snohomish PUD | 1 | Closed | Line | NO | 0.0023 | 0.0122 | 0.00193 | 202.6 | 220.8 | 239
38420 | TUOLUMN | 38470 | HUGHSON | 115 | 115 | Conf Load (TID) | Conf Load (TID) | 1 | Closed | Line | NO | 0.0027 | 0.0177 | 0.0027 | 176 | 198 | 210
78110 | LNGMNTNW | 78111 | HARVARD | 115 | 115 | PRPA | PRPA | 1 | Closed | Line | NO | 0 | 0.0003 | 0 | 110 | 110 | 110
78076 | DIXON CK | 78075 | DIXON CK | 115 | 230 | PRPA | PRPA | 2 | Closed | Transformer | YES | 0.0011 | 0.0561 | 0 | 187 | 224 | 187
45647 | FIVE CR | 45848 | HALLS LK | 115 | 115 | Snohomish PUD | Snohomish PUD | 1 | Closed | Line | NO | 0.00174 | 0.00939 | 0.00142 | 117.5 | 128.1 | 148.2
45635 | ESPERANCE | 45848 | HALLS LK | 115 | 115 | Snohomish PUD | Snohomish PUD | 1 | Closed | Line | NO | 0.0001 | 0.0006 | 8e-05 | 202.6 | 220.8 | 257.8
45649 | FLORAL H | 45844 | FLORAL H T2 | 115 | 115 | Snohomish PUD | Snohomish PUD | 1 | Closed | Line | NO | 0.0001 | 0.0001 | 1e-05 | 202.6 | 220.8 | 257.8
10233 | ORTIZ | 10349 | TRUMAN_T | 115 | 115 | PNM: Albuquerque | PNM: Albuquerque | 1 | Closed | Line | NO | 0.0013 | 0.0044 | 0.0007 | 154 | 154 | 169
47061 | LATHAM# | 40703 | MARTN CR | 115 | 115 | Western Oregon | Western Oregon | 1 | Closed | Line | NO | 0.00099 | 0.00582 | 0.00076 | 203.2 | 203.2 | 251
45645 | FIFTYSEC | 45861 | WATERFRONT | 115 | 115 | Snohomish PUD | Snohomish PUD | 1 | Closed | Line | NO | 0.0035 | 0.0182 | 0.0029 | 137.4 | 137.4 | 168.3
43713 | MARKET | 43619 | UNVSTYPG | 115 | 115 | Portland General - BES S/S | Portland General - BES NODE | 1 | Closed | Line | NO | 0.00171 | 0.00868 | 0.00148 | 198 | 198 | 266
33031 | COLSTJT2 | 33033 | KIRKTAP2 | 115 | 115 | Conf Load (Diablo) | Conf Load (Diablo) | 1 | Closed | Line | NO | 0.00494 | 0.02124 | 0.00291 | 119.5 | 119.5 | 119.5
20088 | MNI-115 | 20080 | ENT-115 | 115 | 115 | ZoneEN | ZoneEN | 1 | Closed | Line | NO | 0.01243 | 0.04269 | 0.00583 | 84 | 92 | 84
10265 | REEVES_1 | 10227 | NORTHPNM | 115 | 115 | PNM: Albuquerque | PNM: Albuquerque | 1 | Closed | Line | NO | 0.0033 | 0.013 | 0.0016 | 156 | 156 | 196
40695 | MAPLETON+ | 41139 | WENDSON | 115 | 115 | Western Oregon | Western Oregon | 1 | Closed | Line | NO | 0.00774 | 0.04684 | 0.00581 | 203.2 | 203.2 | 251
45854 | S-SC TAP | 40988 | SNOHOMISH_S2 | 115 | 115 | Snohomish PUD | Seattle Area, Olympic Peninsula | 8 | Closed | Line | NO | 0.00249 | 0.02731 | 0.00364 | 308.7 | 308.7 | 378.5
40695 | MAPLETON+ | 41133 | WALTON+ | 115 | 115 | Western Oregon | Western Oregon | 1 | Closed | Line | NO | 0.01413 | 0.08679 | 0.01047 | 203.2 | 203.2 | 251
79007 | BLUEMESA | 79090 | SKITO | 115 | 115 | ZoneR4 | Zone69 | 1 | Closed | Line | NO | 0.0298 | 0.13503 | 0.01788 | 137 | 150 | 137
79012 | CORTEZ | 79075 | EMPIRETS | 115 | 115 | ZoneR4 | Zone69 | 1 | Closed | Line | NO | 0.0148 | 0.0552 | 0.00766 | 143 | 143 | 143
45637 | EVERETT | 40992 | SNOHOMISH_S3 | 115 | 115 | Snohomish PUD | Seattle Area, Olympic Peninsula | 1 | Closed | Line | NO | 0.00615 | 0.03463 | 0.00476 | 202.6 | 220.8 | 257.8
78660 | DRAKE E | 78666 | FONTERO E | 115 | 115 | CSU | CSU | 1 | Closed | Line | NO | 0.00106 | 0.00889 | 0.06612 | 167 | 212 | 167
10323 | SP-83 | 10233 | ORTIZ | 115 | 115 | PNM: Albuquerque | PNM: Albuquerque | 1 | Open | Line | NO | 0.0032 | 0.0107 | 0.00164 | 154 | 154 | 169
11020 | ASCARATE | 11041 | TROWBRIG | 115 | 115 | EPE - Native Load | EPE - Native Load | 1 | Closed | Line | NO | 0.00066 | 0.00293 | 0.00043 | 181.3 | 181.3 | 181.3
35658 | LS ESTRS | 30731 | LS ESTRS | 115 | 230 | Conf Load (San Jose) | Conf Load (San Jose) | 3 | Closed | Transformer | YES | 0.00351 | 0.02222 | 0 | 420 | 462 | 420
20088 | MNI-115 | 20089 | SMA-115 | 115 | 115 | ZoneEN | ZoneEN | 1 | Closed | Line | NO | 8e-05 | 0.01 | 0 | 216.3 | 237.9 | 216.3
44956 | BIOMASST | 45028 | BIOMASS | 115 | 115 | PAC:MDFD | PAC:MDFD | 1 | Closed | Line | NO | 0.00246 | 0.00681 | 0.00097 | 98 | 123 | 157
32018 | GOLDHILL | 30337 | GOLDHILL | 115 | 230 | Conf Load (Sierra) | Conf Load (Sierra) | 1 | Closed | Transformer | YES | 0.00028 | 0.02176 | 0 | 420 | 462 | 420
43620 | URBAN_N | 43621 | URBAN_M1 | 115 | 115 | Portland General - BES S/S | Portland General - BES S/S | 1 | Closed | Line | NO | 0 | 0.0003 | 0 | 398 | 398 | 552
78658 | CTTNWD N | 78673 | KETTLECK S | 115 | 115 | CSU | CSU | 1 | Closed | Line | NO | 0.00366 | 0.0151 | 0.02277 | 162 | 180 | 162
41012 | SNOKING_S2 | 41014 | SNOKING_S3 | 115 | 115 | Seattle Area, Olympic Peninsula | Seattle Area, Olympic Peninsula | BS | Closed | Line | NO | 0 | 0.00029 | 0 | 398.3 | 473.2 | 533.4
10245 | PERSON | 10310 | SEWER_PL | 115 | 115 | PNM: Albuquerque | PNM: Albuquerque | 1 | Closed | Line | NO | 0.0032 | 0.0128 | 0.0016 | 156 | 156 | 196
40675 | BAKERSCRN# | 406750 | BAK_BAK_CIO | 115 | 115 | Cowlitz County, WA | Cowlitz County, WA | 1 | Closed | Line | NO | 0.00014 | 0.00059 | 7e-05 | 167.7 | 167.7 | 206.4
10139 | INEZ | 10095 | EB-TL | 115 | 115 | PNM: Albuquerque | PNM: Albuquerque | 1 | Closed | Line | NO | 0.0023 | 0.0081 | 0.0011 | 133 | 133 | 167
79048 | MONTROSE | 79183 | STRNELSN | 115 | 115 | ZoneR4 | Zone69 | 1 | Closed | Line | NO | 0.04033 | 0.15916 | 0.01966 | 95 | 95 | 95
45779 | SNOH SNPD | 40992 | SNOHOMISH_S3 | 115 | 115 | Snohomish PUD | Seattle Area, Olympic Peninsula | 1 | Closed | Line | NO | 0.00127 | 0.00712 | 0.00105 | 202.6 | 202.6 | 239
41002 | SNOKING_S1 | 41012 | SNOKING_S2 | 115 | 115 | Seattle Area, Olympic Peninsula | Seattle Area, Olympic Peninsula | BS | Closed | Line | NO | 0 | 0.00029 | 0 | 398.3 | 473.2 | 533.4
11020 | ASCARATE | 11049 | COPPER | 115 | 115 | EPE - Native Load | EPE - Native Load | 1 | Closed | Line | NO | 0.00114 | 0.00702 | 0.00113 | 184.8 | 246.4 | 184.8
13320 | STA | 13321 | WTA | 115 | 115 | Los Alamos County | Los Alamos County | 1 | Closed | Line | NO | 0.0074 | 0.0489 | 0.0066 | 187 | 187 | 187
41009 | SNYDER+ | 41033 | STEVENS_DR2 | 115 | 115 | Lower Columbia Basin | Lower Columbia Basin | 1 | Closed | Line | NO | 0.00184 | 0.0097 | 0.00156 | 179 | 179 | 239
47368 | BRASADA | 44958 | YEW AV T | 115 | 115 | Southern Oregon | PAC:C.OR | 1 | Closed | Line | NO | 0.01803 | 0.05481 | 0.00683 | 101.5 | 101.5 | 155.3
41009 | SNYDER+ | 47375 | GATEWAY | 115 | 115 | Lower Columbia Basin | Lower Columbia Basin | 1 | Closed | Line | NO | 0.00227 | 0.01199 | 0.00194 | 179 | 179 | 239
36964 | WRNRVLLE | 30515 | WARNERVL | 115 | 230 | City and County of San Francisco | City and County of San Francisco | 2 | Closed | Transformer | YES | 0.00044 | 0.02889 | 0 | 300 | 372 | 300
41012 | SNOKING_S2 | 45801 | THRASHERS CR | 115 | 115 | Seattle Area, Olympic Peninsula | Snohomish PUD | 1 | Closed | Line | NO | 0.00083 | 0.00666 | 0.0011 | 271.3 | 291.6 | 318.7
33037 | LINDETP2 | 33038 | LINDEJCT | 115 | 115 | Conf Load (Diablo) | Conf Load (Diablo) | 1 | Open | Line | NO | 0.0005 | 0.0005 | 0 | 87.6 | 102.4 | 132.7
36964 | WRNRVLLE | 30515 | WARNERVL | 115 | 230 | City and County of San Francisco | City and County of San Francisco | 1 | Closed | Transformer | YES | 0.00083 | 0.02906 | 0 | 300 | 372 | 300
41023 | STATION_FG+ | 41025 | STATION_H+ | 115 | 115 | Seattle Area, Olympic Peninsula | Seattle Area, Olympic Peninsula | 1 | Closed | Line | NO | 0.00068 | 0.00564 | 0.00087 | 225.1 | 225.1 | 225.1
41013 | SPRINGFIELD | 47087 | TENTH ST | 115 | 115 | Western Oregon | Western Oregon | 1 | Open | Line | NO | 0.00101 | 0.00517 | 0.00086 | 95 | 177 | 95
47372 | OLYMPC S | 41013 | SPRINGFIELD | 115 | 115 | Western Oregon | Western Oregon | 1 | Open | Line | NO | 0.00436 | 0.01555 | 0.0023 | 66 | 119 | 110
41014 | SNOKING_S3 | 45757 | PK RIDGE T | 115 | 115 | Seattle Area, Olympic Peninsula | Snohomish PUD | 1 | Closed | Line | NO | 0.00131 | 0.01026 | 0.00177 | 239 | 239 | 239
41019 | ST JOHNS | 45281 | STJOHNSS | 115 | 115 | Portland Area | PAC:PTLD | 1 | Closed | Line | NO | 0.00082 | 0.00856 | 0.00129 | 256 | 283 | 311
35643 | MTCALF E | 30735 | METCALF | 115 | 230 | Conf Load (San Jose) | Conf Load (San Jose) | 2 | Closed | Transformer | YES | 0.00079 | 0.02302 | 0 | 403.2 | 443.2 | 403.2
41014 | SNOKING_S3 | 45616 | FITZGERALD | 115 | 115 | Seattle Area, Olympic Peninsula | Snohomish PUD | 1 | Closed | Line | NO | 0.00114 | 0.0091 | 0.00151 | 202.6 | 220.8 | 239
43622 | URBAN_M2 | 43820 | MARQUAM | 115 | 115 | Portland General - BES S/S | Portland General - BES S/S | 1 | Closed | Line | NO | 0.00061 | 0.00338 | 0.00076 | 198 | 198 | 266
43519 | SELLWOOD | 43787 | HARMONYTP1 | 115 | 115 | Portland General - BES S/S | Portland General - BES NODE | 1 | Closed | Line | NO | 0.0039 | 0.02067 | 0.00322 | 198 | 198 | 239
41025 | STATION_H+ | 41026 | STAT. X | 115 | 115 | Seattle Area, Olympic Peninsula | Seattle Area, Olympic Peninsula | 1 | Closed | Line | NO | 0.00017 | 0.00142 | 0.00022 | 232.9 | 232.9 | 232.9
11008 | AMRAD | 13000 | ALAMOGCP | 115 | 115 | EPE - Native Load | PNM: Southeast | 1 | Closed | Line | NO | 0.0269 | 0.16655 | 0.02295 | 164 | 164 | 164
33042 | IMHOFF_1 | 33040 | BOLLMAN1 | 115 | 115 | Conf Load (Diablo) | Conf Load (Diablo) | 1 | Closed | Line | NO | 0.0032 | 0.0115 | 0.0016 | 224.3 | 224.3 | 244.8
43621 | URBAN_M1 | 43622 | URBAN_M2 | 115 | 115 | Portland General - BES S/S | Portland General - BES S/S | 1 | Closed | Line | NO | 0 | 0.0003 | 0 | 239 | 239 | 365
44960 | WEED | 44962 | LUCERNEP | 115 | 115 | PAC:YRKA | PAC:YRKA | 1 | Closed | Line | NO | 0.01493 | 0.07711 | 0.01263 | 154 | 154 | 233
32780 | CLARMNT | 32782 | STATIN D | 115 | 115 | Conf Load (East Bay) | Conf Load (East Bay) | 1 | Closed | Line | NO | 0.001 | 0.00443 | 0.0802 | 182.1 | 204.2 | 204.2
40675 | BAKERSCRN# | 47207 | PACIF WY | 115 | 115 | Cowlitz County, WA | Cowlitz County, WA | 1 | Closed | Line | NO | 0.00099 | 0.00429 | 0.00051 | 155.4 | 155.4 | 191.2
40669 | LONGVIEW_S | 40675 | BAKERSCRN# | 115 | 115 | Cowlitz County, WA | Cowlitz County, WA | 1 | Closed | Line | NO | 0.00357 | 0.01556 | 0.00181 | 155.4 | 155.4 | 191.2
38440 | WEC115 | 38430 | HILMAR | 115 | 115 | Conf Load (TID) | Conf Load (TID) | 1 | Closed | Line | NO | 0.0066 | 0.0428 | 0.0066 | 176 | 187 | 210
45623 | CASINO | 45751 | PICNIC PT | 115 | 115 | Snohomish PUD | Snohomish PUD | 1 | Closed | Line | NO | 0.00522 | 0.02967 | 0.00487 | 202.6 | 220.8 | 239
79006 | BEAVERCU | 79092 | AVON | 115 | 115 | ZoneRW | ZoneRW | 1 | Closed | Line | NO | 0.00844 | 0.03333 | 0.00429 | 120 | 120 | 120
44962 | LUCERNEP | 44963 | LINE75TP | 115 | 115 | PAC:YRKA | PAC:YRKA | 1 | Closed | Line | NO | 0.00721 | 0.03714 | 0.00611 | 154 | 154 | 233
35922 | MOSSLNSW | 30755 | MOSSLNSW | 115 | 230 | Conf Load (Central Coast) | Conf Load (Central Coast) | 2 | Closed | Transformer | YES | 0.00124 | 0.02446 | 0 | 420 | 462 | 420
11174 | DURAZNO | 11020 | ASCARATE | 115 | 115 | EPE - Native Load | EPE - Native Load | 1 | Closed | Line | NO | 0.00308 | 0.01912 | 0.00304 | 184.8 | 199.6 | 184.8
35922 | MOSSLNSW | 30755 | MOSSLNSW | 115 | 230 | Conf Load (Central Coast) | Conf Load (Central Coast) | 3 | Closed | Transformer | YES | 0.00124 | 0.02446 | 0 | 420 | 462 | 420
35922 | MOSSLNSW | 30755 | MOSSLNSW | 115 | 230 | Conf Load (Central Coast) | Conf Load (Central Coast) | 4 | Closed | Transformer | YES | 0.00067 | 0.02163 | 0 | 420 | 462 | 420
45617 | CAMANO | 45731 | N STANWOOD | 115 | 115 | Snohomish PUD | Snohomish PUD | 1 | Closed | Line | NO | 0.0088 | 0.029 | 0.00423 | 118 | 128 | 148
33562 | BELLOTA | 30500 | BELLOTA | 115 | 230 | Conf Load (Stockton) | Conf Load (Stockton) | 2 | Closed | Transformer | YES | 0.00097 | 0.04193 | 0 | 200 | 220 | 200
40770 | LONGVIEW_N | 40669 | LONGVIEW_S | 115 | 115 | Cowlitz County, WA | Cowlitz County, WA | BS | Closed | Line | NO | 0 | 0.00029 | 0 | 597.5 | 709.8 | 800.1
41033 | STEVENS_DR2 | 41069 | THAYER+ | 115 | 115 | Lower Columbia Basin | Lower Columbia Basin | 1 | Closed | Line | NO | 0.003 | 0.00878 | 0.00118 | 127.5 | 127.5 | 163.3
45611 | C MARYS | 45840 | C MARYS T | 115 | 115 | Snohomish PUD | Snohomish PUD | 1 | Closed | Line | NO | 0.00186 | 0.00485 | 0.00067 | 117.5 | 128.1 | 148.2
45609 | BRIER | 45848 | HALLS LK | 115 | 115 | Snohomish PUD | Snohomish PUD | 1 | Closed | Line | NO | 0.00207 | 0.01719 | 0.00263 | 271.3 | 291.6 | 318.7
32756 | CHRISTIE | 33010 | SOBRANTE | 115 | 115 | Conf Load (East Bay) | Conf Load (Diablo) | 1 | Closed | Line | NO | 0.01369 | 0.04567 | 0.00608 | 91.8 | 104 | 119.5
10333 | SUNSHN_T | 10225 | NOE_TAP | 115 | 115 | PNM: Northwestern | PNM: Northwestern | 1 | Closed | Line | NO | 0.0061 | 0.0143 | 0.0016 | 107 | 107 | 107
79048 | MONTROSE | 79115 | SPRCKTAP | 115 | 115 | ZoneR4 | Zone69 | 1 | Closed | Line | NO | 0.0064 | 0.0193 | 0.00263 | 95 | 95 | 95
45608 | BEVERLY | 45623 | CASINO | 115 | 115 | Snohomish PUD | Snohomish PUD | 1 | Closed | Line | NO | 0.0015 | 0.0079 | 0.0013 | 202.6 | 220.8 | 239
11008 | AMRAD | 11237 | AMRAD_B | 115 | 345 | EPE - Native Load | EPE - Native Load | 1 | Closed | TransformerWinding | YES | 0.00064 | -0.0046 | 0 | 290 | 333.5 | 290
43549 | STMARYE2 | 43551 | STMARYES | 115 | 115 | Portland General - BES NODE | Portland General - BES NODE | 1 | Closed | Line | NO | 8e-05 | 0.00045 | 7e-05 | 239 | 239 | 239
10250 | RICHMOND_PNM | 10227 | NORTHPNM | 115 | 115 | PNM: Albuquerque | PNM: Albuquerque | 1 | Closed | Line | NO | 0.00307 | 0.01207 | 0.00161 | 156 | 156 | 200
10103 | EMBUDO | 10091 | EAST_TAP | 115 | 115 | PNM: Albuquerque | PNM: Albuquerque | 1 | Closed | Line | NO | 0.0024 | 0.0096 | 0.0012 | 156 | 159 | 196
44994 | NICKLMTN | 44995 | NICKLMTN | 115 | 230 | PAC:ROSE | PAC:ROSE | 1 | Closed | Transformer | YES | 0.00219 | 0.06516 | 0 | 125 | 163 | 153
78653 | BIRDSALW | 78663 | FAIRVWCS | 115 | 115 | CSU | CSU | 1 | Closed | Line | NO | 0.00547 | 0.02762 | 0.00385 | 149 | 149 | 149
33041 | IMHOFF | 33042 | IMHOFF_1 | 115 | 115 | Conf Load (Diablo) | Conf Load (Diablo) | 1 | Open | Line | NO | 0.0037 | 0.0058 | 0.0007 | 59.2 | 68.7 | 88.2
11122 | ORO_GRAN | 11008 | AMRAD | 115 | 115 | EPE - Native Load | EPE - Native Load | 1 | Closed | Line | NO | 0.0119 | 0.0457 | 0.0058 | 135.4 | 164.7 | 135.4
43549 | STMARYE2 | 43555 | STMARYSB | 115 | 115 | Portland General - BES NODE | Portland General - BES S/S | 1 | Closed | Line | NO | 0.00053 | 0.00287 | 0.00046 | 319 | 319 | 375
45635 | ESPERANCE | 45604 | CEDAR VALLEY | 115 | 115 | Snohomish PUD | Snohomish PUD | 1 | Closed | Line | NO | 0.00097 | 0.00551 | 0.00074 | 202.6 | 220.8 | 257.8
32990 | MARTNZ D | 33014 | ALHAMTP1 | 115 | 115 | Conf Load (Diablo) | Conf Load (Diablo) | 1 | Closed | Line | NO | 0.00428 | 0.0152 | 0.0018 | 82.9 | 96.4 | 119.5
44963 | LINE75TP | 45538 | YREKA | 115 | 115 | PAC:YRKA | PAC:YRKA | 1 | Closed | Line | NO | 0.02237 | 0.03216 | 0.00392 | 62 | 62 | 92
40655 | LIBBY | 47278 | LIBBYFEC | 115 | 115 | Western Montana | Western Montana | 1 | Closed | Line | NO | 0.02346 | 0.07209 | 0.00881 | 137.4 | 137.4 | 177.3
78651 | ATMELSUB W | 78661 | DRAKE N | 115 | 115 | CSU | CSU | 1 | Closed | Line | NO | 0.00371 | 0.01578 | 0.0242 | 134 | 149 | 134
78116 | CNTYLINE | 78119 | TERRY | 115 | 115 | PRPA | PRPA | 1 | Closed | Line | NO | 0.00235 | 0.01733 | 0.00245 | 238 | 238 | 238
74060 | CPGSTN | 74220 | SWEETGRASS | 115 | 115 | ZoneEW | ZoneEW | 1 | Closed | Line | NO | 0.00464 | 0.04576 | 0.00609 | 285 | 285 | 285
70611 | REUNION | 70610 | REUNION | 115 | 230 | ZoneRD | ZoneRD | T1 | Closed | Transformer | YES | 0.00186 | 0.08276 | 0 | 100 | 100 | 100
45487 | SLIDECRK | 45489 | SODASPGS | 115 | 115 | PAC:ROSE | PAC:ROSE | 1 | Closed | Line | NO | 0.00166 | 0.00929 | 0.00128 | 176 | 177 | 177
47291 | COCHRANE+ | 41065 | TAYLOR_FLTS+ | 115 | 115 | Lower Columbia Basin | Lower Columbia Basin | 1 | Closed | Line | NO | 0.00643 | 0.01567 | 0.00218 | 89 | 102 | 123
70607 | BROMLEY | 70612 | PRARI_TS | 115 | 115 | ZoneRN | ZoneRD | 1 | Closed | Line | NO | 0.0047 | 0.02863 | 0.0039 | 175 | 175 | 175
70606 | HENRYLAK | 70607 | BROMLEY | 115 | 115 | ZoneRN | ZoneRN | 1 | Closed | Line | NO | 0.00506 | 0.0193 | 0.00265 | 175 | 175 | 175
32214 | RIO OSO | 31986 | W.SCRMNO | 115 | 115 | Conf Load (Sierra) | Conf Load (Sacramento) | 1 | Closed | Line | NO | 0.08797 | 0.2612 | 0.03069 | 82.9 | 96.4 | 119.5
33535 | SFWY_TP2 | 33534 | SAFEWAY | 115 | 115 | Conf Load (Stockton) | Conf Load (Stockton) | 1 | Closed | Line | NO | 0.0013 | 0.0039 | 0.0005 | 87.6 | 102.4 | 119.5
44555 | GALA | 45247 | PONDROSA | 115 | 115 | PAC:C.OR | PAC:C.OR | 1 | Closed | Line | NO | 0.00269 | 0.01325 | 0.00202 | 177 | 177 | 177
47028 | DISCV_NW# | 41071 | T_DALLES | 115 | 115 | Lower Columbia Basin | Lower Columbia Basin | 1 | Closed | Line | NO | 0.00175 | 0.01011 | 0.00139 | 213.1 | 213.1 | 274.9
43800 | ARMSTRONGTP1 | 43545 | STHELENS | 115 | 115 | Portland General - BES NODE | Portland General - BES S/S | 1 | Closed | Line | NO | 0.00044 | 0.00106 | 0.00014 | 114 | 114 | 153
78650 | ATMELSUB E | 78651 | ATMELSUB W | 115 | 115 | CSU | CSU | 1 | Closed | Line | NO | 0 | 0.00029 | 0 | 239 | 239 | 239
42878 | OLY BEER | 42810 | OLY P S | 115 | 115 | THURSTNI | THURSTN | 1 | Closed | Line | NO | 0.00097 | 0.00497 | 0.00082 | 170.9 | 170.9 | 219.3
40649 | LEXINGTN | 47428 | OLSONRDTAP | 115 | 115 | Portland Area | Cowlitz County, WA | 1 | Closed | Line | NO | 0.00015 | 0.0012 | 0.04677 | 189.6 | 257.7 | 303.6
38432 | OAKDLTID | 38446 | OAK-TAP1 | 115 | 115 | Conf Load (TID) | City and County of San Francisco | 1 | Closed | Line | NO | 0 | 0.0003 | 0 | 82 | 92 | 97
32955 | DOW TAP2 | 32953 | UNITEDSP | 115 | 115 | Conf Load (Diablo) | Conf Load (Diablo) | 1 | Closed | Line | NO | 0.00086 | 0.00308 | 0.00042 | 224.3 | 224.3 | 244.8
10372 | WAYNE 2 | 10363 | WAYNE 1 | 115 | 115 | PNM: Albuquerque | PNM: Albuquerque | 1 | Open | Line | NO | 0 | 0.0006 | 0 | 156 | 156 | 196
79062 | SHIPROCK | 79652 | PRAXAR TAP | 115 | 115 | WAPA-RMRAZ | FEUS | 1 | Closed | Line | NO | 0.01086 | 0.0429 | 0.00266 | 99 | 103 | 113
42876 | MCKINLY | 42809 | OLY P N | 115 | 115 | THURSTN | THURSTN | 1 | Closed | Line | NO | 0.0038 | 0.02025 | 0.00332 | 170.9 | 170.9 | 219.3
40649 | LEXINGTN | 47430 | OLYTAP | 115 | 115 | Portland Area | Cowlitz County, WA | 1 | Closed | Line | NO | 0.00055 | 0.00223 | 0.0242 | 134.3 | 167.3 | 207.2
42008 | KENDALL | 42073 | NUGENT | 115 | 115 | WHATCOM | WHATCOM | 1 | Closed | Line | NO | 0.03795 | 0.07578 | 0.01032 | 82.1 | 82.1 | 97
40649 | LEXINGTN | 47224 | SHAWN CC | 115 | 115 | Portland Area | Cowlitz County, WA | 1 | Closed | Line | NO | 0.00172 | 0.00932 | 0.00593 | 147.6 | 199.2 | 235.2
31991 | BRKR TP | 31989 | BRKR SLG | 115 | 115 | Conf Load (Sacramento) | Conf Load (Sacramento) | 1 | Closed | Line | NO | 0.00625 | 0.0099 | 0.00126 | 59.2 | 68.7 | 88.2
40649 | LEXINGTN | 47414 | JOHN ST | 115 | 115 | Portland Area | Cowlitz County, WA | 1 | Closed | Line | NO | 0.00075 | 0.00349 | 0.01567 | 118.3 | 158.8 | 187.6
42864 | CHAMBERP | 42883 | SOUTHWIK | 115 | 115 | THURSTN | THURSTN | 1 | Closed | Line | NO | 0.00277 | 0.01434 | 0.00233 | 170.9 | 170.9 | 219.3
32001 | UCD_TP2 | 31990 | DAVIS | 115 | 115 | Conf Load (Sacramento) | Conf Load (Sacramento) | 1 | Closed | Line | NO | 0.0001 | 0.0005 | 8e-05 | 125.7 | 147.8 | 158.9
42862 | BARNESLK | 42884 | PRINE | 115 | 115 | THURSTN | THURSTN | 1 | Closed | Line | NO | 0.00099 | 0.0077 | 0.00135 | 280.9 | 280.9 | 330.8
40649 | LEXINGTN | 47207 | PACIF WY | 115 | 115 | Portland Area | Cowlitz County, WA | 1 | Closed | Line | NO | 0.00853 | 0.03642 | 0.00442 | 155.4 | 155.4 | 191.2
73555 | BRACEWLL | 73558 | WHITNEY | 115 | 115 | ZoneFH | ZoneFH | 2 | Closed | Line | NO | 0.0019 | 0.01 | 0.0015 | 31 | 31 | 31
78109 | MEADOW | 78110 | LNGMNTNW | 115 | 115 | PRPA | PRPA | 1 | Closed | Line | NO | 0.00144 | 0.01143 | 0.01816 | 238 | 238 | 238
78106 | LONGPEAK | 78105 | LONGPEAK | 115 | 230 | PRPA | PRPA | 1 | Closed | Transformer | YES | 0.00143 | 0.04601 | 0 | 168 | 201 | 168
33000 | CC SUB | 33047 | CC JCT | 115 | 115 | Conf Load (Diablo) | Conf Load (Diablo) | 1 | Closed | Line | NO | 0.00023 | 0.00169 | 0.00026 | 82.9 | 96.4 | 119.5
10102 | ELDRADOT | 10100 | ELDORAD# | 115 | 115 | PNM: Santa Fe | PNM: Santa Fe | 1 | Closed | Line | NO | 0.005 | 0.0096 | 0.00114 | 52 | 52 | 52
78106 | LONGPEAK | 78116 | CNTYLINE | 115 | 115 | PRPA | PRPA | 1 | Closed | Line | NO | 0.00401 | 0.03564 | 0.00462 | 238 | 238 | 238
10238 | PANORAMT | 10236 | PANORAMA | 115 | 115 | PNM: Sandoval | PNM: Sandoval | 1 | Closed | Line | NO | 0.0002 | 0.00097 | 0.00012 | 133.5 | 133.5 | 133.5
79062 | SHIPROCK | 79623 | FRUITAP | 115 | 115 | WAPA-RMRAZ | FEUS | 1 | Closed | Line | NO | 0.00452 | 0.02867 | 0.00193 | 113 | 119 | 113
40625 | LANE | 406250 | DAN_LANE_CIO | 115 | 115 | Western Oregon | Western Oregon | 1 | Closed | Line | NO | 0 | 0.00029 | 0 | 159.3 | 159.3 | 203.8
78106 | LONGPEAK | 78105 | LONGPEAK | 115 | 230 | PRPA | PRPA | 2 | Closed | Transformer | YES | 0.00143 | 0.04515 | 0 | 168 | 201 | 168
42069 | LABOUNTY | 42083 | SLATER | 115 | 115 | WHATCOM | WHATCOM | 1 | Closed | Line | NO | 0.01032 | 0.02912 | 0.0041 | 135.4 | 135.4 | 159.9
406365 | ROCK_GARDEN | 40636 | CONNLEY# | 115 | 115 | Southern Oregon | Southern Oregon | 1 | Closed | Line | NO | 0.01509 | 0.0366 | 0.00387 | 51.8 | 51.8 | 51.8
70642 | GREENHSE | 70643 | DAVIS_TS | 115 | 115 | ZoneRN | ZoneRN | 2 | Closed | Line | NO | 0.00442 | 0.02773 | 0.00387 | 244 | 244 | 244
78682 | WOODMEN N | 78683 | WOODMEN S | 115 | 115 | CSU | CSU | 1 | Closed | Line | NO | 0 | 0.00029 | 0 | 239 | 239 | 239
70642 | GREENHSE | 70638 | GREENHSE | 115 | 230 | ZoneRN | ZoneRN | 2 | Closed | Transformer | YES | 0.00042 | 0.03031 | 0 | 398 | 398 | 398
32911 | UNOCAL2 | 32754 | OLEUM | 115 | 115 | Conf Load (East Bay) | Conf Load (East Bay) | 2 | Closed | Line | NO | 5e-05 | 0.00027 | 4e-05 | 140 | 159.7 | 193.6
70642 | GREENHSE | 70648 | COLFER | 115 | 115 | ZoneRN | ZoneRN | 1 | Closed | Line | NO | 0.00536 | 0.0539 | 0.00693 | 324 | 324 | 324
74039 | NORTHRNG | 74056 | KINGRNCH | 115 | 115 | ZoneEW | ZoneEW | 1 | Closed | Line | NO | 0.00091 | 0.00573 | 0.00075 | 212 | 212 | 266
38438 | TAYLR | 38428 | CRTEZ | 115 | 115 | Conf Load (TID) | Conf Load (TID) | 1 | Closed | Line | NO | 0.0052 | 0.0338 | 0.0052 | 176 | 198 | 210
78101 | BOYD | 78100 | BOYD | 115 | 230 | PRPA | PRPA | 1 | Closed | Transformer | YES | 0.00086 | 0.0558 | 0 | 184 | 239 | 184
78098 | CROSSRDS | 78099 | LOVE E | 115 | 115 | PRPA | PRPA | 1 | Closed | Line | NO | 0.00787 | 0.03177 | 0.04394 | 139 | 139 | 139
42873 | HOFFMAN | 42871 | LACEY | 115 | 115 | S.KING | THURSTN | 1 | Closed | Line | NO | 0.00134 | 0.00691 | 0.00113 | 170.9 | 170.9 | 219.3
19213 | SANXAVER | 19214 | SNYDHILL | 115 | 115 | WAPA-DSW | WAPA-DSW | 1 | Closed | Line | NO | 0.0022 | 0.0133 | 0.00186 | 158 | 158 | 158
11063 | DYER | 11025 | AUSTIN | 115 | 115 | EPE - Native Load | EPE - Native Load | 1 | Closed | Line | NO | 0.00174 | 0.01132 | 0.00166 | 184.8 | 239 | 184.8
40631 | LANGLOIS# | 41269 | TWO_MILE+ | 115 | 115 | Western Oregon | Western Oregon | 1 | Closed | Line | NO | 0.00755 | 0.05949 | 0.0082 | 249 | 249 | 308.7
10091 | EAST_TAP | 10092 | EASTRDGE | 115 | 115 | PNM: Albuquerque | PNM: Albuquerque | 1 | Closed | Line | NO | 0.0012 | 0.0041 | 0.00062 | 134.8 | 134.8 | 134.8
40631 | LANGLOIS# | 40632 | LANGLOIS | 115 | 115 | Western Oregon | Western Oregon | 1 | Closed | Line | NO | 0.00077 | 0.00167 | 0.00019 | 105.6 | 105.6 | 131.5
19216 | TWINPEAK | 19212 | SANDARIO | 115 | 115 | WAPA-DSW | WAPA-DSW | 1 | Closed | Line | NO | 0.0069 | 0.0421 | 0.00588 | 158 | 158 | 158
11170 | WHITE_SA | 11002 | ALA_5 | 115 | 115 | EPE - Native Load | EPE - Native Load | 1 | Closed | Line | NO | 0.03023 | 0.07973 | 0.0091 | 74.7 | 74.7 | 74.7
38442 | AUGUST | 38428 | CRTEZ | 115 | 115 | Conf Load (TID) | Conf Load (TID) | 1 | Closed | Line | NO | 0.0064 | 0.0416 | 0.0064 | 176 | 198 | 210
33514 | MANTECA | 33970 | INGRM C. | 115 | 115 | Conf Load (Stockton) | Conf Load (Stanislaus) | 1 | Closed | Line | NO | 0.02283 | 0.11069 | 0.01572 | 119.5 | 119.5 | 119.5
42875 | LUHR BCH | 42895 | HAWKS PR | 115 | 115 | THURSTN | THURSTN | 1 | Closed | Line | NO | 0.00113 | 0.00845 | 0.00161 | 143.8 | 143.8 | 236.6
33044 | FIBRBJCT | 999906 | FIBCRO11 | 115 | 115 | Conf Load (Diablo) | Conf Load (Diablo) | 1 | Closed | Line | NO | 0.00165 | 0.00475 | 0.00064 | 59.2 | 68.7 | 88.2
70657 | ZINZER | 70658 | PLAZA | 115 | 115 | ZoneSL | ZoneSL | 1 | Closed | Line | NO | 0.01464 | 0.09058 | 0.01287 | 170 | 170 | 170
78091 | HORSESHO | 78090 | HORSESHO | 115 | 230 | PRPA | PRPA | 2 | Closed | Transformer | YES | 0.0011 | 0.0552 | 0 | 187 | 224 | 187
40625 | LANE | 46275 | WILLOW C | 115 | 115 | Western Oregon | Eugene, OR | 1 | Closed | Line | NO | 0.0046 | 0.0243 | 0.0038 | 170 | 170 | 216
38426 | PINEER | 38425 | DOLE | 115 | 115 | Conf Load (TID) | Conf Load (TID) | 1 | Closed | Line | NO | 0.00615 | 0.03983 | 0.00615 | 163 | 187 | 198
19209 | PICACHOW | 19211 | RED ROCK | 115 | 115 | WAPA-DSW | WAPA-DSW | 1 | Closed | Line | NO | 0.0145 | 0.0893 | 0.01244 | 155 | 155 | 155
37934 | OREGON | 37955 | WALDON | 115 | 115 | Conf Load (Redding) | Conf Load (Redding) | 1 | Closed | Line | NO | 0.00145 | 0.00505 | 0.00076 | 98 | 118 | 126
42106 | MARCHPTN | 42151 | N.POINTW | 115 | 115 | SKAGIT | SKAGIT | 1 | Closed | Line | NO | 0.00919 | 0.01744 | 0.00234 | 82.1 | 82.1 | 97
40625 | LANE | 40863 | RAINBOW_VLY# | 115 | 115 | Western Oregon | Western Oregon | 1 | Closed | Line | NO | 0.00044 | 0.00461 | 0.00067 | 308.7 | 308.7 | 378.5
78091 | HORSESHO | 78098 | CROSSRDS | 115 | 115 | PRPA | PRPA | 1 | Closed | Line | NO | 0.00322 | 0.02225 | 0.04314 | 165 | 165 | 165
44994 | NICKLMTN | 45465 | RIDDLEVN | 115 | 115 | PAC:ROSE | PAC:ROSE | 1 | Closed | Line | NO | 0.00222 | 0.01202 | 0.00179 | 134 | 134 | 134
33046 | FIBRJCT2 | 31994 | GRAND IS | 115 | 115 | Conf Load (Diablo) | Conf Load (Sacramento) | 1 | Open | Line | NO | 0.05488 | 0.11264 | 0.01379 | 64.7 | 75.1 | 96
40201 | CHANDLER# | 40991 | SNIPES+ | 115 | 115 | Lower Columbia Basin | Lower Columbia Basin | 1 | Closed | Line | NO | 0.00917 | 0.01939 | 0.00219 | 51.8 | 51.8 | 103.6
38442 | AUGUST | 38426 | PINEER | 115 | 115 | Conf Load (TID) | Conf Load (TID) | 1 | Closed | Line | NO | 0.0057 | 0.0372 | 0.0057 | 176 | 198 | 210
73097 | KIOWA CK | 73213 | WIGGINS TAP | 115 | 115 | ZoneEC | ZoneEC | 1 | Closed | Line | NO | 0.0253 | 0.0462 | 0.00476 | 120 | 120 | 120
41097 | TROY+ | 41169 | YAAK+ | 115 | 115 | Spokane Area, N Idaho, W Montana | Spokane Area, N Idaho, W Montana | 1 | Closed | Line | NO | 0.03529 | 0.07468 | 0.00872 | 105.6 | 105.6 | 135.4
47278 | LIBBYFEC | 41097 | TROY+ | 115 | 115 | Western Montana | Spokane Area, N Idaho, W Montana | 1 | Closed | Line | NO | 0.01643 | 0.09656 | 0.01272 | 203.2 | 203.2 | 262.9
46818 | ROCKIS22 | 41105 | VALHALLA | 115 | 115 | Central Washington | Central Washington | 1 | Closed | Line | NO | 0.001 | 0.01139 | 0.00168 | 275.1 | 275.1 | 318.7
33048 | RVECTP | 31994 | GRAND IS | 115 | 115 | Conf Load (Diablo) | Conf Load (Sacramento) | 1 | Open | Line | NO | 0.05488 | 0.11264 | 0.01379 | 64.7 | 75.1 | 96
78082 | LINDEN | 78086 | TIMBERLN | 115 | 115 | PRPA | PRPA | 1 | Closed | Line | NO | 0.00265 | 0.01981 | 0.00272 | 238 | 238 | 238
42109 | FDS115 S | 42116 | SAWMILL | 115 | 115 | SKAGIT | SKAGIT | 1 | Closed | Line | NO | 0.00113 | 0.00299 | 0.00048 | 135.4 | 135.4 | 159.9
42109 | FDS115 S | 42135 | TEXACO E | 115 | 115 | SKAGIT | SKAGITI | 1 | Closed | Line | NO | 0.00418 | 0.03225 | 0.00576 | 280.9 | 280.9 | 330.8
19058 | VALLEYFARMS | 14359 | VLYFARMS | 115 | 115 | WAPA-DSW | APS | 1 | Closed | Line | NO | 0 | 0.0005 | 0 | 239 | 239 | 239
78091 | HORSESHO | 78090 | HORSESHO | 115 | 230 | PRPA | PRPA | 1 | Closed | Transformer | YES | 0.0011 | 0.0553 | 0 | 187 | 224 | 187
42882 | ROCHEST | 42888 | TONOROCT | 115 | 115 | THURSTN | THURSTN | 1 | Closed | Line | NO | 0.00229 | 0.0179 | 0.0031 | 280.9 | 280.9 | 330.8
78086 | TIMBERLN | 78085 | TIMBERLN | 115 | 230 | PRPA | PRPA | 3 | Closed | Transformer | YES | 0.00434 | 0.08393 | 0 | 168 | 201 | 168
65305 | CASPERPP | 65307 | CASPER_TP | 115 | 115 | WY EAST | WY EAST | 1 | Closed | Line | NO | 0.0021 | 0.01311 | 0.00158 | 205 | 222 | 246
42120 | SEDRO E | 42169 | HAMILTNP | 115 | 115 | SKAGIT | SKAGIT | 1 | Closed | Line | NO | 0.00642 | 0.05394 | 0.00828 | 280.9 | 280.9 | 330.8
34752 | KERN PWR | 30945 | KERN PP | 115 | 230 | Conf Load (Kern) | Conf Load (Kern) | 5 | Closed | Transformer | YES | 0.00048 | 0.02238 | 0 | 420 | 462 | 420
78086 | TIMBERLN | 78085 | TIMBERLN | 115 | 230 | PRPA | PRPA | 4 | Closed | Transformer | YES | 0.0011 | 0.055 | 0 | 187 | 224 | 187
12068 | SMITHLAK | 10010 | AMBROSIA | 115 | 115 | TSGT: Western NM | PNM: Northwestern | 1 | Closed | Line | NO | 0.0331 | 0.1319 | 0.0162 | 133 | 133 | 133
40623 | LAKE_SID+ | 40877 | REEDSPRT | 115 | 115 | Western Oregon | Western Oregon | 1 | Closed | Line | NO | 0.02663 | 0.05643 | 0.00655 | 105.6 | 105.6 | 129.5
10024 | B-A | 10221 | NO_BERN | 115 | 115 | PNM: Sandoval | PNM: Sandoval | 1 | Closed | Line | NO | 0.0053 | 0.0211 | 0.0026 | 155 | 155 | 195
42125 | CFALLTAP | 999934 | CFARAT11 | 115 | 115 | PSEOTHER | PSEOTHER | 1 | Closed | Line | NO | 0.00271 | 0.00774 | 0.00106 | 120 | 120 | 120
42130 | TEX_WEST | 42185 | LINDE | 115 | 115 | SKAGITI | SKAGITI | 1 | Closed | Line | NO | 0.00055 | 0.00411 | 0.0008 | 280.9 | 280.9 | 330.8
42154 | AIR LIQP | 42135 | TEXACO E | 115 | 115 | SKAGITI | SKAGITI | 1 | Closed | Line | NO | 0 | 3e-05 | 0 | 280.9 | 280.9 | 330.8
10044 | BLCKRA_T | 10465 | SCENICNM | 115 | 115 | PNM: Albuquerque | PNM: Albuquerque | 1 | Closed | Line | NO | 0.0057 | 0.0171 | 0.0021 | 120 | 120 | 120
65307 | CASPER_TP | 69148 | REDBUTTE | 115 | 115 | WY EAST | WY EAST | 1 | Closed | Line | NO | 0.00202 | 0.01689 | 0.00259 | 205 | 222 | 246
40617 | LACLEDE+ | 40931 | SANDPOINT | 115 | 115 | Spokane Area, N Idaho, W Montana | Spokane Area, N Idaho, W Montana | 1 | Closed | Line | NO | 0.00943 | 0.0555 | 0.00729 | 95.6 | 95.6 | 203.2
40617 | LACLEDE+ | 40857 | PRIEST_RVR# | 115 | 115 | Spokane Area, N Idaho, W Montana | Spokane Area, N Idaho, W Montana | 1 | Closed | Line | NO | 0.00656 | 0.03863 | 0.00505 | 95.6 | 95.6 | 203.2
45004 | AGER | 45061 | COPCO | 115 | 115 | PAC:YRKA | PAC:YRKA | 1 | Closed | Line | NO | 0.02047 | 0.06025 | 0.00762 | 95 | 120 | 153
19203 | BRAWLEY | 19213 | SANXAVER | 115 | 115 | WAPA-DSW | WAPA-DSW | 1 | Closed | Line | NO | 0.0087 | 0.0532 | 0.00742 | 158 | 158 | 158
65305 | CASPERPP | 69098 | RAWHIDE | 115 | 115 | WY EAST | WY EAST | 1 | Closed | Line | NO | 0.00384 | 0.03124 | 0.00506 | 179 | 218 | 249
43263 | HYDN ISL | 43709 | KP TAP | 115 | 115 | Portland General - BES NODE | Portland General - BES NODE | 1 | Closed | Line | NO | 0.00363 | 0.02098 | 0.00274 | 198 | 198 | 266
79254 | COALBANK | 79255 | MOLASTAP | 115 | 115 | ZoneR4 | ZoneR4 | 1 | Closed | Line | NO | 0.01038 | 0.04082 | 0.00792 | 143 | 143 | 143
42934 | CHICO | 40612 | KITSAPN | 115 | 115 | KITSAP | Seattle Area, Olympic Peninsula | 1 | Closed | Line | NO | 0.00491 | 0.02617 | 0.00403 | 211.1 | 211.1 | 240
40612 | KITSAPN | 41026 | STAT. X | 115 | 115 | Seattle Area, Olympic Peninsula | Seattle Area, Olympic Peninsula | 1 | Closed | Line | NO | 0.00231 | 0.01942 | 0.00291 | 278.9 | 278.9 | 342.6
42808 | BLUMAER | 42812 | SPURGEON | 115 | 115 | THURSTN | THURSTN | 1 | Closed | Line | NO | 0.00594 | 0.04634 | 0.00805 | 280.9 | 280.9 | 330.8
36256 | MESA_PGE | 30930 | MESA PGE | 115 | 230 | Conf Load (Los Padres) | Conf Load (Los Padres) | 3 | Closed | Transformer | YES | 0.00048 | 0.02238 | 0 | 398 | 398 | 398
70925 | FAIRPLAY_CR | 70924 | COMO_CR | 115 | 115 | ZoneRM | ZoneRM | 1 | Closed | Line | NO | 0.00821 | 0.04433 | 0.00591 | 239 | 239 | 239
44896 | CANYVLLE | 45077 | DAYSCREK | 115 | 115 | PAC:ROSE | PAC:ROSE | 1 | Closed | Line | NO | 0.01399 | 0.02661 | 0.00367 | 89 | 109 | 127
33315 | RVNSWD E | 38028 | PLO ALTO | 115 | 115 | Conf Load (Peninsula) | Conf Load (NCPA) | 2 | Closed | Line | NO | 0.00386 | 0.01913 | 0.00291 | 167.1 | 189 | 193.6
45181 | LONEPINE | 45183 | LONEPINE | 115 | 230 | PAC:MDFD | PAC:MDFD | 2 | Closed | Transformer | YES | 0.00077 | 0.03446 | 0 | 250 | 325 | 300
40611 | KITSAPS | 40612 | KITSAPN | 115 | 115 | Seattle Area, Olympic Peninsula | Seattle Area, Olympic Peninsula | BS | Closed | Line | NO | 0 | 0.00029 | 0 | 398.3 | 473.2 | 533.4
40611 | KITSAPS | 42901 | S.BREM W | 115 | 115 | Seattle Area, Olympic Peninsula | KITSAP | 1 | Closed | Line | NO | 0.00041 | 0.00366 | 0.00061 | 280.9 | 280.9 | 330.8
79048 | MONTROSE | 79082 | HAPPYCAN | 115 | 115 | ZoneR4 | Zone69 | 1 | Closed | Line | NO | 0.0056 | 0.0213 | 0.00262 | 79 | 79 | 79
42808 | BLUMAER | 42887 | TONOBLUT | 115 | 115 | THURSTN | THURSTN | 1 | Closed | Line | NO | 0.0005 | 0.00386 | 0.00069 | 280.9 | 280.9 | 330.8
40607 | KETTLE# | 48175 | KETTLEAV | 115 | 115 | Spokane Area, N Idaho, W Montana | AVA: Big Bend | 1 | Closed | Line | NO | 0.00034 | 0.00136 | 0.00018 | 72.5 | 72.5 | 72.5
19202 | BRADY | 19209 | PICACHOW | 115 | 115 | WAPA-DSW | WAPA-DSW | 1 | Closed | Line | NO | 0.0045 | 0.0277 | 0.00386 | 155 | 155 | 155
40604 | KENNEDY+ | 40872 | RED MTN | 115 | 115 | Lower Columbia Basin | Lower Columbia Basin | 1 | Closed | Line | NO | 0.0005 | 0.00425 | 0.00061 | 201.2 | 201.2 | 256.9
11002 | ALA_5 | 11122 | ORO_GRAN | 115 | 115 | EPE - Native Load | EPE - Native Load | 1 | Closed | Line | NO | 0.0242 | 0.059 | 0.00693 | 74.7 | 74.7 | 74.7
42222 | COUPVILL | 42202 | WHIDBY S | 115 | 115 | ISLAND | ISLAND | 1 | Closed | Line | NO | 0.01262 | 0.05668 | 0.00899 | 71.7 | 71.7 | 116.7
42223 | CRESCENT | 42202 | WHIDBY S | 115 | 115 | ISLAND | ISLAND | 1 | Closed | Line | NO | 0.00314 | 0.01622 | 0.00264 | 159.4 | 159.4 | 159.4
42220 | BROOK H | 42210 | S WHIDBY | 115 | 115 | ISLAND | ISLAND | 1 | Closed | Line | NO | 0 | 0.0003 | 0 | 100 | 100 | 100
19201 | BLACKMTN | 19214 | SNYDHILL | 115 | 115 | WAPA-DSW | WAPA-DSW | 1 | Closed | Line | NO | 0.0001 | 0.00058 | 7e-05 | 158 | 158 | 158
42221 | CLOVER V | 42227 | HILCREST | 115 | 115 | ISLAND | ISLAND | 1 | Closed | Line | NO | 0.00161 | 0.00848 | 0.00135 | 211.1 | 211.1 | 249
11039 | CHAPARAL | 11316 | OTERO | 115 | 115 | EPE - Native Load | EPE - Native Load | 1 | Closed | Line | NO | 0.01518 | 0.06283 | 0.00782 | 135.4 | 164.7 | 135.4
40597 | KEELER_W | 40595 | KEELER_E | 115 | 115 | Portland Area | Portland Area | BS | Closed | Line | NO | 0 | 0.00029 | 0 | 597.5 | 709.8 | 800.1
41011 | SPEARFSH | 40218 | LYLE# | 115 | 115 | Lower Columbia Basin | Lower Columbia Basin | 1 | Closed | Line | NO | 0.00916 | 0.01934 | 0.00226 | 105.6 | 105.6 | 137.5
10238 | PANORAMT | 12067 | VERANDAT | 115 | 115 | PNM: Sandoval | PNM: Sandoval | 1 | Closed | Line | NO | 0.0038 | 0.03616 | 0.00144 | 156 | 156 | 196
72001 | PANORAMW | 72144 | REDTAIL | 115 | 115 | ZoneEC | ZoneEC | 1 | Open | Line | NO | 1e-05 | 0.0001 | 0.0017 | 239 | 239 | 239
44897 | ILLAHEEH | 44899 | ILLATP39 | 115 | 115 | PAC:ROSE | PAC:ROSE | 1 | Closed | Line | NO | 1e-05 | 6e-05 | 1e-05 | 134 | 134 | 153
43103 | CNTENL 2 | 43217 | GRESHAMA | 115 | 115 | Portland General - BES NODE | Portland General - BES S/S | 1 | Closed | Line | NO | 0.00202 | 0.01087 | 0.00174 | 219 | 219 | 285
31998 | VACA-DIX | 30460 | VACA-DIX | 115 | 230 | Conf Load (Sacramento) | Conf Load (Sacramento) | 3 | Closed | Transformer | YES | 0.00048 | 0.02238 | 0 | 420 | 462 | 420
31998 | VACA-DIX | 30460 | VACA-DIX | 115 | 230 | Conf Load (Sacramento) | Conf Load (Sacramento) | 2 | Closed | Transformer | YES | 0.00038 | 0.02393 | 0 | 420 | 462 | 420
11099 | MESA___# | 11025 | AUSTIN | 115 | 115 | EPE - Native Load | EPE - Native Load | 1 | Closed | Line | NO | 0.00606 | 0.03344 | 0.00479 | 165.3 | 219.7 | 165.3
40597 | KEELER_W | 40805 | OREGON_CITY | 115 | 115 | Portland Area | Portland Area | 2 | Closed | Line | NO | 0.03011 | 0.12697 | 0.01528 | 155.4 | 155.4 | 193.2
71024 | N_PENROSE | 71025 | HOGBACK115 | 115 | 115 | ZoneWP | ZoneWP | 1 | Closed | Line | NO | 0.01479 | 0.09526 | 0.01245 | 222 | 222 | 222
40595 | KEELER_E | 41019 | ST JOHNS | 115 | 115 | Portland Area | Portland Area | 2 | Closed | Line | NO | 0.01267 | 0.05545 | 0.00682 | 155.4 | 155.4 | 193.2
70108 | CHEROKEE_S | 70277 | MAPLETO2 | 115 | 115 | ZoneRD | ZoneRD | 1 | Closed | Line | NO | 0.0004 | 0.00285 | 0.00042 | 159 | 175 | 159
73069 | GLENDO | 73076 | GUERNTAP | 115 | 115 | ZoneEW | ZoneEW | 1 | Closed | Line | NO | 0.0325 | 0.1083 | 0.0136 | 109 | 119 | 109
15108 | HAYDENAZ | 14644 | HAYDENAP | 115 | 115 | SRP EMA 115kV | APS: SOUTHEAST | 1 | Closed | Line | NO | 0 | 0.0003 | 0 | 179 | 179 | 179
45001 | ALBINA | 45167 | KNOTT | 115 | 115 | PAC:PTLD | PAC:PTLD | 1 | Closed | Line | NO | 0.00081 | 0.00427 | 0.00068 | 153 | 191 | 238
405474 | HORSE_HV_S# | 405475 | SOUTH_SLOPE+ | 115 | 115 | Lower Columbia Basin | Lower Columbia Basin | 1 | Closed | Line | NO | 0.00415 | 0.01229 | 0.00153 | 99.6 | 113.5 | 143.4
73065 | GARY | 73221 | WOODROW | 115 | 115 | ZoneEC | ZoneEC | 1 | Closed | Line | NO | 0.0164 | 0.0535 | 0.0068 | 109 | 109 | 109
40587 | JOSO+ | 41340 | NINE_MILE# | 115 | 115 | Lower Columbia Basin | Lower Columbia Basin | 1 | Closed | Line | NO | 0.00354 | 0.0208 | 0.00274 | 203.2 | 203.2 | 262.9
42303 | LAKESIDE | 42452 | SOMERSET | 115 | 115 | N.KING | N.KING | 1 | Closed | Line | NO | 0.00197 | 0.01027 | 0.00165 | 211.1 | 211.1 | 249
45120 | CLRWTRSS | 45294 | LEMOLOTP | 115 | 115 | PAC:ROSE | PAC:ROSE | 1 | Closed | Line | NO | 6e-05 | 0.00018 | 2e-05 | 113 | 124 | 162
45288 | LEMOLO1 | 45120 | CLRWTRSS | 115 | 115 | PAC:ROSE | PAC:ROSE | 1 | Closed | Line | NO | 0.02368 | 0.07052 | 0.00871 | 72 | 72 | 72
15111 | KEARNY | 14645 | KEARNYAP | 115 | 115 | SRP EMA 115kV | APS: SOUTHEAST | 1 | Closed | Line | NO | 0 | 0.0003 | 0 | 179 | 179 | 179
45120 | CLRWTRSS | 45114 | CLRWATR1 | 115 | 115 | PAC:ROSE | PAC:ROSE | 1 | Closed | Line | NO | 0.01848 | 0.03309 | 0.00334 | 72 | 72 | 72
73056 | ESTES | 73233 | MARYLKTP | 115 | 115 | ZoneFH | ZoneFH | 1 | Closed | Line | NO | 0.00276 | 0.01713 | 0.00242 | 80 | 80 | 80
73055 | KERSEY W | 73095 | KERSEYTP | 115 | 115 | ZoneEC | ZoneEC | 1 | Closed | Line | NO | 0.00293 | 0.01125 | 0.00147 | 120 | 120 | 120
19096 | MARANATAP | 19210 | RATTLSNK | 115 | 115 | WAPA-DSW | WAPA-DSW | 1 | Closed | Line | NO | 0.0071 | 0.0438 | 0.00612 | 153 | 153 | 153
45109 | FRY | 45111 | FRY | 115 | 230 | PAC:WLMT | PAC:WLMT | 2 | Closed | Transformer | YES | 0.00071 | 0.02886 | 0 | 280 | 314 | 336
45105 | FISHHOLE | 45203 | MILE HI | 115 | 115 | PAC:KFAL | PAC:LAKE | 1 | Closed | Line | NO | 0.07814 | 0.22864 | 0.02927 | 110 | 121 | 159
33303 | EST GRND | 364521 | CALTRAINSSF | 115 | 115 | Conf Load (Peninsula) | Conf Load (Peninsula) | 2 | Closed | Line | NO | 0.00078 | 0.00226 | 0.00031 | 97 | 110 | 133
40579 | JENKINS | 40580 | JENKINS# | 115 | 115 | Central Washington | Central Washington | 1 | Closed | Line | NO | 0.0001 | 0.0005 | 0 | 213.1 | 213.1 | 262.9
65470 | DRUMMOND | 66495 | TARGHEE | 115 | 115 | ID BPA | ID BPA | 1 | Closed | Line | NO | 0.06063 | 0.15814 | 0.0192 | 123.5 | 123.5 | 159.3
13309 | TA-3 | 13306 | LA-MPF | 115 | 115 | Los Alamos County | Los Alamos County | 1 | Closed | Line | NO | 0.0053 | 0.0192 | 0.0023 | 119.5 | 119.5 | 119.5
38410 | WESTL115 | 38412 | ROGERS-T | 115 | 115 | Conf Load (TID) | Conf Load (TID) | 1 | Closed | Line | NO | 0.0037 | 0.0238 | 0.0037 | 176 | 187 | 210
33038 | LINDEJCT | 32961 | CLMBATAP | 115 | 115 | Conf Load (Diablo) | Conf Load (Diablo) | 1 | Closed | Line | NO | 0.0005 | 0.0005 | 0 | 87.6 | 102.4 | 132.7
45247 | PONDROSA | 44524 | BALDWIN | 115 | 115 | PAC:C.OR | PAC:C.OR | 1 | Closed | Line | NO | 0.0059 | 0.0304 | 0.00499 | 170 | 212 | 249
44521 | VERNTP | 45193 | MALLORY | 115 | 115 | PAC:PTLD | PAC:PTLD | 1 | Closed | Line | NO | 2e-05 | 0.0002 | 4e-05 | 256 | 282 | 344
33208 | MARTIN C | 33310 | SANMATEO | 115 | 115 | Conf Load (S.F.) | Conf Load (Peninsula) | 3 | Closed | Line | NO | 0.0179 | 0.0641 | 0.018 | 179.3 | 227.9 | 179.3
31204 | UKIAH | 38020 | CITY UKH | 115 | 115 | Conf Load (N. Coast) | Conf Load (NCPA) | 1 | Closed | Line | NO | 0.0005 | 0.0011 | 0.0002 | 87.2 | 102 | 132.7
78670 | KELKER E | 78671 | KELKER W | 115 | 115 | CSU | CSU | 1 | Closed | Line | NO | 0 | 0.00029 | 0 | 319 | 378 | 319
44521 | VERNTP | 45167 | KNOTT | 115 | 115 | PAC:PTLD | PAC:PTLD | 1 | Closed | Line | NO | 0.00074 | 0.00071 | 0.00125 | 256 | 282 | 344
629031 | TAFT AUTO | 97891 | mid_97891 | 115 | 115 | MISSOULA_MT | MISSOULA_MT | 1 | Closed | TransformerWinding | YES | 0 | 0.2035 | 0 | 50 | 57.5 | 50
72100 | E YUMA TAP | 72101 | PANDA_T | 115 | 115 | ZoneEC | ZoneEC | 1 | Closed | Line | NO | 0.0014 | 0.0032 | 0.0003 | 68 | 68 | 68
42072 | MCKENZE | 42082 | SEHOME | 115 | 115 | WHATCOM | WHATCOM | 1 | Closed | Line | NO | 0.00197 | 0.01029 | 0.00165 | 211.1 | 211.1 | 249
72100 | E YUMA TAP | 73047 | DEERINGL | 115 | 115 | ZoneEC | ZoneEC | 1 | Closed | Line | NO | 0.0088 | 0.018 | 0.0021 | 85 | 85 | 85
73043 | CHEYENNE | 96160 | mid_96160 | 115 | 230 | ZoneEW | ZoneEW | 1 | Closed | TransformerWinding | YES | 0.00041 | -0.00768 | 0 | 200 | 240 | 200
10044 | BLCKRA_T | 12053 | PALM_T | 115 | 115 | PNM: Albuquerque | PNM: Sandoval | 1 | Closed | Line | NO | 0.01157 | 0.03451 | 0.003 | 120 | 120 | 120
71023 | PUEBLO_W | 71024 | N_PENROSE | 115 | 115 | ZoneWP | ZoneWP | 1 | Open | Line | NO | 0.01862 | 0.11994 | 0.01567 | 222 | 222 | 222
33047 | CC JCT | 33045 | FIBRJCT1 | 115 | 115 | Conf Load (Diablo) | Conf Load (Diablo) | 1 | Closed | Line | NO | 0.00295 | 0.00637 | 0.00071 | 64.7 | 75.1 | 96
45009 | APPLEGAT | 45037 | CAVE JCT | 115 | 115 | PAC:GRPS | PAC:GRPS | 1 | Closed | Line | NO | 0.04944 | 0.14556 | 0.01841 | 112 | 123 | 162
44869 | TIETON H | 45293 | TIETON | 115 | 115 | PAC:YKMA | PAC:YKMA | 1 | Closed | Line | NO | 0.0511 | 0.12519 | 0.01639 | 117 | 117 | 117
45009 | APPLEGAT | 45121 | GRANT PS | 115 | 115 | PAC:GRPS | PAC:GRPS | 1 | Closed | Line | NO | 0.01493 | 0.04356 | 0.00561 | 112 | 123 | 162
41260 | SULLIVAN+ | 41117 | VERA# | 115 | 115 | Spokane Area, N Idaho, W Montana | Spokane Area, N Idaho, W Montana | 1 | Closed | Line | NO | 0.00174 | 0.00731 | 0.00095 | 77.7 | 77.7 | 163.3
31950 | CORTINA | 30450 | CORTINA | 115 | 230 | Conf Load (Sacramento) | Conf Load (Sacramento) | 4 | Closed | Transformer | YES | 0.00028 | 0.02291 | 0 | 420 | 462 | 420
10225 | NOE_TAP | 10223 | NOE | 115 | 115 | PNM: Northwestern | PNM: Northwestern | 1 | Closed | Line | NO | 0.0044 | 0.0163 | 0.0022 | 133.5 | 133.5 | 133.5
72103 | WRAY TAP | 73331 | WRAY WAPA | 115 | 115 | ZoneEC | ZoneEC | 1 | Open | Line | NO | 0.00039 | 0.00148 | 0.0002 | 85 | 85 | 85
45004 | AGER | 45538 | YREKA | 115 | 115 | PAC:YRKA | PAC:YRKA | 1 | Closed | Line | NO | 0.02744 | 0.08027 | 0.01028 | 95 | 120 | 153
42323 | SAMMSH E | 42383 | SAMNOVTP | 115 | 115 | N.KING | N.KING | 1 | Closed | Line | NO | 0.00216 | 0.01701 | 0.00291 | 280.9 | 280.9 | 330.8
42323 | SAMMSH E | 42384 | BRIDLE | 115 | 115 | N.KING | N.KING | 1 | Closed | Line | NO | 0.00211 | 0.01114 | 0.00174 | 211.1 | 211.1 | 249
42323 | SAMMSH E | 42443 | REDMONDP | 115 | 115 | N.KING | N.KING | 1 | Closed | Line | NO | 0.00201 | 0.01044 | 0.00169 | 211.1 | 211.1 | 249
40590 | SMITHSON | 40582 | SMITHSON# | 115 | 115 | Central Washington | Central Washington | 1 | Closed | Line | NO | 0.01782 | 0.06887 | 0.01042 | 169.3 | 169.3 | 209.2
33012 | EST PRTL | 32780 | CLARMNT | 115 | 115 | Conf Load (Diablo) | Conf Load (East Bay) | 1 | Closed | Line | NO | 0.00543 | 0.02266 | 0.00601 | 140 | 159.7 | 192
33000 | CC SUB | 33046 | FIBRJCT2 | 115 | 115 | Conf Load (Diablo) | Conf Load (Diablo) | 1 | Closed | Line | NO | 0.00368 | 0.0087 | 0.001 | 64.7 | 75.1 | 96
641044 | COLLECTOR | 641040 | SAN EMIDIO H | 120 | 120 | SPP_LAH_FAL_WINN | SPP_LAH_FAL_WINN | 1 | Closed | Line | NO | 0.06816 | 0.20372 | 0.02958 | 123 | 123 | 123
640060 | WASSUK | 640061 | PUMPKIN | 120 | 120 | SPP-Carson City | SPP-East Tie | 1 | Closed | Line | NO | 0.00339 | 0.02198 | 0.00383 | 222.8 | 222.8 | 222.8
640056 | BELL166 | 640057 | BELL167 | 120 | 120 | SPP-Carlin Trend | SPP-Carlin Trend | 1 | Closed | Line | NO | 0 | 0.0003 | 0 | 208.2 | 208.2 | 208.2
640014 | LEEVILLE T | 640012 | CARLIN MILL | 120 | 120 | SPP-Carlin Trend | SPP-Carlin Trend | 1 | Closed | Line | NO | 0.00157 | 0.00904 | 0.00141 | 187.1 | 187.1 | 187.1
640059 | BLDR BSN S | 640008 | TURF | 120 | 120 | SPP-Carlin Trend | SPP-Carlin Trend | 1 | Closed | Line | NO | 0.00194 | 0.01116 | 0.00175 | 183.3 | 183.3 | 183.3
640014 | LEEVILLE T | 640008 | TURF | 120 | 120 | SPP-Carlin Trend | SPP-Carlin Trend | 1 | Closed | Line | NO | 0.00012 | 0.00068 | 0.00011 | 187.1 | 187.1 | 187.1
640054 | BELL155 | 640007 | ARTURO | 120 | 120 | SPP-Carlin Trend | SPP-Carlin Trend | 1 | Closed | Line | NO | 0.00087 | 0.005 | 0.00078 | 187.1 | 187.1 | 187.1
640058 | BLDR BSN N | 64957 | ROSSI T | 120 | 120 | SPP-Carlin Trend | SPP-Carlin Trend | 1 | Closed | Line | NO | 0.0085 | 0.04885 | 0.00764 | 185.2 | 185.2 | 185.2
640007 | ARTURO | 64650 | HOLLISTER T | 120 | 120 | SPP-Carlin Trend | SPP-Carlin Trend | 1 | Closed | Line | NO | 0.00344 | 0.0198 | 0.0031 | 187.1 | 187.1 | 187.1
64963 | CHUKAR | 64485 | MEADOWS | 120 | 120 | SPP-TM Load | SPP-TM Load | 1 | Closed | Line | NO | 0.00256 | 0.02908 | 0.00554 | 415.7 | 415.7 | 415.7
64458 | LONELY | 64459 | FERNLEY | 120 | 120 | SPP_LAH_FAL_WINN | SPP_LAH_FAL_WINN | 1 | Closed | Line | NO | 0.00752 | 0.02141 | 0.00354 | 119.5 | 119.5 | 119.5
64461 | LEEVILLE 1 | 640013 | LEEVILLE 2 | 120 | 120 | SPP-Carlin Trend | SPP-Carlin Trend | 1 | Closed | Line | NO | 0.00051 | 0.00145 | 0.00024 | 119.5 | 119.5 | 119.5
64463 | DOVE | 64416 | WILD HORSE | 120 | 120 | SPP-TM Load | SPP-TM Load | 1 | Closed | Line | NO | 0.00208 | 0.02401 | 0.00439 | 249.4 | 249.4 | 249.4
64485 | MEADOWS | 64585 | NORWAY2 | 120 | 120 | SPP-TM Load | SPP-TM Load | 1 | Closed | Line | NO | 0.00013 | 0.00143 | 0.00031 | 415.7 | 415.7 | 415.7
64595 | FULCRUM | 64416 | WILD HORSE | 120 | 120 | SPP-TM Load | SPP-TM Load | 1 | Closed | Line | NO | 0.00087 | 0.0024 | 0.00041 | 105.4 | 105.4 | 105.4
64485 | MEADOWS | 64584 | NORWAY1 | 120 | 120 | SPP-TM Load | SPP-TM Load | 1 | Closed | Line | NO | 0.00014 | 0.00147 | 0.00032 | 415.7 | 415.7 | 415.7
64542 | CRTZ S PIPE2 | 64387 | CRTZ S PIPE | 120 | 120 | SPP-Carlin Trend | SPP-Carlin Trend | JM | Closed | Line | NO | 0 | 0.001 | 0 | 999 | 999 | 999
64383 | CRTZ FCANYON | 64382 | CRTZ HILLS | 120 | 120 | SPP-Carlin Trend | SPP-Carlin Trend | 1 | Closed | Line | NO | 0.00159 | 0.00485 | 0.00069 | 122.6 | 122.6 | 122.6
64385 | FIRECREEK T | 64846 | HALLIBURTN T | 120 | 120 | SPP-Carlin Trend | SPP-Carlin Trend | 1 | Closed | Line | NO | 0.02947 | 0.12606 | 0.01901 | 129.3 | 129.3 | 129.3
64269 | BANNOCK | 64264 | JERSEYV | 120 | 120 | Zone27 | Zone27 | 1 | Closed | Line | NO | 0.04868 | 0.13866 | 0.02289 | 119.5 | 119.5 | 119.5
64191 | OXYGEN T | 64190 | BARRICK T | 120 | 120 | SPP-Carlin Trend | SPP-Carlin Trend | 1 | Closed | Line | NO | 0.00049 | 0.00146 | 0.00021 | 119.5 | 119.5 | 119.5
64189 | MEIKLE | 64358 | BANSHEE | 120 | 120 | SPP-Carlin Trend | SPP-Carlin Trend | 1 | Closed | Line | NO | 0.00076 | 0.0021 | 0.00036 | 129.1 | 129.1 | 129.1
64186 | LONE TREE | 64187 | STONEHSE | 120 | 120 | Zone27 | Zone27 | 1 | Closed | Line | NO | 0.00066 | 0.00379 | 0.00059 | 187.1 | 187.1 | 187.1
64183 | JERRITT | 64184 | BIG SPRG | 120 | 120 | SPP-Carlin Trend | SPP-Carlin Trend | 1 | Closed | Line | NO | 0.06068 | 0.09557 | 0.01096 | 77.1 | 77.1 | 77.1
64125 | VAL RD N | 64127 | VAL ROAD | 120 | 120 | SPP-TM Load | SPP-TM Load | 1 | Closed | Line | NO | 0.00021 | 0.00184 | 0.00031 | 249.4 | 249.4 | 249.4
64486 | TRW | 64116 | TRACY E | 120 | 120 | SPP-TM Load | SPP-TM Load | 1 | Closed | Line | NO | 0.00927 | 0.04246 | 0.00677 | 175.2 | 175.2 | 175.2
64114 | TRACY | 64116 | TRACY E | 120 | 120 | SPP-TM Load | SPP-TM Load | 1 | Closed | Line | NO | 8e-05 | 0.00094 | 0.00017 | 415.7 | 415.7 | 415.7
64099 | SPAN SPG | 64413 | PAH RAH | 120 | 120 | SPP-TM Load | SPP-TM Load | 1 | Closed | Line | NO | 0.00781 | 0.06699 | 0.01106 | 356 | 356 | 356
64466 | GALENA | 64104 | STEAMBT | 120 | 120 | SPP-TM Load | SPP-TM Load | 1 | Closed | Line | NO | 0.0004 | 0.00209 | 0.00039 | 186.4 | 186.4 | 186.4
64400 | PENNY TP | 64093 | SILVR LK | 120 | 120 | SPP-TM Load | SPP-TM Load | 1 | Closed | Line | NO | 0.00529 | 0.03365 | 0.00609 | 204.9 | 207.8 | 204.9
64076 | MIRA LMA | 640214 | SOUTHMED | 120 | 120 | SPP-TM Load | SPP-TM Load | 1 | Closed | Line | NO | 0.00318 | 0.02169 | 0.00357 | 183.9 | 183.9 | 183.9
64074 | MILLERS | 640086 | SIEBERT | 120 | 120 | SPP-East Tie | SPP-East Tie | 1 | Closed | Line | NO | 0.02547 | 0.07262 | 0.01166 | 119.5 | 119.5 | 119.5
64926 | BATMNPV | 64925 | IZZENHOOD | 120 | 120 | Zone27 | Zone27 | 1 | Closed | Line | NO | 0.00011 | 0.00063 | 0.0001 | 187.1 | 187.1 | 187.1
64053 | FT CHUR N | 64048 | FT CH PS | 120 | 120 | SPP-Carson City | SPP-Carson City | 1 | Closed | Transformer | YES | 0.0012 | 0.04038 | 0 | 150 | 180 | 150
64053 | FT CHUR N | 64048 | FT CH PS | 120 | 120 | SPP-Carson City | SPP-Carson City | JM | Open | Line | NO | 0 | 0.0003 | 0 | 999 | 999 | 999
64847 | HALLIBURTON | 64846 | HALLIBURTN T | 120 | 120 | SPP-Carlin Trend | SPP-Carlin Trend | 1 | Closed | Line | NO | 0.00134 | 0.0414 | 0.00057 | 119.5 | 119.5 | 119.5
64800 | NVGEOSUB | 64802 | DUNGLEN | 120 | 120 | NON-SPP GEN | NON-SPP GEN | 1 | Closed | Line | NO | 0.03782 | 0.11539 | 0.01631 | 122.6 | 122.6 | 122.6
64991 | TRACY W | 64745 | PATRICK | 120 | 120 | SPP-TM Load | SPP-TM Load | 1 | Closed | Line | NO | 0.00092 | 0.00393 | 0.00072 | 162 | 162 | 162
64651 | HOLLISTER | 64650 | HOLLISTER T | 120 | 120 | SPP-Carlin Trend | SPP-Carlin Trend | 1 | Closed | Line | NO | 0.00979 | 0.0298 | 0.00424 | 100 | 100 | 100
64635 | 117F | 64634 | KRAMERHL | 120 | 120 | Zone27 | NON-SPP GEN | 1 | Closed | Line | NO | 0.02962 | 0.09037 | 0.01277 | 122.6 | 122.6 | 122.6
64575 | EXCELSIOR T | 64576 | WILDROSE | 120 | 120 | SPP-East Tie | SPP-East Tie | 1 | Closed | Line | NO | 0.03617 | 0.10017 | 0.01719 | 122.6 | 122.6 | 122.6
64541 | FT CHUR S | 640060 | WASSUK | 120 | 120 | SPP-Carson City | SPP-Carson City | 1 | Closed | Line | NO | 0.02946 | 0.08988 | 0.0127 | 124.7 | 124.7 | 124.7
64516 | RED_ROCK | 64515 | SUGARLF | 120 | 120 | SPP-TM Load | SPP-TM Load | 1 | Closed | Line | NO | 0.00967 | 0.05408 | 0.06966 | 208.9 | 208.9 | 208.9
64485 | MEADOWS | 641950 | REDWOOD | 120 | 120 | SPP-TM Load | SPP-TM Load | 1 | Closed | Line | NO | 0.0001 | 0.0015 | 3e-05 | 119.5 | 119.5 | 119.5
64991 | TRACY W | 64463 | DOVE | 120 | 120 | SPP-TM Load | SPP-TM Load | 1 | Closed | Line | NO | 0.00065 | 0.00725 | 0.00142 | 529 | 529 | 529
640014 | LEEVILLE T | 64461 | LEEVILLE 1 | 120 | 120 | SPP-Carlin Trend | SPP-Carlin Trend | 1 | Closed | Line | NO | 0.00047 | 0.00136 | 0.00022 | 119.5 | 119.5 | 119.5
64057 | GREGSTRT | 64076 | MIRA LMA | 120 | 120 | SPP-TM Load | SPP-TM Load | 1 | Closed | Line | NO | 0.00586 | 0.03834 | 0.00661 | 179.2 | 179.2 | 179.2
64416 | WILD HORSE | 64485 | MEADOWS | 120 | 120 | SPP-TM Load | SPP-TM Load | 1 | Closed | Line | NO | 0.00129 | 0.01372 | 0.00298 | 249.4 | 249.4 | 249.4
64991 | TRACY W | 64413 | PAH RAH | 120 | 120 | SPP-TM Load | SPP-TM Load | 1 | Closed | Line | NO | 0.00057 | 0.00621 | 0.00127 | 529 | 529 | 529
64384 | CRTZ FCAN T | 64383 | CRTZ FCANYON | 120 | 120 | SPP-Carlin Trend | SPP-Carlin Trend | 1 | Closed | Line | NO | 0.01367 | 0.04159 | 0.00591 | 108.7 | 108.7 | 108.7
64375 | PHOENIX | 64374 | PHOENIX T | 120 | 120 | Zone27 | Zone27 | 1 | Closed | Line | NO | 0.0085 | 0.02491 | 0.00386 | 66.8 | 66.8 | 66.8
64055 | GLENDALE | 64127 | VAL ROAD | 120 | 120 | SPP-TM Load | SPP-TM Load | 1 | Closed | Line | NO | 0.00338 | 0.02151 | 0.00389 | 177.5 | 198.5 | 177.5
64463 | DOVE | 64313 | JHARDIE | 120 | 120 | SPP-TM Load | SPP-TM Load | 1 | Closed | Line | NO | 0.00137 | 0.00439 | 0.00065 | 119.5 | 119.5 | 119.5
64297 | OSGOOD T | 64298 | OSGOOD MIDAS | 120 | 120 | Zone27 | Zone27 | 1 | Closed | Line | NO | 0.02704 | 0.077 | 0.01271 | 119.5 | 119.5 | 119.5
64302 | HANSEN PIT | 64293 | TURQ RIDGE | 120 | 120 | Zone27 | Zone27 | 1 | Closed | Line | NO | 0.00198 | 0.00565 | 0.00093 | 119.5 | 119.5 | 119.5
640067 | SOLDIER | 64291 | SHAFT3 | 120 | 120 | Zone27 | Zone27 | 1 | Closed | Line | NO | 0 | 0.001 | 0 | 122.6 | 122.6 | 122.6
64288 | PINION T | 64290 | SHOVEL SUB | 120 | 120 | Zone27 | Zone27 | 1 | Closed | Line | NO | 0.00302 | 0.0092 | 0.00131 | 129.3 | 129.3 | 129.3
64292 | JUNIPER T | 64284 | OXYGEN PLANT | 120 | 120 | Zone27 | Zone27 | 1 | Closed | Line | NO | 0.00056 | 0.00155 | 0.00027 | 129.3 | 129.3 | 129.3
64284 | OXYGEN PLANT | 64286 | SAGEMILL | 120 | 120 | Zone27 | Zone27 | 1 | Closed | Line | NO | 0.00023 | 0.00069 | 0.0001 | 129.3 | 129.3 | 129.3
64282 | ROASTER | 64280 | RODEO T | 120 | 120 | SPP-Carlin Trend | SPP-Carlin Trend | 1 | Closed | Line | NO | 0.00025 | 0.0013 | 0.00024 | 186.4 | 186.4 | 186.4
64269 | BANNOCK | 64374 | PHOENIX T | 120 | 120 | Zone27 | Zone27 | 1 | Closed | Line | NO | 0.00025 | 0.00075 | 0.00011 | 119.5 | 119.5 | 119.5
64183 | JERRITT | 64044 | QUEENSTAKE | 120 | 120 | SPP-Carlin Trend | SPP-Carlin Trend | 1 | Closed | Line | NO | 0.00412 | 0.00648 | 0.00074 | 70.7 | 70.7 | 70.7
64203 | TWIN CRK T | 64295 | GUARDSHACK | 120 | 120 | Zone27 | Zone27 | 1 | Closed | Line | NO | 0.0027 | 0.00821 | 0.00117 | 129.3 | 129.3 | 129.3
64201 | PINSON T | 64300 | PINSON | 120 | 120 | Zone27 | Zone27 | 1 | Closed | Line | NO | 0.00051 | 0.00154 | 0.00022 | 129.3 | 129.3 | 129.3
64297 | OSGOOD T | 64201 | PINSON T | 120 | 120 | Zone27 | Zone27 | 1 | Closed | Line | NO | 0.0038 | 0.01157 | 0.00164 | 129.3 | 129.3 | 129.3
64201 | PINSON T | 64202 | HANSEN CRK T | 120 | 120 | Zone27 | Zone27 | 1 | Closed | Line | NO | 0.00514 | 0.01565 | 0.00222 | 129.3 | 129.3 | 129.3
64025 | CAL SUB | 64023 | CAL S PS | 120 | 120 | SPP-North Tahoe | SPP-North Tahoe | JM | Open | Line | NO | 0 | 0.0003 | 0 | 999 | 999 | 999
640006 | TROLLEY SWG | 64197 | BLUE STAR | 120 | 120 | SPP-Carlin Trend | SPP-Carlin Trend | 1 | Closed | Line | NO | 0.00044 | 0.00232 | 0.00043 | 108.6 | 108.6 | 108.6
64925 | IZZENHOOD | 64195 | MARIGOLD | 120 | 120 | Zone27 | Zone27 | 1 | Closed | Line | NO | 0.00865 | 0.0264 | 0.00373 | 122.6 | 122.6 | 122.6
64636 | 120G | 64195 | MARIGOLD | 120 | 120 | Zone27 | Zone27 | 1 | Closed | Line | NO | 0.01272 | 0.03879 | 0.00548 | 122.6 | 122.6 | 122.6
640016 | BARRICK TCM2 | 64192 | OXYGEN | 120 | 120 | SPP-Carlin Trend | SPP-Carlin Trend | 1 | Closed | Line | NO | 0.00032 | 0.00097 | 0.00014 | 119.5 | 119.5 | 119.5
64191 | OXYGEN T | 64193 | BARRICK MILL | 120 | 120 | SPP-Carlin Trend | SPP-Carlin Trend | 1 | Closed | Line | NO | 0.00032 | 0.00097 | 0.00014 | 119.5 | 119.5 | 119.5
64191 | OXYGEN T | 64192 | OXYGEN | 120 | 120 | SPP-Carlin Trend | SPP-Carlin Trend | 1 | Closed | Line | NO | 0.00023 | 0.0007 | 0.0001 | 119.5 | 119.5 | 119.5
64053 | FT CHUR N | 64541 | FT CHUR S | 120 | 120 | SPP-Carson City | SPP-Carson City | JM | Closed | Line | NO | 0 | 0.0003 | 0 | 124.7 | 124.7 | 124.7
640006 | TROLLEY SWG | 64190 | BARRICK T | 120 | 120 | SPP-Carlin Trend | SPP-Carlin Trend | 1 | Closed | Line | NO | 6e-05 | 0.00037 | 6e-05 | 183.3 | 183.3 | 183.3
64189 | MEIKLE | 64280 | RODEO T | 120 | 120 | SPP-Carlin Trend | SPP-Carlin Trend | 1 | Closed | Line | NO | 0.0004 | 0.00212 | 0.0004 | 186.4 | 186.4 | 186.4
64188 | ECHO COVE | 64374 | PHOENIX T | 120 | 120 | Zone27 | Zone27 | 1 | Closed | Line | NO | 0.01829 | 0.05564 | 0.00791 | 122.6 | 122.6 | 122.6
64636 | 120G | 64187 | STONEHSE | 120 | 120 | Zone27 | Zone27 | 1 | Open | Line | NO | 0.00034 | 0.00105 | 0.00015 | 122.6 | 122.6 | 122.6
64850 | NEWMONT | 64042 | FALCON | 120 | 120 | SPP-Carlin Trend | SPP-Carlin Trend | 1A | Closed | Line | NO | 0.00222 | 0.02099 | 0.00686 | 415.7 | 415.7 | 415.7
64181 | PARADISE | 64575 | EXCELSIOR T | 120 | 120 | SPP-East Tie | SPP-East Tie | 1 | Closed | Line | NO | 0.0078 | 0.02315 | 0.00346 | 129.3 | 129.3 | 129.3
64178 | TABLE MT | 640066 | LUNING | 120 | 120 | SPP-East Tie | SPP-East Tie | 1 | Closed | Line | NO | 0.00137 | 0.0075 | 0.00129 | 130.7 | 145.7 | 130.7
64178 | TABLE MT | 64179 | CAND TAP | 120 | 120 | SPP-East Tie | SPP-East Tie | 1 | Closed | Line | NO | 0.03452 | 0.10531 | 0.01488 | 122.6 | 122.6 | 122.6
640010 | WREC MILL 5 | 64177 | GOLD QUARRY | 120 | 120 | SPP-Carlin Trend | SPP-Carlin Trend | 1 | Closed | Line | NO | 0.0002 | 0.00056 | 0.0001 | 139 | 139 | 139
640009 | WREC MILL 2 | 64177 | GOLD QUARRY | 120 | 120 | SPP-Carlin Trend | SPP-Carlin Trend | 1 | Closed | Line | NO | 0.0002 | 0.00056 | 0.0001 | 139 | 139 | 139
64384 | CRTZ FCAN T | 64175 | CRTZ PIPE | 120 | 120 | SPP-Carlin Trend | SPP-Carlin Trend | 1 | Closed | Line | NO | 0.00547 | 0.01664 | 0.00237 | 122.6 | 122.6 | 122.6
640057 | BELL167 | 64170 | WATER T | 120 | 120 | SPP-Carlin Trend | SPP-Carlin Trend | 1 | Closed | Line | NO | 0.00191 | 0.01101 | 0.00172 | 198.5 | 198.5 | 198.5
64169 | CARLIN | 64457 | EIGHT MILE2 | 120 | 120 | SPP-Carlin Trend | SPP-Carlin Trend | 1 | Closed | Line | NO | 0.0293 | 0.1054 | 0.01542 | 139.3 | 139.3 | 139.3
64802 | DUNGLEN | 64168 | STAR PK | 120 | 120 | NON-SPP GEN | NON-SPP GEN | 1 | Closed | Line | NO | 0.03736 | 0.1139 | 0.01612 | 122.6 | 122.6 | 122.6
64167 | DAYTONTP | 64194 | DAYTON | 120 | 120 | SPP-Carson City | SPP-Carson City | 1 | Closed | Line | NO | 0.00288 | 0.01659 | 0.00257 | 187 | 187 | 187
64166 | KAISERTP | 64196 | KAISER | 120 | 120 | SPP-TM Load | SPP-TM Load | 1 | Closed | Line | NO | 0.00078 | 0.00221 | 0.00036 | 119.5 | 119.5 | 119.5
64165 | SQAW VLY | 64172 | MARTISTP | 120 | 120 | SPP-North Tahoe | SPP-North Tahoe | 1 | Closed | Line | NO | 0.02203 | 0.06415 | 0.01005 | 119.5 | 119.5 | 119.5
64144 | CAITHNES | 64787 | STEAMGEOHS | 120 | 120 | SPP-TM Load | SPP-TM Load | 1 | Closed | Line | NO | 0.00075 | 0.00432 | 0.00068 | 187.1 | 187.1 | 187.1
64138 | WINN SUB | 64349 | GRASSVLY | 120 | 120 | NON-SPP GEN | NON-SPP GEN | 1 | Closed | Line | NO | 0.00224 | 0.00683 | 0.00097 | 122.6 | 122.6 | 122.6
64138 | WINN SUB | 64174 | WINN BPA | 120 | 115 | NON-SPP GEN | NON-SPP GEN | 1 | Closed | Transformer | YES | 0 | 0.001 | 0 | 148 | 148 | 148
64080 | HUMBOLDT | 64041 | EIGHT MILE | 120 | 120 | SPP-Carlin Trend | SPP-Carlin Trend | 1 | Closed | Line | NO | 0.02346 | 0.13487 | 0.02109 | 166.3 | 183.3 | 166.3
64635 | 117F | 64129 | VALMY | 120 | 120 | Zone27 | Zone27 | 1 | Closed | Line | NO | 0.00668 | 0.03861 | 0.006 | 187.1 | 187.1 | 187.1
64129 | VALMY | 64200 | REDHOUSE | 120 | 120 | Zone27 | Zone27 | 1 | Closed | Line | NO | 0.01811 | 0.05509 | 0.00783 | 129.3 | 129.3 | 129.3
64186 | LONE TREE | 64129 | VALMY | 120 | 120 | Zone27 | Zone27 | 1 | Closed | Line | NO | 0.00609 | 0.03502 | 0.00548 | 124.7 | 124.7 | 124.7
64039 | EAGLE | 641044 | COLLECTOR | 120 | 120 | SPP_LAH_FAL_WINN | SPP_LAH_FAL_WINN | 1 | Closed | Line | NO | 0.03616 | 0.10808 | 0.01569 | 123 | 123 | 123
64400 | PENNY TP | 64125 | VAL RD N | 120 | 120 | SPP-TM Load | SPP-TM Load | 1 | Closed | Line | NO | 0.00206 | 0.01402 | 0.00225 | 222.8 | 222.8 | 222.8
64463 | DOVE | 64116 | TRACY E | 120 | 120 | SPP-TM Load | SPP-TM Load | 1 | Closed | Line | NO | 0.0002 | 0.00222 | 0.00046 | 460.6 | 498.8 | 460.6
64039 | EAGLE | 64116 | TRACY E | 120 | 120 | SPP_LAH_FAL_WINN | SPP-TM Load | 1 | Closed | Line | NO | 0.08267 | 0.13548 | 0.01583 | 77.1 | 77.1 | 77.1
64515 | SUGARLF | 64114 | TRACY | 120 | 120 | SPP-TM Load | SPP-TM Load | 1 | Closed | Line | NO | 0.01115 | 0.06985 | 0.06927 | 183.3 | 183.3 | 183.3
640060 | WASSUK | 64112 | THORNE | 120 | 120 | SPP-Carson City | SPP-East Tie | 1 | Closed | Line | NO | 0.06925 | 0.21127 | 0.02986 | 129.3 | 129.3 | 129.3
64108 | SUMMIT 2 | 64229 | SUMMIT 2 | 120 | 115 | SPP-North Tahoe | SPP-North Tahoe | 1 | Closed | Transformer | YES | 0 | 0.01 | 0 | 150 | 150 | 150
64107 | SUMMIT 1 | 64123 | N TRUCKEE | 120 | 120 | SPP-North Tahoe | SPP-North Tahoe | 1 | Closed | Line | NO | 0.01779 | 0.04855 | 0.00629 | 86.5 | 99.8 | 86.5
640214 | SOUTHMED | 64104 | STEAMBT | 120 | 120 | SPP-TM Load | SPP-TM Load | 1 | Closed | Line | NO | 0.00156 | 0.01078 | 0.00187 | 259.6 | 259.6 | 259.9
64787 | STEAMGEOHS | 64104 | STEAMBT | 120 | 120 | SPP-TM Load | SPP-TM Load | 1 | Closed | Line | NO | 0.00119 | 0.00685 | 0.00107 | 166.3 | 166.3 | 166.3
64516 | RED_ROCK | 64093 | SILVR LK | 120 | 120 | SPP-TM Load | SPP-TM Load | 1 | Closed | Line | NO | 0.00358 | 0.01668 | 0.05201 | 204.9 | 207.8 | 204.9
640005 | MULLER | 64092 | RND HILL | 120 | 120 | SPP-Carson City | SPP-Carson City | 1 | Closed | Line | NO | 0.0089 | 0.04178 | 0.00637 | 130.7 | 145.7 | 130.7
64091 | RENO | 64136 | WASHOE | 120 | 120 | SPP-TM Load | SPP-TM Load | 1 | Closed | Line | NO | 0.00529 | 0.03365 | 0.00609 | 183.3 | 183.3 | 183.3
64091 | RENO | 64125 | VAL RD N | 120 | 120 | SPP-TM Load | SPP-TM Load | 1 | Closed | Line | NO | 0.00675 | 0.0367 | 0.00642 | 183.3 | 183.3 | 183.3
64089 | OVRLNDTP | 64453 | DOWNS | 120 | 120 | SPP-Carson City | SPP-Carson City | 1 | Closed | Line | NO | 0.00551 | 0.01681 | 0.00238 | 122.6 | 122.6 | 122.6
64089 | OVRLNDTP | 64088 | OVERLAND | 120 | 120 | SPP-Carson City | SPP-Carson City | 1 | Closed | Line | NO | 0.00723 | 0.02135 | 0.00826 | 119.5 | 119.5 | 119.5
64087 | OREANA | 64168 | STAR PK | 120 | 120 | NON-SPP GEN | NON-SPP GEN | 1 | Closed | Line | NO | 0.02489 | 0.07594 | 0.01073 | 122.6 | 122.6 | 122.6
64087 | OREANA | 64090 | PANAMA | 120 | 120 | NON-SPP GEN | NON-SPP GEN | 1 | Closed | Line | NO | 0.00915 | 0.0526 | 0.00825 | 187 | 187 | 119.5
64123 | N TRUCKEE | 64083 | NORTHSTR | 120 | 120 | SPP-North Tahoe | SPP-North Tahoe | 1 | Closed | Line | NO | 0.01538 | 0.04496 | 0.00702 | 119.5 | 119.5 | 119.5
64790 | TUSCARORA | 64080 | HUMBOLDT | 120 | 120 | SPP-Carlin Trend | SPP-Carlin Trend | 1 | Closed | Line | NO | 0.04494 | 0.12459 | 0.02134 | 83.8 | 83.8 | 83.8
64079 | MT ROSE | 64136 | WASHOE | 120 | 120 | SPP-TM Load | SPP-TM Load | 1 | Closed | Line | NO | 0.00807 | 0.02407 | 0.00355 | 129.3 | 129.3 | 129.3
64079 | MT ROSE | 64104 | STEAMBT | 120 | 120 | SPP-TM Load | SPP-TM Load | 1 | Closed | Line | NO | 0.00915 | 0.04295 | 0.00655 | 149.6 | 149.6 | 149.6
64076 | MIRA LMA | 64166 | KAISERTP | 120 | 120 | SPP-TM Load | SPP-TM Load | 1 | Closed | Line | NO | 0.0144 | 0.06934 | 0.01074 | 162 | 162 | 162
64030 | COYOTEC2 | 64650 | HOLLISTER T | 120 | 120 | SPP-Carlin Trend | SPP-Carlin Trend | 1 | Closed | Line | NO | 0.00316 | 0.01817 | 0.00284 | 187.1 | 187.1 | 187.1
64074 | MILLERS | 64179 | CAND TAP | 120 | 120 | SPP-East Tie | SPP-East Tie | 1 | Closed | Line | NO | 0.06349 | 0.1937 | 0.02737 | 122.6 | 122.6 | 122.6
640011 | PETE BAJO | 64070 | MAGGIE CREEK | 120 | 120 | SPP-Carlin Trend | SPP-Carlin Trend | 1 | Closed | Line | NO | 0.01085 | 0.06236 | 0.00975 | 183.3 | 183.3 | 183.3
64177 | GOLD QUARRY | 64070 | MAGGIE CREEK | 120 | 120 | SPP-Carlin Trend | SPP-Carlin Trend | 1 | Closed | Line | NO | 0.00121 | 0.00435 | 0.00064 | 139.3 | 139.3 | 139.3
64067 | LONE MT | 64087 | OREANA | 120 | 120 | NON-SPP GEN | NON-SPP GEN | 1 | Closed | Line | NO | 0.02993 | 0.08924 | 0.01319 | 74 | 74 | 74
64065 | KING BCH | 64083 | NORTHSTR | 120 | 120 | SPP-North Tahoe | SPP-North Tahoe | 1 | Closed | Line | NO | 0.01084 | 0.03169 | 0.00495 | 119.5 | 119.5 | 119.5
64183 | JERRITT | 64060 | HUMBOLT1 | 120 | 120 | SPP-Carlin Trend | SPP-Carlin Trend | 1 | Closed | Line | NO | 0.05379 | 0.08471 | 0.00971 | 70.7 | 70.7 | 70.7
64060 | HUMBOLT1 | 64080 | HUMBOLDT | 120 | 120 | SPP-Carlin Trend | SPP-Carlin Trend | J | Open | Line | NO | 0 | 0.0003 | 0 | 1000 | 1000 | 1000
64463 | DOVE | 64057 | GREGSTRT | 120 | 120 | SPP-TM Load | SPP-TM Load | 1 | Closed | Line | NO | 0.01205 | 0.0808 | 0.01325 | 208.6 | 208.6 | 208.6
64023 | CAL S PS | 64123 | N TRUCKEE | 120 | 120 | SPP-North Tahoe | SPP-North Tahoe | 1 | Closed | Line | NO | 0.03649 | 0.10573 | 0.01456 | 99.8 | 99.8 | 99.8
64057 | GREGSTRT | 64055 | GLENDALE | 120 | 120 | SPP-TM Load | SPP-TM Load | 1 | Closed | Line | NO | 0.00221 | 0.01756 | 0.00317 | 356 | 356 | 356
64053 | FT CHUR N | 64306 | MRKTWAIN | 120 | 120 | SPP-Carson City | SPP-Carson City | 1 | Closed | Line | NO | 0.03074 | 0.14441 | 0.02207 | 152.4 | 162.1 | 152.4
64053 | FT CHUR N | 64167 | DAYTONTP | 120 | 120 | SPP-Carson City | SPP-Carson City | 1 | Closed | Line | NO | 0.02817 | 0.1322 | 0.02015 | 149.6 | 149.6 | 149.6
64025 | CAL SUB | 64136 | WASHOE | 120 | 120 | SPP-North Tahoe | SPP-TM Load | 1 | Closed | Line | NO | 0.00717 | 0.02554 | 0.00386 | 129.3 | 129.3 | 129.3
64450 | EMERSON | 64026 | CARSON | 120 | 120 | SPP-Carson City | SPP-Carson City | 1 | Closed | Line | NO | 0.00178 | 0.00982 | 0.00166 | 130.7 | 145.7 | 130.7
64042 | FALCON | 64846 | HALLIBURTN T | 120 | 120 | SPP-Carlin Trend | SPP-Carlin Trend | 1 | Closed | Line | NO | 0.00739 | 0.0425 | 0.00665 | 187.1 | 187.1 | 187.1
64042 | FALCON | 64070 | MAGGIE CREEK | 120 | 120 | SPP-Carlin Trend | SPP-Carlin Trend | 1 | Closed | Line | NO | 0.018 | 0.10348 | 0.01619 | 187.1 | 187.1 | 187.1
64462 | LAST CHANCE | 64041 | EIGHT MILE | 120 | 120 | SPP-Carlin Trend | SPP-Carlin Trend | 1 | Closed | Line | NO | 0.01607 | 0.04689 | 0.00734 | 90.5 | 90.5 | 90.5
64041 | EIGHT MILE | 64457 | EIGHT MILE2 | 120 | 120 | SPP-Carlin Trend | SPP-Carlin Trend | 1 | Closed | Line | NO | 0 | 0.0003 | 0 | 999 | 999 | 999
64039 | EAGLE | 64458 | LONELY | 120 | 120 | SPP_LAH_FAL_WINN | SPP_LAH_FAL_WINN | 1 | Closed | Line | NO | 0.00386 | 0.01099 | 0.00182 | 119.5 | 119.5 | 119.5
64125 | VAL RD N | 64037 | RUSTY SP | 120 | 120 | SPP-TM Load | SPP-TM Load | 1 | Closed | Line | NO | 0.00171 | 0.00815 | 0.03369 | 166.3 | 166.3 | 166.3
64036 | DESRT TP | 640004 | BRADY | 120 | 120 | SPP_LAH_FAL_WINN | SPP_LAH_FAL_WINN | 1 | Closed | Line | NO | 0.00559 | 0.00865 | 0.00103 | 77.1 | 77.1 | 77.1
64036 | DESRT TP | 64039 | EAGLE | 120 | 120 | SPP_LAH_FAL_WINN | SPP_LAH_FAL_WINN | 1 | Closed | Line | NO | 0.05731 | 0.09402 | 0.01151 | 77.1 | 77.1 | 77.1
64001 | ADOBE | 64041 | EIGHT MILE | 120 | 120 | SPP-Carlin Trend | SPP-Carlin Trend | 1 | Closed | Line | NO | 0.00347 | 0.01996 | 0.00312 | 188.7 | 188.7 | 188.7
64004 | ANACONDA | 640039 | CYPRESS | 120 | 120 | SPP-East Tie | SPP-East Tie | 1 | Closed | Line | NO | 0.00267 | 0.00794 | 0.00118 | 123 | 123 | 123
64030 | COYOTEC2 | 64031 | COYOTECR | 120 | 120 | SPP-Carlin Trend | SPP-Carlin Trend | 1 | Closed | Line | NO | 0 | 0.0003 | 0 | 187 | 187 | 187
64450 | EMERSON | 64027 | CARSON T | 120 | 120 | SPP-Carson City | SPP-Carson City | 1 | Closed | Line | NO | 0.00197 | 0.01294 | 0.00221 | 130.7 | 145.7 | 130.7
64027 | CARSON T | 64079 | MT ROSE | 120 | 120 | SPP-Carson City | SPP-TM Load | 1 | Closed | Line | NO | 0.02687 | 0.10573 | 0.01527 | 201.2 | 201.2 | 201.2
64008 | BAZZA | 64011 | BETZE | 120 | 120 | SPP-Carlin Trend | SPP-Carlin Trend | 1 | Closed | Line | NO | 0.00183 | 0.00966 | 0.00181 | 186.4 | 186.4 | 186.4
64025 | CAL SUB | 64084 | NORTHWST | 120 | 120 | SPP-North Tahoe | SPP-TM Load | 1 | Closed | Line | NO | 0.0073 | 0.03218 | 0.03641 | 160.5 | 160.5 | 160.5
64023 | CAL S PS | 64108 | SUMMIT 2 | 120 | 120 | SPP-North Tahoe | SPP-North Tahoe | 1 | Closed | Line | NO | 0.04945 | 0.1441 | 0.02064 | 83.1 | 83.1 | 83.1
64057 | GREGSTRT | 64010 | BELVISTA | 120 | 120 | SPP-TM Load | SPP-TM Load | 1 | Closed | Line | NO | 0.00323 | 0.02048 | 0.00416 | 159 | 159 | 159
64022 | BUCKEYE | 64541 | FT CHUR S | 120 | 120 | SPP-Carson City | SPP-Carson City | 2 | Closed | Line | NO | 0.04231 | 0.19856 | 0.03027 | 124.7 | 124.7 | 124.7
64022 | BUCKEYE | 64072 | MEYERS | 120 | 120 | SPP-Carson City | SPP-Carson City | 1 | Closed | Line | NO | 0.03631 | 0.10825 | 0.01601 | 122 | 122 | 122
64486 | TRW | 64020 | BRUNSWCK | 120 | 120 | SPP-TM Load | SPP-Carson City | 1 | Closed | Line | NO | 0.02507 | 0.11497 | 0.01834 | 175.2 | 175.2 | 175.2
64020 | BRUNSWCK | 64167 | DAYTONTP | 120 | 120 | SPP-Carson City | SPP-Carson City | 1 | Closed | Line | NO | 0.00736 | 0.03464 | 0.00529 | 162.1 | 162.1 | 162.1
64020 | BRUNSWCK | 64089 | OVRLNDTP | 120 | 120 | SPP-Carson City | SPP-Carson City | 1 | Closed | Line | NO | 0.01264 | 0.03866 | 0.00547 | 122.6 | 122.6 | 122.6
64014 | NGPP | 640004 | BRADY | 120 | 120 | SPP_LAH_FAL_WINN | SPP_LAH_FAL_WINN | 1 | Closed | Line | NO | 0.00177 | 0.00273 | 0.00032 | 77.1 | 77.1 | 77.1
64020 | BRUNSWCK | 64027 | CARSON T | 120 | 120 | SPP-Carson City | SPP-Carson City | 1 | Closed | Line | NO | 0.00536 | 0.02531 | 0.00393 | 162.1 | 162.1 | 162.1
64067 | LONE MT | 64014 | NGPP | 120 | 120 | NON-SPP GEN | SPP_LAH_FAL_WINN | 1 | Closed | Line | NO | 0.15392 | 0.24552 | 0.02962 | 77.1 | 77.1 | 77.1
64014 | NGPP | 64016 | NGPPGEN | 120 | 120 | SPP_LAH_FAL_WINN | SPP_LAH_FAL_WINN | 1 | Closed | Line | NO | 0.00096 | 0.00285 | 0.00042 | 83.1 | 83.1 | 83.1
640006 | TROLLEY SWG | 64012 | TROLLEY | 120 | 120 | SPP-Carlin Trend | SPP-Carlin Trend | 1 | Closed | Line | NO | 2e-05 | 0.00011 | 0 | 187 | 187 | 187
640006 | TROLLEY SWG | 64011 | BETZE | 120 | 120 | SPP-Carlin Trend | SPP-Carlin Trend | 1 | Closed | Line | NO | 0.0011 | 0.00605 | 0.00104 | 183.3 | 183.3 | 183.3
64010 | BELVISTA | 64076 | MIRA LMA | 120 | 120 | SPP-TM Load | SPP-TM Load | 1 | Closed | Line | NO | 0.00277 | 0.01708 | 0.00331 | 207.8 | 207.8 | 207.8
64008 | BAZZA | 640056 | BELL166 | 120 | 120 | SPP-Carlin Trend | SPP-Carlin Trend | 1 | Closed | Line | NO | 0.00263 | 0.01511 | 0.00236 | 187.1 | 187.1 | 187.1
64007 | BATLE MT | 64925 | IZZENHOOD | 120 | 120 | Zone27 | Zone27 | 1 | Closed | Line | NO | 0.0151 | 0.04607 | 0.00651 | 103.4 | 103.4 | 103.4
64022 | BUCKEYE | 64053 | FT CHUR N | 120 | 120 | SPP-Carson City | SPP-Carson City | 1 | Closed | Line | NO | 0.0348 | 0.19929 | 0.03142 | 152.4 | 170 | 152.4
64020 | BRUNSWCK | 64063 | INCLINE | 120 | 120 | SPP-Carson City | SPP-Carson City | 1 | Closed | Line | NO | 0.01706 | 0.08059 | 0.01233 | 37.4 | 37.4 | 37.4
64004 | ANACONDA | 64074 | MILLERS | 120 | 120 | SPP-East Tie | SPP-East Tie | 1 | Closed | Line | NO | 0.01399 | 0.07812 | 0.01289 | 198.5 | 198.5 | 198.5
64002 | AIRPORT | 64076 | MIRA LMA | 120 | 120 | SPP-TM Load | SPP-TM Load | 1 | Closed | Line | NO | 0.00453 | 0.02391 | 0.03993 | 166.3 | 166.3 | 166.3
64002 | AIRPORT | 64037 | RUSTY SP | 120 | 120 | SPP-TM Load | SPP-TM Load | 1 | Closed | Line | NO | 0.00351 | 0.00726 | 0.0622 | 187 | 187 | 187
64453 | DOWNS | 64022 | BUCKEYE | 120 | 120 | SPP-Carson City | SPP-Carson City | 1 | Closed | Line | NO | 0.01075 | 0.03279 | 0.00463 | 122.6 | 122.6 | 122.6
64507 | FAIRVIEW | 64026 | CARSON | 120 | 120 | SPP-Carson City | SPP-Carson City | 1 | Closed | Line | NO | 0.004 | 0.0114 | 0.00188 | 106.3 | 106.3 | 106.3
64031 | COYOTECR | 64957 | ROSSI T | 120 | 120 | SPP-Carlin Trend | SPP-Carlin Trend | 1 | Closed | Line | NO | 0.00154 | 0.00885 | 0.00138 | 198.5 | 198.5 | 198.5
64477 | PATUA | 64039 | EAGLE | 120 | 120 | SPP_LAH_FAL_WINN | SPP_LAH_FAL_WINN | 1 | Closed | Line | NO | 0.00771 | 0.0435 | 0.00707 | 201.2 | 201.2 | 201.2
64042 | FALCON | 64170 | WATER T | 120 | 120 | SPP-Carlin Trend | SPP-Carlin Trend | 1 | Closed | Line | NO | 0.01018 | 0.05851 | 0.00915 | 198.5 | 198.5 | 198.5
64036 | DESRT TP | 64034 | DESRT PK | 120 | 120 | SPP_LAH_FAL_WINN | SPP_LAH_FAL_WINN | 1 | Closed | Line | NO | 0.00867 | 0.02585 | 0.00382 | 85.8 | 85.8 | 85.8
64169 | CARLIN | 64070 | MAGGIE CREEK | 120 | 120 | SPP-Carlin Trend | SPP-Carlin Trend | 1 | Closed | Line | NO | 0.00831 | 0.02988 | 0.00437 | 139.3 | 139.3 | 139.3
64400 | PENNY TP | 64084 | NORTHWST | 120 | 120 | SPP-TM Load | SPP-TM Load | 1 | Closed | Line | NO | 0.00171 | 0.00914 | 0.00141 | 161.5 | 161.5 | 161.5
64025 | CAL SUB | 64023 | CAL S PS | 120 | 120 | SPP-North Tahoe | SPP-North Tahoe | 1 | Closed | Transformer | YES | 0.00145 | 0.04808 | 0 | 150 | 180 | 150
64022 | BUCKEYE | 640005 | MULLER | 120 | 120 | SPP-Carson City | SPP-Carson City | 1 | Closed | Line | NO | 0.00656 | 0.03079 | 0.00469 | 124.7 | 124.7 | 124.7
64092 | RND HILL | 64102 | STATELIN | 120 | 120 | SPP-Carson City | SPP-Carson City | 1 | Closed | Line | NO | 0.00497 | 0.01441 | 0.00228 | 119.5 | 119.5 | 119.5
64099 | SPAN SPG | 64127 | VAL ROAD | 120 | 120 | SPP-TM Load | SPP-TM Load | 1 | Closed | Line | NO | 0.00518 | 0.02499 | 0.00399 | 122.8 | 124.7 | 122.8
64306 | MRKTWAIN | 64104 | STEAMBT | 120 | 120 | SPP-Carson City | SPP-TM Load | 1 | Closed | Line | NO | 0.01544 | 0.07091 | 0.01135 | 162.1 | 162.1 | 162.1
64107 | SUMMIT 1 | 64228 | SUMMIT 1 | 120 | 115 | SPP-North Tahoe | SPP-North Tahoe | 1 | Closed | Transformer | YES | 0 | 0.01 | 0 | 150 | 150 | 150
64157 | FAR WEST | 64104 | STEAMBT | 120 | 120 | SPP-TM Load | SPP-TM Load | 1 | Closed | Line | NO | 0.00036 | 0.00193 | 0.00034 | 187.1 | 187.1 | 187.1
64114 | TRACY | 64991 | TRACY W | 120 | 120 | SPP-TM Load | SPP-TM Load | 1 | Closed | Line | NO | 0.00021 | 0.00223 | 0.00049 | 415.7 | 415.7 | 415.7
64178 | TABLE MT | 64112 | THORNE | 120 | 120 | SPP-East Tie | SPP-East Tie | 1 | Closed | Line | NO | 0.04064 | 0.12399 | 0.01752 | 129.3 | 129.3 | 129.3
64413 | PAH RAH | 64116 | TRACY E | 120 | 120 | SPP-TM Load | SPP-TM Load | 2 | Closed | Line | NO | 0.00044 | 0.00521 | 0.00092 | 460.6 | 498.8 | 460.6
64123 | N TRUCKEE | 64172 | MARTISTP | 120 | 120 | SPP-North Tahoe | SPP-North Tahoe | 1 | Closed | Line | NO | 0.00117 | 0.00625 | 0.00113 | 125 | 125 | 125
64636 | 120G | 64129 | VALMY | 120 | 120 | Zone27 | Zone27 | 1 | Closed | Line | NO | 0.01289 | 0.03923 | 0.00557 | 122.6 | 122.6 | 122.6
64129 | VALMY | 64138 | WINN SUB | 120 | 120 | Zone27 | NON-SPP GEN | 2A | Closed | Line | NO | 0.03323 | 0.191 | 0.02988 | 180.4 | 180.4 | 180.4
64138 | WINN SUB | 64634 | KRAMERHL | 120 | 120 | NON-SPP GEN | NON-SPP GEN | 1 | Closed | Line | NO | 0.02257 | 0.07003 | 0.00993 | 122.6 | 122.6 | 122.6
64199 | WATER | 64170 | WATER T | 120 | 120 | SPP-Carlin Trend | SPP-Carlin Trend | 1 | Closed | Line | NO | 0.00265 | 0.00755 | 0.00125 | 119.5 | 119.5 | 119.5
64387 | CRTZ S PIPE | 64175 | CRTZ PIPE | 120 | 120 | SPP-Carlin Trend | SPP-Carlin Trend | 1 | Closed | Line | NO | 0.00525 | 0.01598 | 0.00227 | 129.3 | 129.3 | 129.3
64178 | TABLE MT | 64180 | SANTA FE | 120 | 120 | SPP-East Tie | SPP-East Tie | 1 | Closed | Line | NO | 0.00751 | 0.02286 | 0.00325 | 80.2 | 80.2 | 80.2
640086 | SIEBERT | 64182 | TIADS | 120 | 120 | SPP-East Tie | SPP-East Tie | 1 | Closed | Line | NO | 0.0522 | 0.14884 | 0.02389 | 119.5 | 119.5 | 119.5
64269 | BANNOCK | 64187 | STONEHSE | 120 | 120 | Zone27 | Zone27 | 1 | Closed | Line | NO | 0.04985 | 0.15209 | 0.02149 | 122.6 | 122.6 | 122.6
64575 | EXCELSIOR T | 64180 | SANTA FE | 120 | 120 | SPP-East Tie | SPP-East Tie | 1 | Closed | Line | NO | 0.02007 | 0.05953 | 0.0089 | 129.3 | 129.3 | 129.3
64189 | MEIKLE | 640055 | BELL157 | 120 | 120 | SPP-Carlin Trend | SPP-Carlin Trend | 1 | Closed | Line | NO | 0.00293 | 0.01685 | 0.00264 | 198.3 | 198.3 | 198.3
640015 | BARRICK TCM1 | 64193 | BARRICK MILL | 120 | 120 | SPP-Carlin Trend | SPP-Carlin Trend | 1 | Closed | Line | NO | 0.00034 | 0.00101 | 0.00015 | 119.5 | 119.5 | 119.5
640059 | BLDR BSN S | 64190 | BARRICK T | 120 | 120 | SPP-Carlin Trend | SPP-Carlin Trend | 1 | Closed | Line | NO | 0.00182 | 0.00519 | 0.00085 | 119.5 | 119.5 | 119.5
64635 | 117F | 64187 | STONEHSE | 120 | 120 | Zone27 | Zone27 | 1 | Open | Line | NO | 2e-05 | 6e-05 | 1e-05 | 122.6 | 122.6 | 122.6
64202 | HANSEN CRK T | 64302 | HANSEN PIT | 120 | 120 | Zone27 | Zone27 | 1 | Closed | Line | NO | 0.00373 | 0.01135 | 0.00161 | 129.3 | 129.3 | 129.3
64202 | HANSEN CRK T | 64203 | TWIN CRK T | 120 | 120 | Zone27 | Zone27 | 1 | Closed | Line | NO | 0.00497 | 0.01475 | 0.00221 | 129.3 | 129.3 | 129.3
64203 | TWIN CRK T | 64291 | SHAFT3 | 120 | 120 | Zone27 | Zone27 | 1 | Closed | Line | NO | 0.00447 | 0.0136 | 0.00194 | 122.6 | 122.6 | 122.6
64200 | REDHOUSE | 64297 | OSGOOD T | 120 | 120 | Zone27 | Zone27 | 1 | Closed | Line | NO | 0.01597 | 0.04859 | 0.00691 | 129.3 | 129.3 | 129.3
64264 | JERSEYV | 640180 | DIXIE M | 120 | 120 | Zone27 | Zone27 | 1 | Closed | Line | NO | 0.0774 | 0.23177 | 0.03354 | 123 | 123 | 123
64281 | RODEO | 64280 | RODEO T | 120 | 120 | SPP-Carlin Trend | SPP-Carlin Trend | 1 | Closed | Line | NO | 0.00038 | 0.00214 | 0.00035 | 186.4 | 186.4 | 186.4
64745 | PATRICK | 64166 | KAISERTP | 120 | 120 | SPP-TM Load | SPP-TM Load | 1 | Closed | Line | NO | 2e-05 | 0.00011 | 2e-05 | 175.2 | 175.2 | 175.2
64088 | OVERLAND | 64507 | FAIRVIEW | 120 | 120 | SPP-Carson City | SPP-Carson City | 1 | Closed | Line | NO | 0.00396 | 0.0113 | 0.00186 | 119.5 | 119.5 | 119.5
64295 | GUARDSHACK | 64292 | JUNIPER T | 120 | 120 | Zone27 | Zone27 | 1 | Closed | Line | NO | 0.00145 | 0.00441 | 0.00062 | 129.3 | 129.3 | 129.3
64313 | JHARDIE | 64459 | FERNLEY | 120 | 120 | SPP-TM Load | SPP_LAH_FAL_WINN | 1 | Closed | Line | NO | 0.03119 | 0.09394 | 0.01368 | 119.5 | 119.5 | 119.5
64349 | GRASSVLY | 64802 | DUNGLEN | 120 | 120 | NON-SPP GEN | NON-SPP GEN | 1 | Closed | Line | NO | 0.05242 | 0.15992 | 0.0226 | 122.6 | 122.6 | 122.6
64292 | JUNIPER T | 64288 | PINION T | 120 | 120 | Zone27 | Zone27 | 1 | Closed | Line | NO | 0.00027 | 0.00083 | 0.00012 | 129.3 | 129.3 | 129.3
64387 | CRTZ S PIPE | 64655 | CROSSROADS | 120 | 120 | SPP-Carlin Trend | SPP-Carlin Trend | 1 | Closed | Line | NO | 0.0002 | 0.00061 | 9e-05 | 122.6 | 122.6 | 122.6
64413 | PAH RAH | 640170 | TURQ_LL | 120 | 120 | SPP-TM Load | SPP-TM Load | 1 | Closed | Line | NO | 0.0009 | 0.00489 | 0.00083 | 186.4 | 186.4 | 186.4
64385 | FIRECREEK T | 64386 | FIRECREEK | 120 | 120 | SPP-Carlin Trend | SPP-Carlin Trend | 1 | Closed | Line | NO | 0.0002 | 0.00061 | 9e-05 | 129.3 | 129.3 | 129.3
64288 | PINION T | 64289 | PINION | 120 | 120 | Zone27 | Zone27 | 1 | Closed | Line | NO | 0.00024 | 0.00072 | 0.0001 | 129.3 | 129.3 | 129.3
64418 | SWITCH | 64416 | WILD HORSE | 120 | 120 | SPP-TM Load | SPP-TM Load | 1 | Closed | Line | NO | 0.00026 | 0.00137 | 0.00026 | 186 | 186 | 186
64385 | FIRECREEK T | 64384 | CRTZ FCAN T | 120 | 120 | SPP-Carlin Trend | SPP-Carlin Trend | 1 | Closed | Line | NO | 0.02327 | 0.07079 | 0.01006 | 129.3 | 129.3 | 129.3
64485 | MEADOWS | 641950 | REDWOOD | 120 | 120 | SPP-TM Load | SPP-TM Load | 2 | Closed | Line | NO | 0.0001 | 0.0015 | 3e-05 | 119.5 | 119.5 | 119.5
64963 | CHUKAR | 64463 | DOVE | 120 | 120 | SPP-TM Load | SPP-TM Load | 1 | Closed | Line | NO | 0.00212 | 0.02252 | 0.0049 | 415.7 | 415.7 | 415.7
64958 | ROSSI | 64957 | ROSSI T | 120 | 120 | SPP-Carlin Trend | SPP-Carlin Trend | 1 | Closed | Line | NO | 0.00109 | 0.00331 | 0.00047 | 7.7 | 7.7 | 7.7
64963 | CHUKAR | 64997 | TESLA | 120 | 120 | SPP-TM Load | SPP-TM Load | 1 | Closed | Line | NO | 0.00082 | 0.00917 | 0.0018 | 415.7 | 415.7 | 415.7
640054 | BELL155 | 640055 | BELL157 | 120 | 120 | SPP-Carlin Trend | SPP-Carlin Trend | 1 | Closed | Line | NO | 0 | 0.0003 | 0 | 208.2 | 208.2 | 208.2
640054 | BELL155 | 640056 | BELL166 | 120 | 120 | SPP-Carlin Trend | SPP-Carlin Trend | 1 | Closed | Line | NO | 0 | 0.0003 | 0 | 208.2 | 208.2 | 208.2
640057 | BELL167 | 640055 | BELL157 | 120 | 120 | SPP-Carlin Trend | SPP-Carlin Trend | 1 | Closed | Line | NO | 0 | 0.0003 | 0 | 208.2 | 208.2 | 208.2
640011 | PETE BAJO | 640012 | CARLIN MILL | 120 | 120 | SPP-Carlin Trend | SPP-Carlin Trend | 1 | Closed | Line | NO | 0.00115 | 0.00662 | 0.00104 | 187.1 | 187.1 | 187.1
640058 | BLDR BSN N | 640059 | BLDR BSN S | 120 | 120 | SPP-Carlin Trend | SPP-Carlin Trend | 1 | Closed | Line | NO | 0 | 0.0003 | 0 | 208.2 | 208.2 | 208.2
50015 | GIB 1B1 | 80590 | GIB 1B3 | 132 | 132 | BC HYDRO | BC HYDRO | 3 | Closed | Line | NO | 0 | 8e-05 | 0 | 274.4 | 274.4 | 274.4
50015 | GIB 1B1 | 80561 | BOX 31P | 132 | 132 | BC HYDRO | BC HYDRO | 1 | Closed | Line | NO | 0.02073 | 0.06052 | 0.01316 | 59.4 | 59.4 | 100.6
50013 | GPT 132A | 81108 | GPT 48P | 132 | 132 | BC HYDRO | BC HYDRO | 1 | Closed | Line | NO | 0.00566 | 0.01123 | 0.00247 | 182.9 | 182.9 | 182.9
50012 | FVW 132B | 51201 | POW 132-1 | 132 | 132 | BC HYDRO | BC HYDRO | 1 | Open | Line | NO | 0.00388 | 0.00771 | 0.0017 | 115.2 | 115.2 | 137.2
50012 | FVW 132B | 51169 | GPT 33P | 132 | 132 | BC HYDRO | BC HYDRO | 1 | Closed | Line | NO | 0.00892 | 0.01771 | 0.0039 | 115.2 | 115.2 | 145.2
50011 | POW 132-2 | 51201 | POW 132-1 | 132 | 132 | BC HYDRO | BC HYDRO | 2 | Closed | Line | NO | 0 | 7e-05 | 0 | 457.3 | 457.3 | 457.3
50011 | POW 132-2 | 51201 | POW 132-1 | 132 | 132 | BC HYDRO | BC HYDRO | 1 | Closed | Line | NO | 0 | 7e-05 | 0 | 457.3 | 457.3 | 457.3
50010 | COM 132 | 51589 | SCG 44P | 132 | 132 | BC HYDRO | BC HYDRO | 1 | Closed | Line | NO | 0.0068 | 0.01437 | 0.00283 | 91.4 | 91.4 | 91.4
50928 | SCG 132 | 51589 | SCG 44P | 132 | 132 | BC HYDRO | BC HYDRO | 1 | Closed | Line | NO | 0.00044 | 0.00094 | 0.00019 | 112 | 112 | 134.9
50009 | PHR 1B2 | 80912 | PHR 35P2 | 132 | 132 | BC HYDRO | BC HYDRO | 1 | Closed | Line | NO | 0 | 0.10217 | 0 | 34.3 | 34.3 | 34.3
50008 | FVW 132A | 81108 | GPT 48P | 132 | 132 | BC HYDRO | BC HYDRO | 1 | Closed | Line | NO | 0.00252 | 0.01743 | 0.0037 | 222.9 | 222.9 | 274.4
50008 | FVW 132A | 51201 | POW 132-1 | 132 | 132 | BC HYDRO | BC HYDRO | 1 | Closed | Line | NO | 0.00121 | 0.00838 | 0.00178 | 240.1 | 240.1 | 274.4
50006 | SEC 132 | 80912 | PHR 35P2 | 132 | 132 | BC HYDRO | BC HYDRO | 1 | Closed | Line | NO | 0.0367 | 0.07279 | 0.0161 | 112 | 112 | 134.9
50006 | SEC 132 | 80590 | GIB 1B3 | 132 | 132 | BC HYDRO | BC HYDRO | 1 | Closed | Line | NO | 0.02849 | 0.0565 | 0.01249 | 110.7 | 121.6 | 133.1
50006 | SEC 132 | 51589 | SCG 44P | 132 | 132 | BC HYDRO | BC HYDRO | 1 | Closed | Line | NO | 0.0322 | 0.08879 | 0.01908 | 115.2 | 123.9 | 145.2
50005 | MSA 132 | 80910 | PHR 35P1 | 132 | 132 | BC HYDRO | BC HYDRO | 1 | Closed | Line | NO | 0.00417 | 0.00827 | 0.00183 | 112 | 112 | 134.9
50005 | MSA 132 | 80562 | NIT 37P | 132 | 132 | BC HYDRO | BC HYDRO | 1 | Closed | Line | NO | 0.00752 | 0.01493 | 0.00329 | 115.2 | 115.2 | 145.2
50004 | CKY 132 | 81955 | mid_81955 | 132 | 230 | BC HYDRO | BC HYDRO | 4 | Closed | TransformerWinding | YES | -0.00027 | -0.00955 | 0 | 168 | 168 | 200
50004 | CKY 132 | 80551 | SKO 132 | 132 | 132 | BC HYDRO | BC HYDRO | 1 | Closed | Line | NO | 0.00501 | 0.05449 | 0.01446 | 269.8 | 269.8 | 302.9
50004 | CKY 132 | 80381 | WFR 31P | 132 | 132 | BC HYDRO | BC HYDRO | 1 | Closed | Line | NO | 0.00743 | 0.0513 | 0.01091 | 117.7 | 117.7 | 182.9
51019 | OYR 132A | 51021 | OYR 119P | 132 | 132 | BC HYDRO | BC HYDRO | 1 | Closed | Line | NO | 0.00046 | 0.0014 | 0.00029 | 97.4 | 97.4 | 97.4
51021 | OYR 119P | 51660 | BKB 119P | 132 | 132 | BC HYDRO | BC HYDRO | 1 | Closed | Line | NO | 0.04434 | 0.13525 | 0.02819 | 145.2 | 145.2 | 185.2
51016 | PVO 1B4 | 51420 | PVO 122P | 132 | 132 | BC HYDRO | BC HYDRO | 1 | Closed | Line | NO | 1e-05 | 3e-05 | 1e-05 | 137.2 | 137.2 | 137.2
51040 | ICG 132 | 51225 | EFM 103P | 132 | 132 | BC HYDRO | BC HYDRO | 1 | Closed | Line | NO | 1e-05 | 0.0001 | 3e-05 | 299.5 | 339.8 | 299.5
51056 | MHY 132 | 51814 | SWN 138P | 132 | 132 | BC HYDRO | BC HYDRO | 1 | Closed | Line | NO | 0.00405 | 0.01156 | 0.00273 | 142.2 | 160 | 182.9
80152 | CFT 132B | 81958 | mid_81958 | 132 | 132 | BC HYDRO | BC HYDRO | 7 | Closed | TransformerWinding | YES | 0.01198 | 0.29926 | 0 | 50 | 50 | 59.4
51220 | BVC 132 | 80408 | BVC 132P | 132 | 132 | BC HYDRO | BC HYDRO | 1 | Closed | Line | NO | 6e-05 | 0.00029 | 6e-05 | 190.2 | 190.2 | 230.2
51432 | SAL 1B2 | 51765 | MBO 18H | 132 | 132 | BC HYDRO | BC HYDRO | 1 | Closed | Line | NO | 0.00181 | 0.01612 | 0.00382 | 85.7 | 85.7 | 163.2
51435 | BRK 132-1 | 51447 | LCH 132 | 132 | 132 | BC HYDRO | BC HYDRO | 1 | Closed | Line | NO | 0.01977 | 0.04112 | 0.00826 | 27.9 | 27.9 | 27.9
51532 | SAY 132 | 81108 | GPT 48P | 132 | 132 | BC HYDRO | BC HYDRO | 1 | Closed | Line | NO | 0.0091 | 0.0627 | 0.01331 | 193.9 | 193.9 | 236.9
51532 | SAY 132 | 80562 | NIT 37P | 132 | 132 | BC HYDRO | BC HYDRO | 1 | Open | Line | NO | 0.03481 | 0.06476 | 0.01334 | 2.3 | 2.3 | 2.3
51815 | SWN 109P | 80133 | HWW 132 | 132 | 132 | BC HYDRO | BC HYDRO | 1 | Closed | Line | NO | 0.00545 | 0.01612 | 0.00353 | 126.9 | 137.2 | 137.2
51814 | SWN 138P | 80133 | HWW 132 | 132 | 132 | BC HYDRO | BC HYDRO | 1 | Closed | Line | NO | 0.00544 | 0.01554 | 0.00367 | 142.2 | 160 | 182.9
80407 | PML 1P1 | 80593 | PML 1P2 | 132 | 132 | BC HYDRO | BC HYDRO | 1 | Closed | Line | NO | 2e-05 | 0.00011 | 2e-05 | 151.1 | 199.8 | 245.6
80549 | BOX 132 | 80561 | BOX 31P | 132 | 132 | BC HYDRO | BC HYDRO | 1 | Closed | Line | NO | 0.00316 | 0.00747 | 0.00184 | 130.8 | 130.8 | 157.5
50581 | VIT 132B | 81766 | mid_81766 | 132 | 230 | BC HYDRO | BC HYDRO | 9 | Closed | TransformerWinding | YES | 0.00169 | 0.0592 | 0 | 168 | 178 | 200
80922 | GTP 1T14 | 81735 | mid_81735 | 132 | 230 | BC HYDRO | BC HYDRO | 14 | Closed | TransformerWinding | YES | -0.00016 | -0.00565 | 0 | 150 | 193 | 178
81114 | MRH 132 | 81116 | MRH 130P | 132 | 132 | BC HYDRO | BC HYDRO | 1 | Closed | Line | NO | 3e-05 | 8e-05 | 2e-05 | 34.3 | 34.3 | 62.2
81027 | MBF 132 | 81028 | MBF 131P | 132 | 132 | BC HYDRO | BC HYDRO | CB | Closed | Line | NO | 0 | 7e-05 | 0 | 2286.1 | 2286.1 | 2286.1
80910 | PHR 35P1 | 80912 | PHR 35P2 | 132 | 132 | BC HYDRO | BC HYDRO | 1 | Closed | Line | NO | 0 | 3e-05 | 0 | 137.2 | 137.2 | 137.2
80909 | PHR 1B1 | 80910 | PHR 35P1 | 132 | 132 | BC HYDRO | BC HYDRO | 1 | Closed | Line | NO | 0 | 0.10217 | 0 | 34.3 | 34.3 | 34.3
80550 | NIT 1T1 | 80562 | NIT 37P | 132 | 132 | BC HYDRO | BC HYDRO | 1 | Closed | Line | NO | 0.03582 | 0.06402 | 0.01743 | 146.3 | 146.3 | 169.2
80406 | PML 1B1 | 80407 | PML 1P1 | 132 | 132 | BC HYDRO | BC HYDRO | 1 | Closed | Line | NO | 6e-05 | 0.00042 | 9e-05 | 240.1 | 240.1 | 308.6
80152 | CFT 132B | 81957 | mid_81957 | 132 | 132 | BC HYDRO | BC HYDRO | 8 | Closed | TransformerWinding | YES | 0.00987 | 0.24647 | 0 | 50 | 50 | 59.4
80133 | HWW 132 | 81899 | mid_81899 | 132 | 230 | BC HYDRO | BC HYDRO | 1 | Closed | TransformerWinding | YES | 0.00015 | 0.00539 | 0 | 400 | 400 | 475
80133 | HWW 132 | 81898 | mid_81898 | 132 | 230 | BC HYDRO | BC HYDRO | 2 | Closed | TransformerWinding | YES | 0.00015 | 0.00539 | 0 | 400 | 400 | 475
80152 | CFT 132B | 81959 | mid_81959 | 132 | 132 | BC HYDRO | BC HYDRO | 6 | Closed | TransformerWinding | YES | 0.01951 | 0.48728 | 0 | 25 | 25 | 29.7
80408 | BVC 132P | 80409 | WOS 132P | 132 | 132 | BC HYDRO | BC HYDRO | 1 | Closed | Line | NO | 0.0181 | 0.12532 | 0.02679 | 142 | 192.7 | 244.4
80381 | WFR 31P | 80561 | BOX 31P | 132 | 132 | BC HYDRO | BC HYDRO | 1 | Closed | Line | NO | 0.00868 | 0.06001 | 0.01277 | 59.4 | 59.4 | 100.6
50005 | MSA 132 | 81837 | mid_81837 | 132 | 230 | BC HYDRO | BC HYDRO | 5 | Closed | TransformerWinding | YES | -0.00021 | -0.00739 | 0 | 150 | 150 | 178
50007 | WFR 132 | 80381 | WFR 31P | 132 | 132 | BC HYDRO | BC HYDRO | 1 | Closed | Line | NO | 0.00092 | 0.00184 | 0.0004 | 59.4 | 59.4 | 100.6
50011 | POW 132-2 | 80354 | POW 1MB | 132 | 132 | BC HYDRO | BC HYDRO | 1 | Closed | Line | NO | 0 | 1e-05 | 0 | 2286.1 | 2286.1 | 2286.1
50014 | GPT 132B | 51169 | GPT 33P | 132 | 132 | BC HYDRO | BC HYDRO | 1 | Closed | Line | NO | 0.00545 | 0.01082 | 0.00238 | 115.2 | 115.2 | 145.2
50010 | COM 132 | 51435 | BRK 132-1 | 132 | 132 | BC HYDRO | BC HYDRO | 1 | Closed | Line | NO | 0.00837 | 0.01742 | 0.0035 | 51.9 | 51.9 | 51.9
51813 | SWN 1B1 | 51815 | SWN 109P | 132 | 132 | BC HYDRO | BC HYDRO | 1 | Closed | Line | NO | 6e-05 | 0.00017 | 4e-05 | 114.3 | 114.3 | 114.3
51812 | SWN 1B3 | 51814 | SWN 138P | 132 | 132 | BC HYDRO | BC HYDRO | 1 | Closed | Line | NO | 7e-05 | 0.00022 | 5e-05 | 114.3 | 114.3 | 114.3
51812 | SWN 1B3 | 51813 | SWN 1B1 | 132 | 132 | BC HYDRO | BC HYDRO | 1 | Open | Line | NO | 0 | 3e-05 | 0 | 457.3 | 457.3 | 457.3
51764 | MTG 18H | 51765 | MBO 18H | 132 | 132 | BC HYDRO | BC HYDRO | 1 | Closed | Line | NO | 0.00409 | 0.00262 | 0.06012 | 105.2 | 105.2 | 121.2
51658 | BKB 1B7 | 51660 | BKB 119P | 132 | 132 | BC HYDRO | BC HYDRO | 1 | Closed | Line | NO | 0.0001 | 0.00031 | 6e-05 | 114.3 | 114.3 | 114.3
51657 | BKB 1B1 | 51659 | BKB 101P | 132 | 132 | BC HYDRO | BC HYDRO | 1 | Closed | Line | NO | 7e-05 | 0.00022 | 5e-05 | 145.2 | 145.2 | 185.2
51657 | BKB 1B1 | 51658 | BKB 1B7 | 132 | 132 | BC HYDRO | BC HYDRO | 1 | Open | Line | NO | 0 | 3e-05 | 0 | 457.3 | 457.3 | 457.3
51532 | SAY 132 | 81801 | mid_81801 | 132 | 230 | BC HYDRO | BC HYDRO | 2 | Closed | TransformerWinding | YES | -0.0002 | -0.00683 | 0 | 150 | 150 | 178
51532 | SAY 132 | 81800 | mid_81800 | 132 | 230 | BC HYDRO | BC HYDRO | 3 | Closed | TransformerWinding | YES | -0.00047 | -0.01638 | 0 | 150 | 150 | 178
51447 | LCH 132 | 80548 | UCH 132 | 132 | 132 | BC HYDRO | BC HYDRO | 1 | Closed | Line | NO | 0.01016 | 0.02113 | 0.00425 | 59.4 | 59.4 | 100.6
51435 | BRK 132-1 | 51436 | BRK 132-2 | 132 | 132 | BC HYDRO | BC HYDRO | 23 | Closed | Line | NO | 0 | 7e-05 | 0 | 274.4 | 274.4 | 274.4
51432 | SAL 1B2 | 51433 | SAL 1B1 | 132 | 132 | BC HYDRO | BC HYDRO | 1 | Closed | Line | NO | 0 | 3e-05 | 0 | 85.7 | 85.7 | 85.7
51372 | BHL 1B1 | 51436 | BRK 132-2 | 132 | 132 | BC HYDRO | BC HYDRO | 1 | Closed | Line | NO | 0.00063 | 0.00145 | 0.00028 | 10.1 | 10.1 | 10.1
51371 | BHU 1B1 | 51436 | BRK 132-2 | 132 | 132 | BC HYDRO | BC HYDRO | 1 | Closed | Line | NO | 0.00941 | 0.01544 | 0.0061 | 13.9 | 13.9 | 13.9
51235 | KTS 132 | 80408 | BVC 132P | 132 | 132 | BC HYDRO | BC HYDRO | 1 | Closed | Line | NO | 5e-05 | 0.0003 | 9e-05 | 123.5 | 123.5 | 182.9
51235 | KTS 132 | 80407 | PML 1P1 | 132 | 132 | BC HYDRO | BC HYDRO | 1 | Closed | Line | NO | 0.00653 | 0.045 | 0.00961 | 151.1 | 182.9 | 182.9
51225 | EFM 103P | 80138 | EFM 132B | 132 | 132 | BC HYDRO | BC HYDRO | 1 | Closed | Line | NO | 5e-05 | 0.00039 | 0.0001 | 274.4 | 274.4 | 274.4
51218 | CMH 131P | 81028 | MBF 131P | 132 | 132 | BC HYDRO | BC HYDRO | 1 | Closed | Line | NO | 0.00286 | 0.00871 | 0.00181 | 45.7 | 45.7 | 45.7
51218 | CMH 131P | 51219 | CMH 132 | 132 | 132 | BC HYDRO | BC HYDRO | 1 | Closed | Line | NO | 4e-05 | 8e-05 | 2e-05 | 113.2 | 113.2 | 144
51217 | ZBL 132 | 51763 | ZBT 132 | 132 | 132 | BC HYDRO | BC HYDRO | 1 | Closed | Line | NO | 0.028 | 0.05771 | 0.01181 | 113.2 | 113.2 | 144
51169 | GPT 33P | 51532 | SAY 132 | 132 | 132 | BC HYDRO | BC HYDRO | 1 | Closed | Line | NO | 0.03054 | 0.06066 | 0.01336 | 115.2 | 115.2 | 145.2
50315 | PVO 1B1-2 | 51057 | PVO 109P | 132 | 132 | BC HYDRO | BC HYDRO | 2 | Open | Line | NO | 0 | 7e-05 | 0 | 137.2 | 137.2 | 137.2
50318 | JPT 132 | 50358 | LTZ 1B2 | 132 | 132 | BC HYDRO | BC HYDRO | 1 | Closed | Line | NO | 0.00562 | 0.0166 | 0.00366 | 137.2 | 137.2 | 137.2
51057 | PVO 109P | 51815 | SWN 109P | 132 | 132 | BC HYDRO | BC HYDRO | 1 | Closed | Line | NO | 0.03101 | 0.09181 | 0.02013 | 118.9 | 118.9 | 168
50321 | PHY 132 | 50334 | KGH 132 | 132 | 132 | BC HYDRO | BC HYDRO | 1 | Closed | Line | NO | 0.02092 | 0.06366 | 0.01323 | 145.2 | 145.2 | 172.4
51040 | ICG 132 | 51049 | EFM 104P | 132 | 132 | BC HYDRO | BC HYDRO | 1 | Closed | Line | NO | 1e-05 | 0.00013 | 3e-05 | 299.5 | 338.6 | 299.5
50318 | JPT 132 | 80133 | HWW 132 | 132 | 132 | BC HYDRO | BC HYDRO | 1 | Closed | Line | NO | 0.00717 | 0.0212 | 0.00464 | 128.3 | 137.2 | 137.2
51024 | QLC 132B | 51025 | QLC 132A | 132 | 132 | BC HYDRO | BC HYDRO | 1 | Open | Line | NO | 0 | 3e-05 | 0 | 274.4 | 274.4 | 274.4
51020 | OYR 132B | 51022 | OYR 101P | 132 | 132 | BC HYDRO | BC HYDRO | 1 | Closed | Line | NO | 0.00046 | 0.0014 | 0.00029 | 114.3 | 114.3 | 114.3
51019 | OYR 132A | 51020 | OYR 132B | 132 | 132 | BC HYDRO | BC HYDRO | 3 | Open | Line | NO | 0 | 3e-05 | 0 | 274.4 | 274.4 | 274.4
50323 | DMR 132 | 50396 | PUN 1T3 | 132 | 132 | BC HYDRO | BC HYDRO | 1 | Closed | Line | NO | 0.04039 | 0.11917 | 0.02629 | 137.2 | 137.2 | 137.2
50933 | JUL 132 | 81116 | MRH 130P | 132 | 132 | BC HYDRO | BC HYDRO | 1 | Closed | Line | NO | 0.01184 | 0.03604 | 0.0075 | 79.8 | 79.8 | 132.6
50924 | KKS 132 | 51235 | KTS 132 | 132 | 132 | BC HYDRO | BC HYDRO | 1 | Closed | Line | NO | 0.00046 | 0.00131 | 0.00031 | 117.5 | 117.5 | 154.6
50323 | DMR 132 | 81942 | mid_81942 | 132 | 230 | BC HYDRO | BC HYDRO | 4 | Closed | TransformerWinding | YES | -0.00027 | -0.00939 | 0 | 168 | 168 | 200
50894 | EBT 18H | 51759 | TBY 18H | 132 | 132 | BC HYDRO | BC HYDRO | 1 | Closed | Line | NO | 0.02252 | 0.01445 | 0.33137 | 105.2 | 105.2 | 121.2
50323 | DMR 132 | 51660 | BKB 119P | 132 | 132 | BC HYDRO | BC HYDRO | 1 | Closed | Line | NO | 0.0217 | 0.06615 | 0.01378 | 148.6 | 160 | 182.9
50327 | ASH 132 | 50395 | GCL 132A | 132 | 132 | BC HYDRO | BC HYDRO | 1 | Closed | Line | NO | 0.01871 | 0.04879 | 0.0099 | 68.6 | 68.6 | 68.6
50330 | LDR 132 | 50342 | SCA 132 | 132 | 132 | BC HYDRO | BC HYDRO | 1 | Closed | Line | NO | 0.01679 | 0.0443 | 0.00918 | 137.2 | 137.2 | 137.2
50331 | GLD 132 | 50342 | SCA 132 | 132 | 132 | BC HYDRO | BC HYDRO | 1 | Closed | Line | NO | 0.04363 | 0.13291 | 0.02766 | 137.2 | 137.2 | 137.2
50334 | KGH 132 | 81116 | MRH 130P | 132 | 132 | BC HYDRO | BC HYDRO | 1 | Closed | Line | NO | 0.01438 | 0.04377 | 0.00911 | 79.8 | 79.8 | 132.6
50339 | PVL 132B | 50387 | PVL 115P | 132 | 132 | BC HYDRO | BC HYDRO | 1 | Closed | Line | NO | 0.00014 | 0.00041 | 9e-05 | 77.1 | 77.1 | 145.2
50347 | GOW 132 | 50393 | SHA 10P | 132 | 132 | BC HYDRO | BC HYDRO | 1 | Closed | Line | NO | 0.02723 | 0.08075 | 0.01776 | 129.9 | 149.7 | 171.7
50350 | SOO 132A | 50351 | JOR 132 | 132 | 132 | BC HYDRO | BC HYDRO | 1 | Closed | Line | NO | 0.01818 | 0.08205 | 0.01829 | 182.9 | 182.9 | 182.9
50353 | WOS 132 | 80409 | WOS 132P | 132 | 132 | BC HYDRO | BC HYDRO | 1 | Closed | Line | NO | 5e-05 | 0.00023 | 5e-05 | 190.2 | 190.2 | 230.2
50343 | KSH 132B | 50391 | KSH 14P | 132 | 132 | BC HYDRO | BC HYDRO | 1 | Closed | Line | NO | 0.00246 | 0.00905 | 0.00185 | 165.8 | 165.8 | 211.5
50359 | JHT 132 | 51049 | EFM 104P | 132 | 132 | BC HYDRO | BC HYDRO | 1 | Closed | Line | NO | 0.00342 | 0.0104 | 0.00216 | 151.4 | 167.8 | 190
50391 | KSH 14P | 50394 | SHA 14P | 132 | 132 | BC HYDRO | BC HYDRO | 1 | Closed | Line | NO | 0.00987 | 0.03628 | 0.00744 | 168.3 | 187.2 | 211.5
50615 | NFD 1B3 | 80137 | NFD 1B2 | 132 | 132 | BC HYDRO | BC HYDRO | 5 | Closed | Line | NO | 0 | 3e-05 | 0 | 457.3 | 457.3 | 457.3
50581 | VIT 132B | 81765 | mid_81765 | 132 | 230 | BC HYDRO | BC HYDRO | 10 | Closed | TransformerWinding | YES | 0.00169 | 0.0592 | 0 | 168 | 178 | 200
50581 | VIT 132B | 80152 | CFT 132B | 132 | 132 | BC HYDRO | BC HYDRO | 2 | Closed | Line | NO | 0.00744 | 0.02466 | 0.00533 | 145.2 | 145.2 | 185.2
50581 | VIT 132B | 51016 | PVO 1B4 | 132 | 132 | BC HYDRO | BC HYDRO | 1 | Closed | Line | NO | 0.0008 | 0.00531 | 0.00122 | 182.9 | 182.9 | 182.9
50395 | GCL 132A | 81745 | mid_81745 | 132 | 132 | BC HYDRO | BC HYDRO | 11 | Closed | TransformerWinding | YES | 0.00629 | 0.11089 | 0 | 75 | 75 | 89.1
50394 | SHA 14P | 80132 | GTP 1B3 | 132 | 132 | BC HYDRO | BC HYDRO | 1 | Closed | Line | NO | 0.02665 | 0.10073 | 0.02194 | 167.1 | 171 | 171
50391 | KSH 14P | 50581 | VIT 132B | 132 | 132 | BC HYDRO | BC HYDRO | 1 | Closed | Line | NO | 0.00959 | 0.03827 | 0.0079 | 168.3 | 187.2 | 211.5
50389 | CBL 119P | 51021 | OYR 119P | 132 | 132 | BC HYDRO | BC HYDRO | 1 | Closed | Line | NO | 0.01231 | 0.03753 | 0.00782 | 145.2 | 145.2 | 185.2
50388 | CBL 102P | 51244 | CBL 1B3 | 132 | 132 | BC HYDRO | BC HYDRO | 1 | Closed | Line | NO | 0.00211 | 0.02034 | 0.00406 | 73.2 | 73.2 | 147.5
50387 | PVL 115P | 51024 | QLC 132B | 132 | 132 | BC HYDRO | BC HYDRO | 1 | Closed | Line | NO | 0.00893 | 0.02634 | 0.00581 | 145.2 | 145.2 | 185.2
50386 | CMX 102P | 50403 | CMX 1B3 | 132 | 132 | BC HYDRO | BC HYDRO | 1 | Closed | Line | NO | 0.00311 | 0.01795 | 0.0056 | 182.9 | 182.9 | 182.9
50386 | CMX 102P | 50388 | CBL 102P | 132 | 132 | BC HYDRO | BC HYDRO | 1 | Closed | Line | NO | 0.04026 | 0.1188 | 0.02621 | 152.5 | 169 | 189.8
50385 | CMX 101P | 51659 | BKB 101P | 132 | 132 | BC HYDRO | BC HYDRO | 1 | Closed | Line | NO | 0.01797 | 0.05311 | 0.01174 | 142.9 | 142.9 | 184
50385 | CMX 101P | 51022 | OYR 101P | 132 | 132 | BC HYDRO | BC HYDRO | 1 | Closed | Line | NO | 0.02681 | 0.07925 | 0.01752 | 142.9 | 142.9 | 184
50383 | LDY 122P | 80133 | HWW 132 | 132 | 132 | BC HYDRO | BC HYDRO | 1 | Closed | Line | NO | 0.01802 | 0.05316 | 0.01174 | 137.2 | 137.2 | 137.2
50383 | LDY 122P | 51420 | PVO 122P | 132 | 132 | BC HYDRO | BC HYDRO | 1 | Closed | Line | NO | 0.01844 | 0.05446 | 0.012 | 118.9 | 118.9 | 168
50382 | HWD 112P | 51834 | NEX 112P | 132 | 132 | BC HYDRO | BC HYDRO | 1 | Closed | Line | NO | 0.00545 | 0.01423 | 0.00289 | 130.3 | 130.3 | 166.9
50382 | HWD 112P | 50913 | HWD 132A | 132 | 132 | BC HYDRO | BC HYDRO | 1 | Closed | Line | NO | 0.00018 | 0.00053 | 0.00012 | 130.3 | 130.3 | 166.9
50381 | PVL 116P | 51025 | QLC 132A | 132 | 132 | BC HYDRO | BC HYDRO | 1 | Closed | Line | NO | 0.00893 | 0.02634 | 0.00581 | 145.2 | 145.2 | 185.2
50378 | HWD 123P | 80133 | HWW 132 | 132 | 132 | BC HYDRO | BC HYDRO | 1 | Closed | Line | NO | 0.00163 | 0.00472 | 0.00109 | 142 | 159.4 | 181.1
50377 | LDY 138P | 51056 | MHY 132 | 132 | 132 | BC HYDRO | BC HYDRO | 1 | Closed | Line | NO | 0.00847 | 0.02418 | 0.0057 | 142.2 | 160 | 182.9
50377 | LDY 138P | 50581 | VIT 132B | 132 | 132 | BC HYDRO | BC HYDRO | 1 | Closed | Line | NO | 0.01941 | 0.05543 | 0.01307 | 142.2 | 160 | 182.9
50359 | JHT 132 | 51225 | EFM 103P | 132 | 132 | BC HYDRO | BC HYDRO | 1 | Closed | Line | NO | 0.00342 | 0.0104 | 0.00216 | 151.6 | 167.8 | 190
50359 | JHT 132 | 51022 | OYR 101P | 132 | 132 | BC HYDRO | BC HYDRO | 1 | Closed | Line | NO | 0.01527 | 0.04512 | 0.00998 | 142.9 | 142.9 | 182.9
50359 | JHT 132 | 50389 | CBL 119P | 132 | 132 | BC HYDRO | BC HYDRO | 1 | Closed | Line | NO | 0.00296 | 0.00903 | 0.00188 | 148.6 | 160 | 182.9
50359 | JHT 132 | 50388 | CBL 102P | 132 | 132 | BC HYDRO | BC HYDRO | 1 | Closed | Line | NO | 0.00058 | 0.00557 | 0.00111 | 156.8 | 168.5 | 182.9
50358 | LTZ 1B2 | 50381 | PVL 116P | 132 | 132 | BC HYDRO | BC HYDRO | 1 | Closed | Line | NO | 0.01978 | 0.05839 | 0.01289 | 145.2 | 145.2 | 185.2
50357 | LTZ 1B4 | 50387 | PVL 115P | 132 | 132 | BC HYDRO | BC HYDRO | 1 | Closed | Line | NO | 0.01978 | 0.05839 | 0.01289 | 145.2 | 145.2 | 185.2
50354 | GLS 132 | 51764 | MTG 18H | 132 | 132 | BC HYDRO | BC HYDRO | 1 | Closed | Line | NO | 0.00238 | 0.01383 | 0.00298 | 85.7 | 85.7 | 163.2
50354 | GLS 132 | 51759 | TBY 18H | 132 | 132 | BC HYDRO | BC HYDRO | 1 | Closed | Line | NO | 9e-05 | 0.00024 | 7e-05 | 85.7 | 85.7 | 163.2
50352 | PML 1B2 | 80593 | PML 1P2 | 132 | 132 | BC HYDRO | BC HYDRO | 1 | Closed | Line | NO | 6e-05 | 0.00042 | 9e-05 | 240.1 | 240.1 | 308.6
50352 | PML 1B2 | 80406 | PML 1B1 | 132 | 132 | BC HYDRO | BC HYDRO | 1 | Open | Line | NO | 0 | 3e-05 | 0 | 274.4 | 274.4 | 274.4
50350 | SOO 132A | 51053 | SOO 132B | 132 | 132 | BC HYDRO | BC HYDRO | 2 | Closed | Line | NO | 0 | 3e-05 | 0 | 274.4 | 274.4 | 274.4
50349 | CLD 132 | 51053 | SOO 132B | 132 | 132 | BC HYDRO | BC HYDRO | 1 | Closed | Line | NO | 0.01041 | 0.04711 | 0.01043 | 182.9 | 182.9 | 182.9
50348 | GTP 1B1 | 80922 | GTP 1T14 | 132 | 132 | BC HYDRO | BC HYDRO | 14 | Closed | Line | NO | 0 | 7e-05 | 0 | 274.4 | 274.4 | 274.4
50348 | GTP 1B1 | 80131 | GTP 1B2 | 132 | 132 | BC HYDRO | BC HYDRO | 1 | Closed | Line | NO | 0 | 7e-05 | 0 | 457.3 | 457.3 | 457.3
50347 | GOW 132 | 50390 | KSH 11P | 132 | 132 | BC HYDRO | BC HYDRO | 1 | Closed | Line | NO | 0.03905 | 0.11545 | 0.02543 | 124.4 | 144.7 | 171
50347 | GOW 132 | 50349 | CLD 132 | 132 | 132 | BC HYDRO | BC HYDRO | 1 | Closed | Line | NO | 0.00864 | 0.04148 | 0.00922 | 194.3 | 194.3 | 249.2
50347 | GOW 132 | 50348 | GTP 1B1 | 132 | 132 | BC HYDRO | BC HYDRO | 1 | Closed | Line | NO | 0.00495 | 0.01746 | 0.00386 | 167.1 | 179.9 | 182.9
50346 | SHA 1B1 | 50394 | SHA 14P | 132 | 132 | BC HYDRO | BC HYDRO | 1 | Closed | Line | NO | 7e-05 | 0.00025 | 5e-05 | 137.2 | 137.2 | 137.2
50345 | KSH 132A | 50390 | KSH 11P | 132 | 132 | BC HYDRO | BC HYDRO | 1 | Closed | Line | NO | 0.00246 | 0.00905 | 0.00185 | 165.8 | 165.8 | 211.5
50344 | SHA 1B2 | 50393 | SHA 10P | 132 | 132 | BC HYDRO | BC HYDRO | 1 | Closed | Line | NO | 6e-05 | 0.00022 | 5e-05 | 165.8 | 182.9 | 182.9
50344 | SHA 1B2 | 50346 | SHA 1B1 | 132 | 132 | BC HYDRO | BC HYDRO | 1 | Open | Line | NO | 0 | 3e-05 | 0 | 274.4 | 274.4 | 274.4
50341 | CBL 1B1 | 50389 | CBL 119P | 132 | 132 | BC HYDRO | BC HYDRO | 1 | Closed | Line | NO | 0.00482 | 0.01474 | 0.00304 | 73.2 | 73.2 | 127.1
50340 | CBL 1B2 | 51244 | CBL 1B3 | 132 | 132 | BC HYDRO | BC HYDRO | 5 | Open | Line | NO | 0 | 7e-05 | 0 | 274.4 | 274.4 | 274.4
50340 | CBL 1B2 | 50341 | CBL 1B1 | 132 | 132 | BC HYDRO | BC HYDRO | 4 | Closed | Line | NO | 0 | 7e-05 | 0 | 274.4 | 274.4 | 274.4
50338 | CMX 1B6 | 50385 | CMX 101P | 132 | 132 | BC HYDRO | BC HYDRO | 1 | Closed | Line | NO | 0.00311 | 0.01795 | 0.0056 | 243.5 | 243.5 | 314.4
50337 | LDY 1B1 | 50383 | LDY 122P | 132 | 132 | BC HYDRO | BC HYDRO | 1 | Closed | Line | NO | 0.00086 | 0.00261 | 0.00054 | 142.9 | 142.9 | 182.9
50336 | PVL 132A | 50381 | PVL 116P | 132 | 132 | BC HYDRO | BC HYDRO | 1 | Closed | Line | NO | 0.00014 | 0.00041 | 9e-05 | 77.1 | 77.1 | 145.2
50334 | KGH 132 | 80593 | PML 1P2 | 132 | 132 | BC HYDRO | BC HYDRO | 1 | Closed | Line | NO | 0.00687 | 0.04747 | 0.01011 | 151.1 | 182.9 | 182.9
50333 | TSV 132 | 81028 | MBF 131P | 132 | 132 | BC HYDRO | BC HYDRO | 1 | Closed | Line | NO | 0.02059 | 0.06269 | 0.01306 | 45.7 | 45.7 | 45.7
50333 | TSV 132 | 51763 | ZBT 132 | 132 | 132 | BC HYDRO | BC HYDRO | 1 | Closed | Line | NO | 0.00017 | 0.00034 | 7e-05 | 113.2 | 113.2 | 144
50331 | GLD 132 | 81925 | mid_81925 | 132 | 230 | BC HYDRO | BC HYDRO | 1 | Closed | TransformerWinding | YES | -0.00044 | -0.01527 | 0 | 168 | 168 | 200
50331 | GLD 132 | 81924 | mid_81924 | 132 | 230 | BC HYDRO | BC HYDRO | 4 | Closed | TransformerWinding | YES | -0.00023 | -0.00794 | 0 | 168 | 168 | 200
50331 | GLD 132 | 80409 | WOS 132P | 132 | 132 | BC HYDRO | BC HYDRO | 1 | Closed | Line | NO | 0.02571 | 0.17814 | 0.03811 | 123.5 | 123.5 | 182.9
50331 | GLD 132 | 51218 | CMH 131P | 132 | 132 | BC HYDRO | BC HYDRO | 1 | Closed | Line | NO | 0.02848 | 0.08675 | 0.01807 | 45.7 | 45.7 | 45.7
50331 | GLD 132 | 50332 | GRP 132 | 132 | 132 | BC HYDRO | BC HYDRO | 1 | Closed | Line | NO | 0.013 | 0.03976 | 0.00819 | 77.1 | 77.1 | 145.2
50330 | LDR 132 | 50359 | JHT 132 | 132 | 132 | BC HYDRO | BC HYDRO | 2 | Closed | Line | NO | 0.00338 | 0.01718 | 0.00413 | 204.2 | 205.8 | 205.8
50330 | LDR 132 | 50359 | JHT 132 | 132 | 132 | BC HYDRO | BC HYDRO | 1 | Closed | Line | NO | 0.00338 | 0.01715 | 0.00412 | 153.2 | 153.2 | 182.9
50329 | EFM 132A | 51049 | EFM 104P | 132 | 132 | BC HYDRO | BC HYDRO | 1 | Closed | Line | NO | 5e-05 | 0.00039 | 0.0001 | 274.4 | 274.4 | 274.4
50328 | PUN 132 | 50396 | PUN 1T3 | 132 | 132 | BC HYDRO | BC HYDRO | 3 | Closed | Line | NO | 0 | 7e-05 | 0 | 457.3 | 457.3 | 457.3
50328 | PUN 132 | 50386 | CMX 102P | 132 | 132 | BC HYDRO | BC HYDRO | 1 | Closed | Line | NO | 0.00101 | 0.00297 | 0.00065 | 148.8 | 160 | 182.9
50326 | NFD 1B1 | 80137 | NFD 1B2 | 132 | 132 | BC HYDRO | BC HYDRO | 4 | Open | Line | NO | 0 | 3e-05 | 0 | 457.3 | 457.3 | 457.3
50325 | GCL 132B | 81744 | mid_81744 | 132 | 132 | BC HYDRO | BC HYDRO | 12 | Closed | TransformerWinding | YES | 0.00443 | 0.11067 | 0 | 75 | 75 | 89.1
50325 | GCL 132B | 50395 | GCL 132A | 132 | 132 | BC HYDRO | BC HYDRO | 3 | Closed | Line | NO | 0 | 7e-05 | 0 | 457.3 | 457.3 | 457.3
50324 | PAL 132 | 81821 | mid_81821 | 132 | 132 | BC HYDRO | BC HYDRO | 2 | Closed | TransformerWinding | YES | 0.0137 | 0.34223 | 0 | 40 | 40 | 47.5
50324 | PAL 132 | 81820 | mid_81820 | 132 | 132 | BC HYDRO | BC HYDRO | 3 | Closed | TransformerWinding | YES | 0.01369 | 0.34189 | 0 | 40 | 40 | 47.5
50324 | PAL 132 | 81819 | mid_81819 | 132 | 132 | BC HYDRO | BC HYDRO | 9 | Closed | TransformerWinding | YES | 0.01472 | 0.36771 | 0 | 40 | 40 | 47.5
50324 | PAL 132 | 50325 | GCL 132B | 132 | 132 | BC HYDRO | BC HYDRO | 1 | Closed | Line | NO | 0.015 | 0.03912 | 0.00793 | 81.2 | 106.8 | 126.9
50323 | DMR 132 | 81941 | mid_81941 | 132 | 230 | BC HYDRO | BC HYDRO | 5 | Closed | TransformerWinding | YES | 5e-05 | 0.00183 | 0 | 300 | 300 | 356
50323 | DMR 132 | 81940 | mid_81940 | 132 | 230 | BC HYDRO | BC HYDRO | 6 | Closed | TransformerWinding | YES | 5e-05 | 0.00188 | 0 | 300 | 300 | 356
50323 | DMR 132 | 81939 | mid_81939 | 132 | 230 | BC HYDRO | BC HYDRO | 7 | Closed | TransformerWinding | YES | -0.00033 | -0.01138 | 0 | 168 | 168 | 200
50323 | DMR 132 | 51659 | BKB 101P | 132 | 132 | BC HYDRO | BC HYDRO | 1 | Closed | Line | NO | 0.02166 | 0.06404 | 0.01416 | 142.9 | 142.9 | 182.9
50323 | DMR 132 | 51025 | QLC 132A | 132 | 132 | BC HYDRO | BC HYDRO | 1 | Closed | Line | NO | 0.01659 | 0.04898 | 0.01081 | 145.2 | 145.2 | 182.9
50323 | DMR 132 | 51024 | QLC 132B | 132 | 132 | BC HYDRO | BC HYDRO | 1 | Closed | Line | NO | 0.01659 | 0.04898 | 0.01081 | 145.2 | 145.2 | 185.2
50323 | DMR 132 | 50324 | PAL 132 | 132 | 132 | BC HYDRO | BC HYDRO | 2 | Closed | Line | NO | 0.01881 | 0.05792 | 0.01221 | 148.8 | 160 | 187.5
50323 | DMR 132 | 50324 | PAL 132 | 132 | 132 | BC HYDRO | BC HYDRO | 1 | Closed | Line | NO | 0.01882 | 0.05794 | 0.01221 | 148.8 | 160 | 180.4
50322 | CFT 132A | 81962 | mid_81962 | 132 | 132 | BC HYDRO | BC HYDRO | 1 | Closed | TransformerWinding | YES | 0.00973 | 0.24314 | 0 | 50 | 50 | 59.4
50322 | CFT 132A | 81961 | mid_81961 | 132 | 132 | BC HYDRO | BC HYDRO | 2 | Closed | TransformerWinding | YES | 0.0098 | 0.2448 | 0 | 50 | 50 | 59.4
50322 | CFT 132A | 81960 | mid_81960 | 132 | 132 | BC HYDRO | BC HYDRO | 5 | Closed | TransformerWinding | YES | 0.0098 | 0.2448 | 0 | 50 | 50 | 59.4
50322 | CFT 132A | 80152 | CFT 132B | 132 | 132 | BC HYDRO | BC HYDRO | T | Open | Line | NO | 0 | 7e-05 | 0 | 182.9 | 182.9 | 182.9
50321 | PHY 132 | 80722 | CSS 1B1 | 132 | 132 | BC HYDRO | BC HYDRO | 1 | Closed | Line | NO | 0.01544 | 0.10744 | 0.02475 | 171.5 | 171.5 | 171.5
50320 | HMC 132 | 51834 | NEX 112P | 132 | 132 | BC HYDRO | BC HYDRO | 1 | Closed | Line | NO | 0.00123 | 0.00322 | 0.00065 | 130.3 | 130.3 | 166.9
50319 | NEX 132 | 51834 | NEX 112P | 132 | 132 | BC HYDRO | BC HYDRO | 1 | Closed | Line | NO | 0.00087 | 0.00228 | 0.00046 | 69.5 | 69.5 | 130.6
50318 | JPT 132 | 80133 | HWW 132 | 132 | 132 | BC HYDRO | BC HYDRO | 2 | Closed | Line | NO | 0.00717 | 0.0212 | 0.00464 | 127.8 | 137.2 | 137.2
50318 | JPT 132 | 50615 | NFD 1B3 | 132 | 132 | BC HYDRO | BC HYDRO | 1 | Closed | Line | NO | 0.00091 | 0.0079 | 0.00194 | 137.2 | 137.2 | 137.2
50318 | JPT 132 | 50382 | HWD 112P | 132 | 132 | BC HYDRO | BC HYDRO | 1 | Closed | Line | NO | 0.00982 | 0.02561 | 0.00519 | 130.3 | 130.3 | 166.9
50318 | JPT 132 | 50378 | HWD 123P | 132 | 132 | BC HYDRO | BC HYDRO | 1 | Closed | Line | NO | 0.00549 | 0.01585 | 0.00366 | 142 | 159.4 | 181.1
50318 | JPT 132 | 50357 | LTZ 1B4 | 132 | 132 | BC HYDRO | BC HYDRO | 1 | Closed | Line | NO | 0.00562 | 0.0166 | 0.00366 | 137.2 | 137.2 | 137.2
50318 | JPT 132 | 50326 | NFD 1B1 | 132 | 132 | BC HYDRO | BC HYDRO | 1 | Closed | Line | NO | 0.00091 | 0.0079 | 0.00194 | 109.7 | 109.7 | 109.7
50317 | HWD 132B | 50378 | HWD 123P | 132 | 132 | BC HYDRO | BC HYDRO | 1 | Closed | Line | NO | 0.00117 | 0.00648 | 0.00216 | 240.1 | 240.1 | 308.6
50316 | LDY 1B2 | 50377 | LDY 138P | 132 | 132 | BC HYDRO | BC HYDRO | 1 | Closed | Line | NO | 0.00086 | 0.00261 | 0.00054 | 142.9 | 142.9 | 184
50315 | PVO 1B1-2 | 81814 | mid_81814 | 132 | 132 | BC HYDRO | BC HYDRO | 1 | Closed | TransformerWinding | YES | 0.00866 | 0.21623 | 0 | 33.3 | 33.3 | 39.6
50315 | PVO 1B1-2 | 81813 | mid_81813 | 132 | 132 | BC HYDRO | BC HYDRO | 2 | Closed | TransformerWinding | YES | 0.01137 | 0.28397 | 0 | 35 | 35 | 41.6
50315 | PVO 1B1-2 | 51420 | PVO 122P | 132 | 132 | BC HYDRO | BC HYDRO | 1 | Closed | Line | NO | 0 | 7e-05 | 0 | 137.2 | 137.2 | 137.2
50314 | PVO 1B3 | 51057 | PVO 109P | 132 | 132 | BC HYDRO | BC HYDRO | 1 | Closed | Line | NO | 1e-05 | 3e-05 | 1e-05 | 126.9 | 137.2 | 137.2
50313 | VIT 132A | 81768 | mid_81768 | 132 | 230 | BC HYDRO | BC HYDRO | 5 | Closed | TransformerWinding | YES | 0.00174 | 0.06094 | 0 | 180 | 180 | 214
50313 | VIT 132A | 81767 | mid_81767 | 132 | 230 | BC HYDRO | BC HYDRO | 6 | Closed | TransformerWinding | YES | 0.00177 | 0.06207 | 0 | 180 | 180 | 214
50313 | VIT 132A | 51433 | SAL 1B1 | 132 | 132 | BC HYDRO | BC HYDRO | 1 | Open | Line | NO | 0.00568 | 0.04461 | 0.01038 | 85.7 | 85.7 | 163.2
50313 | VIT 132A | 50581 | VIT 132B | 132 | 132 | BC HYDRO | BC HYDRO | 7 | Closed | Line | NO | 0 | 7e-05 | 0 | 457.3 | 457.3 | 457.3
50313 | VIT 132A | 50393 | SHA 10P | 132 | 132 | BC HYDRO | BC HYDRO | 1 | Closed | Line | NO | 0.02358 | 0.07058 | 0.01551 | 152.7 | 166.9 | 189.8
50313 | VIT 132A | 50390 | KSH 11P | 132 | 132 | BC HYDRO | BC HYDRO | 1 | Closed | Line | NO | 0.0118 | 0.03598 | 0.0078 | 151.8 | 167.8 | 189.8
50313 | VIT 132A | 50322 | CFT 132A | 132 | 132 | BC HYDRO | BC HYDRO | 1 | Closed | Line | NO | 0.00673 | 0.02448 | 0.00538 | 145.2 | 145.2 | 182.9
50313 | VIT 132A | 50314 | PVO 1B3 | 132 | 132 | BC HYDRO | BC HYDRO | 1 | Closed | Line | NO | 0.0008 | 0.00531 | 0.00122 | 182.9 | 182.9 | 182.9
80131 | GTP 1B2 | 80132 | GTP 1B3 | 132 | 132 | BC HYDRO | BC HYDRO | 1 | Closed | Line | NO | 0 | 7e-05 | 0 | 457.3 | 457.3 | 457.3
50182 | ARN 132 | 81995 | mid_81995 | 132 | 132 | BC HYDRO | BC HYDRO | 2 | Closed | TransformerWinding | YES | -0.0003 | -0.01033 | 0 | 168 | 168 | 199.5
50182 | ARN 132 | 50894 | EBT 18H | 132 | 132 | BC HYDRO | BC HYDRO | 1 | Closed | Line | NO | 0.00324 | 0.03211 | 0.00769 | 85.7 | 85.7 | 137.2
18033 | MAGNOLIA | 18631 | KEEHN | 138 | 138 | ZoneN4 | ZoneN5 | 1 | Closed | Line | NO | 0.00216 | 0.01254 | 0.00481 | 258.1 | 258.1 | 258.1
50829 | EFT 274P | 50833 | LCC 274P | 138 | 138 | BC HYDRO | BC HYDRO | 1 | Closed | Line | NO | 0.02384 | 0.04713 | 0.01266 | 65.5 | 90.3 | 116.9
18292 | ANTHEM | 18033 | MAGNOLIA | 138 | 138 | ZoneN5 | ZoneN4 | 1 | Closed | Line | NO | 0.00562 | 0.03268 | 0.01254 | 258.1 | 258.1 | 258.1
18031 | ANDREWS | 18088 | PECOS | 138 | 138 | ZoneN3 | ZoneN3 | 1 | Closed | Line | NO | 0.00205 | 0.01202 | 0.00452 | 237.1 | 237.1 | 237.1
50899 | ABA 225P | 51492 | CPL 225P | 138 | 138 | BC HYDRO | BC HYDRO | 1 | Closed | Line | NO | 0.01292 | 0.08933 | 0.02272 | 257.2 | 257.2 | 309.5
50908 | ARM 1B2 | 51105 | RVG 138 | 138 | 138 | BC HYDRO | BC HYDRO | 1 | Closed | Line | NO | 0.00797 | 0.02081 | 0.00504 | 136.5 | 136.5 | 174
50910 | RVS 138 | 51105 | RVG 138 | 138 | 138 | BC HYDRO | BC HYDRO | 1 | Closed | Line | NO | 0.0001 | 0.00026 | 6e-05 | 136.5 | 136.5 | 174
51007 | EQU 393P | 51009 | NHS 138 | 138 | 138 | BC HYDRO | BC HYDRO | 1 | Closed | Line | NO | 0.00303 | 0.00601 | 0.00158 | 60.9 | 60.9 | 105.2
26095 | TAP 1 | 26261 | HALLDALE-E | 138 | 138 | LA BASIN | LA BASIN | 1 | Closed | Line | NO | 0.00128 | 0.00503 | 0.0011 | 132 | 206 | 132
51474 | STM 138 | 51475 | STM 243P | 138 | 138 | BC HYDRO | BC HYDRO | 1 | Closed | Line | NO | 0.00829 | 0.01646 | 0.00433 | 170.7 | 170.7 | 220.6
51491 | CPL 138 | 51492 | CPL 225P | 138 | 138 | BC HYDRO | BC HYDRO | 1 | Closed | Line | NO | 0.00226 | 0.00449 | 0.00118 | 60.7 | 60.7 | 116.6
51540 | LMN 1P | 80651 | NWS 1P | 138 | 138 | BC HYDRO | BC HYDRO | 1 | Closed | Line | NO | 0.0067 | 0.0245 | 0.00728 | 150.6 | 150.6 | 193.6
51482 | MEZ 381P | 80597 | LNT 138 | 138 | 138 | BC HYDRO | BC HYDRO | 1 | Closed | Line | NO | 0.06346 | 0.13144 | 0.03342 | 98 | 98 | 98
51552 | TPA 138 | 51553 | KWL 138 | 138 | 138 | BC HYDRO | BC HYDRO | 1 | Closed | Line | NO | 0.00396 | 0.00926 | 0.0028 | 119.5 | 119.5 | 153
18116 | WASHBURN | 18653 | ALLEN | 138 | 138 | ZoneN3 | ZoneN3 | 1 | Closed | Line | NO | 0.00101 | 0.00592 | 0.00223 | 237.1 | 237.1 | 237.1
51579 | BMT 138 | 80332 | KIS 358P | 138 | 138 | BC HYDRO | BC HYDRO | 1 | Closed | Line | NO | 0.00597 | 0.01489 | 0.00398 | 133.6 | 133.6 | 167.6
51579 | BMT 138 | 51631 | NL5 138 | 138 | 138 | BC HYDRO | BC HYDRO | 1 | Closed | Line | NO | 0.0467 | 0.122 | 0.02944 | 133.9 | 133.9 | 167.3
51579 | BMT 138 | 81742 | mid_81742 | 138 | 230 | BC HYDRO | BC HYDRO | 3 | Closed | TransformerWinding | YES | -0.00014 | -0.00478 | 0 | 150 | 190 | 178
51639 | SEP 377P | 81118 | ET3 377P | 138 | 138 | BC HYDRO | BC HYDRO | 1 | Closed | Line | NO | 0.00298 | 0.00748 | 0.00198 | 135.5 | 135.5 | 171.4
51634 | SEP 138 | 51639 | SEP 377P | 138 | 138 | BC HYDRO | BC HYDRO | 1 | Closed | Line | NO | 0.02323 | 0.04607 | 0.01217 | 102.1 | 102.1 | 139.4
52226 | PRI 138 | 52235 | BCG 138 | 138 | 138 | S OKAN | S OKAN | 1 | Closed | Line | NO | 0.01214 | 0.07819 | 0.0225 | 218 | 244.2 | 307.9
52228 | BEN 138 | 52229 | KER 138 | 138 | 138 | S OKAN | S OKAN | 1 | Closed | Line | NO | 0.00986 | 0.05375 | 0.02168 | 218 | 244.2 | 307.9
52229 | KER 138 | 52230 | HED 138 | 138 | 138 | S OKAN | S OKAN | 1 | Closed | Line | NO | 0.0101 | 0.0652 | 0.0188 | 218 | 244.2 | 307.9
80189 | SGP 358P | 80332 | KIS 358P | 138 | 138 | BC HYDRO | BC HYDRO | 1 | Closed | Line | NO | 0.01001 | 0.02496 | 0.00668 | 133.6 | 133.6 | 167.6
67126 | EAGLEMTN E | 67127 | SPRING CREEK | 138 | 138 | UT UTAH VALL | UT UTAH VALL | 1 | Closed | Line | NO | 0.00203 | 0.0213 | 0.00659 | 292 | 365 | 431
80332 | KIS 358P | 81120 | E42 138-1 | 138 | 138 | BC HYDRO | BC HYDRO | 1 | Closed | Line | NO | 0.00399 | 0.00992 | 0.00264 | 143.4 | 143.4 | 143.4
52230 | HED 138 | 52426 | MAS 138 | 138 | 138 | S OKAN | S OKAN | 1 | Closed | Line | NO | 0.0035 | 0.012 | 0.0034 | 147.2 | 195.8 | 206.8
51788 | BKL 220H2 | 80935 | WKA 138 | 138 | 138 | BC HYDRO | BC HYDRO | 1 | Closed | Line | NO | 0.00269 | 0.00967 | 0.00247 | 168.8 | 174.7 | 191.2
80403 | BSV 3H1 | 80649 | TWY 138 | 138 | 138 | BC HYDRO | BC HYDRO | 1 | Closed | Line | NO | 0.01855 | 0.03511 | 0.01021 | 128.1 | 128.1 | 153.7
52292 | ELL 138 | 52306 | SEX 138 | 138 | 138 | OKANAGAN | OKANAGAN | 1 | Closed | Line | NO | 0.00379 | 0.0139 | 0.00353 | 147.2 | 198.5 | 206.8
52300 | LEE 138 | 52303 | BLK 138 | 138 | 138 | OKANAGAN | OKANAGAN | 1 | Closed | Line | NO | 0.004 | 0.0124 | 0.0031 | 131.5 | 161.1 | 184
52303 | BLK 138 | 52304 | DGB 138 | 138 | 138 | OKANAGAN | OKANAGAN | 1 | Closed | Line | NO | 0.009 | 0.0278 | 0.0068 | 131.5 | 161 | 184
52304 | DGB 138 | 52315 | BEV 138 | 138 | 138 | OKANAGAN | OKANAGAN | 1 | Closed | Line | NO | 0.00221 | 0.0071 | 0.00231 | 144.9 | 161.3 | 202.9
52300 | LEE 138 | 53988 | mid_53988 | 138 | 230 | OKANAGAN | S OKAN | 4 | Closed | TransformerWinding | YES | 0 | -0.01606 | 0 | 168 | 210 | 205
52308 | REC 138 | 52309 | SAU 138 | 138 | 138 | OKANAGAN | OKANAGAN | 1 | Open | Line | NO | 0.0007 | 0.0038 | 0.0014 | 144.8 | 161.3 | 202.9
52310 | SPR 50L-55L | 52314 | OKM 138 | 138 | 138 | OKANAGAN | OKANAGAN | 1 | Open | Line | NO | 0.0008 | 0.0048 | 0.0018 | 218 | 244.2 | 218
52314 | OKM 138 | 52315 | BEV 138 | 138 | 138 | OKANAGAN | OKANAGAN | 1 | Closed | Line | NO | 0.00269 | 0.0086 | 0.00279 | 144.8 | 161.3 | 144.8
52306 | SEX 138 | 52307 | GLE 138 | 138 | 138 | OKANAGAN | OKANAGAN | 1 | Closed | Line | NO | 0.0023 | 0.0134 | 0.0049 | 218 | 244.2 | 307.9
67014 | AMFORK | 67418 | TRICITY | 138 | 138 | UT UTAH VALL | UT UTAH VALL | 1 | Closed | Line | NO | 0.00098 | 0.00806 | 0.00266 | 268 | 335 | 396
52319 | JOR 138 | 52325 | BWS 138 | 138 | 138 | OKANAGAN | OKANAGAN | 1 | Closed | Line | NO | 0.0389 | 0.09105 | 0.02358 | 102.5 | 136.7 | 142.9
54007 | BOYLE 7 | 54417 | WAUP1 | 138 | 138 | AIES-Athabasca/Lac La Biche | AIES-Athabasca/Lac La Biche | 33 | Closed | Line | NO | 0.03317 | 0.06385 | 0.01696 | 86.1 | 95 | 91.1
54015 | MTN COA7 | 54909 | DALEH TP | 138 | 138 | AIES-Hinton/Edson | AIES-Hinton/Edson | 45 | Closed | Line | NO | 0.00802 | 0.02691 | 0.00674 | 108 | 119 | 114
54012 | FOX CREE | 54412 | BENBOW 7 | 138 | 138 | AIES-Fox Creek | AIES-Fox Creek | 20 | Closed | Line | NO | 0.0298 | 0.06605 | 0.01658 | 86.1 | 95 | 91.1
54020 | EDSON 7 | 54039 | CYNTHIA7 | 138 | 138 | AIES-Hinton/Edson | AIES-Drayton Valley | 02 | Closed | Line | NO | 0.08003 | 0.17758 | 0.04678 | 85.1 | 94 | 90.1
54031 | FINCAST7 | 54272 | TABER 7 | 138 | 138 | AIES-Vauxhall | AIES-Vauxhall | 10 | Closed | Line | NO | 0.01553 | 0.03446 | 0.009 | 85.1 | 94 | 90.1
80597 | LNT 138 | 80990 | BJT 403P | 138 | 138 | BC HYDRO | BC HYDRO | 1 | Closed | Line | NO | 0.00458 | 0.02374 | 0.00535 | 58.1 | 58.1 | 84.1
54031 | FINCAST7 | 54828 | PURSPRW4 | 138 | 138 | AIES-Vauxhall | AIES-Vauxhall | 07 | Closed | Line | NO | 0.01523 | 0.03277 | 0.00876 | 119 | 131 | 119
54036 | BRAZEAU7 | 54153 | BRAZEAU4 | 138 | 240 | AIES-Drayton Valley | AIES-Drayton Valley | T3 | Open | Transformer | YES | 0.00214 | 0.06156 | 0 | 84 | 84 | 84
54035 | LODGEPO7 | 54815 | TWP TAP7 | 138 | 138 | AIES-Drayton Valley | AIES-Drayton Valley | 02 | Closed | Line | NO | 0.02378 | 0.05281 | 0.01391 | 98 | 108 | 131.9
54039 | CYNTHIA7 | 54330 | P C BRA7 | 138 | 138 | AIES-Drayton Valley | AIES-Drayton Valley | 28 | Closed | Line | NO | 0.01792 | 0.04158 | 0.01002 | 121.9 | 134 | 150.1
54037 | HRT EXP7 | 54809 | EXPRESTP | 138 | 138 | AIES-Wainwright | AIES-Provost | 03 | Closed | Line | NO | 0.00033 | 0.00074 | 0.00019 | 123.1 | 135 | 150.1
54035 | LODGEPO7 | 54036 | BRAZEAU7 | 138 | 138 | AIES-Drayton Valley | AIES-Drayton Valley | 02 | Closed | Line | NO | 0.03484 | 0.07783 | 0.02006 | 119 | 131 | 146
54017 | COLD CR7 | 547005 | P2015TAP | 138 | 138 | AIES-Hinton/Edson | AIES-Hinton/Edson | 47 | Closed | Line | NO | 0.01827 | 0.04248 | 0.0103 | 84 | 92 | 123
54041 | N BARRH7 | 54934 | FLAT TAP | 138 | 138 | AIES-Lake Wabamun Generation | AIES-Athabasca/Lac La Biche | 23 | Closed | Line | NO | 0.04838 | 0.10417 | 0.02768 | 86.1 | 95 | 91.1
54045 | ROSS CRK | 54922 | ROSS TAP | 138 | 138 | AIES-Fort Saskatchewan 2000 | AIES-Fort Saskatchewan 2000 | 87 | Closed | Line | NO | 0 | 0.0001 | 1e-05 | 141 | 155 | 190
54051 | W PEMBI7 | 54330 | P C BRA7 | 138 | 138 | AIES-Drayton Valley | AIES-Drayton Valley | 41 | Closed | Line | NO | 0.03033 | 0.07002 | 0.01687 | 105 | 116 | 137
160149 | TORO | 16920 | ROSEMONT | 138 | 138 | TEP | ROSEMONT(TEP) | 1 | Open | Line | NO | 0.00897 | 0.05212 | 0.02001 | 540 | 606 | 540
54055 | GULF OI7 | 54056 | IPPL ED7 | 138 | 138 | AIES-Edmonton | AIES-Edmonton | 05 | Closed | Line | NO | 0.00207 | 0.00465 | 0.0012 | 119 | 131 | 113.1
16726 | VL_KNTR | 999835 | VL_KAN11 | 138 | 138 | UES (Nogales) | UES (Nogales) | 1 | Open | Line | NO | 0.00154 | 0.00917 | 0.00352 | 211 | 211 | 211
54043 | SCOT4_7 | 54314 | JOSEPH2 | 138 | 138 | AIES-Fort Saskatchewan 2000 | AIES-Fort Saskatchewan 2000 | 56 | Closed | Line | NO | 0.00061 | 0.00406 | 0.00102 | 229 | 252 | 275
54058 | FORT SA7 | 54718 | WESWOOD | 138 | 138 | AIES-Fort Saskatchewan 2000 | AIES-Fort Saskatchewan 2000 | 94 | Closed | Line | NO | 0.00463 | 0.01037 | 0.00268 | 119 | 131 | 146
54060 | BEAMER 7 | 54735 | SHELL TP | 138 | 138 | AIES-Fort Saskatchewan 2000 | AIES-Fort Saskatchewan 2000 | 07 | Closed | Line | NO | 0.00342 | 0.01069 | 0.00264 | 85 | 94 | 90
160155 | VAIL2 | 16726 | VL_KNTR | 138 | 138 | TEP | UES (Nogales) | 1 | Open | Line | NO | 1e-05 | 0.0003 | 0 | 717 | 717 | 717
54059 | REDWATE7 | 54936 | 808L_TAP | 138 | 138 | AIES-Fort Saskatchewan 2000 | AIES-Fort Saskatchewan 2000 | 08 | Closed | Line | NO | 0.01369 | 0.03105 | 0.00789 | 98 | 108 | 114
160172 | COTTONWOOD | 16204 | IRVNGTN | 138 | 138 | TEP | TEP | 1 | Open | Line | NO | 0.00415 | 0.02489 | 0.00954 | 348 | 348 | 348
160161 | AJO_MOBILE | 16204 | IRVNGTN | 138 | 138 | TEP | TEP | 1 | Open | Line | NO | 0.00415 | 0.02489 | 0.00954 | 348 | 348 | 348
54064 | BANFF 7 | 54923 | W.CASC T | 138 | 138 | AIES-Seebe | AIES-Seebe | 54 | Closed | Line | NO | 0.00378 | 0.01182 | 0.00349 | 44 | 48 | 129
16204 | IRVNGTN | 160151 | TUCSON | 138 | 138 | TEP | TEP | 1 | Open | Line | NO | 0.00748 | 0.04166 | 0.01226 | 348 | 348 | 348
54061 | DOW CHEM | 54261 | DOW BUS3 | 138 | 138 | AIES-Fort Saskatchewan 2000 | AIES-Fort Saskatchewan 2000 | 99 | Closed | Line | NO | 0.00016 | 0.00093 | 0.01524 | 287.1 | 430 | 287.1
54067 | BRUDERH7 | 54391 | ALBCHEM7 | 138 | 138 | AIES-Fort Saskatchewan 2000 | AIES-Fort Saskatchewan 2000 | 73 | Closed | Line | NO | 0.00184 | 0.00622 | 0.00168 | 120.9 | 133 | 126.9
160122 | IRVMID4 | 16204 | IRVNGTN | 138 | 138 | TEP | TEP | 1 | Open | Transformer | YES | 0 | 0.03022 | 0 | 376 | 376 | 376
54067 | BRUDERH7 | 54106 | DEERLAN7 | 138 | 138 | AIES-Fort Saskatchewan 2000 | AIES-Fort Saskatchewan 2000 | 15 | Closed | Line | NO | 0.00469 | 0.01791 | 0.00506 | 167 | 184 | 163
54068 | N HOLDE7 | 54076 | IPPL ST7 | 138 | 138 | AIES-Vegreville | AIES-Vegreville | 01 | Closed | Line | NO | 0.05411 | 0.12092 | 0.0311 | 119 | 131 | 146
160121 | IRVMID3 | 16204 | IRVNGTN | 138 | 138 | TEP | TEP | 1 | Open | Transformer | YES | 0 | 0.0472 | 0 | 376 | 376 | 376
54066 | IOL 737L | 54089 | E EDMON7 | 138 | 138 | AIES-Edmonton | AIES-Edmonton | 37 | Closed | Line | NO | 0.00382 | 0.01032 | 0.00263 | 103 | 113 | 135
16204 | IRVNGTN | 160120 | IRVINGTON | 138 | 138 | TEP | TEP | 2 | Open | Line | NO | 0 | 0.0003 | 0 | 382 | 382 | 382
16204 | IRVNGTN | 160120 | IRVINGTON | 138 | 138 | TEP | TEP | 1 | Open | Line | NO | 0 | 0.0003 | 0 | 382 | 382 | 382
54075 | HUGHEND7 | 54809 | EXPRESTP | 138 | 138 | AIES-Provost | AIES-Provost | 03 | Closed | Line | NO | 0.03255 | 0.07266 | 0.01886 | 121 | 133 | 145
160112 | DREXEL | 16204 | IRVNGTN | 138 | 138 | TEP | TEP | 1 | Open | Line | NO | 0.0018 | 0.0104 | 0.003 | 382 | 382 | 382
54088 | BICKERD7 | 54472 | HORNBECK | 138 | 138 | AIES-Hinton/Edson | AIES-Hinton/Edson | 50 | Closed | Line | NO | 0.0056 | 0.02142 | 0.00608 | 172 | 212 | 212
54088 | BICKERD7 | 54820 | FICKL TP | 138 | 138 | AIES-Hinton/Edson | AIES-Hinton/Edson | 47 | Closed | Line | NO | 0.01599 | 0.03711 | 0.00903 | 120.9 | 133 | 148
54086 | PROVOST7 | 54220 | HAYTER 7 | 138 | 138 | AIES-Provost | AIES-Provost | 98 | Closed | Line | NO | 0.03635 | 0.08118 | 0.02117 | 120 | 132 | 148
54089 | E EDMON7 | 54209 | BRETONA1 | 138 | 138 | AIES-Edmonton | AIES-Edmonton | 97 | Closed | Line | NO | 0.01316 | 0.02953 | 0.00769 | 85.1 | 94 | 90.1
54088 | BICKERD7 | 99997 | mid_99997 | 138 | 240 | AIES-Hinton/Edson | AIES-Hinton/Edson | T1 | Closed | TransformerWinding | YES | 0.0003 | 0.01563 | 0 | 269 | 269 | 269
54089 | E EDMON7 | 54970 | 746L JCT | 138 | 138 | AIES-Edmonton | AIES-Edmonton | 31 | Closed | Line | NO | 0.00163 | 0.00633 | 0.00171 | 133 | 146 | 186
54098 | RIMBEY 7 | 54956 | 758L JCT | 138 | 138 | AIES-Red Deer | AIES-Red Deer | 57 | Closed | Line | NO | 0.03686 | 0.08198 | 0.02131 | 38 | 42 | 55
54095 | PONOKA 7 | 55789 | WOLFCRE2 | 138 | 138 | AIES-Wetaskiwin | AIES-Wetaskiwin | 21 | Closed | Line | NO | 0.00233 | 0.009 | 0.00251 | 174 | 191 | 215
54104 | STRACHA7 | 54890 | AMOCO TP | 138 | 138 | AIES-Caroline | AIES-Caroline | 19 | Closed | Line | NO | 0.03286 | 0.07289 | 0.01826 | 120 | 132 | 148
999959 | FAIGRA21 | 999960 | FAIGRA22 | 138 | 138 | LA BASIN | LA BASIN | 2 | Closed | Line | NO | 0.00268 | 0.01643 | 0.00393 | 182 | 288 | 182
54113 | BLACKFA7 | 54114 | LACOMBE7 | 138 | 138 | AIES-Red Deer | AIES-Red Deer | 61 | Closed | Line | NO | 0.0268 | 0.05635 | 0.0138 | 75 | 83 | 79
54099 | BENALTO7 | 54956 | 758L JCT | 138 | 138 | AIES-Red Deer | AIES-Red Deer | 57 | Closed | Line | NO | 0.01132 | 0.02517 | 0.00655 | 38 | 42 | 60
54119 | N RED D7 | 54148 | GAETZ 7 | 138 | 138 | AIES-Red Deer | AIES-Red Deer | 78 | Closed | Line | NO | 0.00451 | 0.01469 | 0.00402 | 151 | 166 | 186
54122 | MADDEN 7 | 54982 | MADDEN T | 138 | 138 | AIES-Didsbury | AIES-Didsbury | 89 | Closed | Line | NO | 0.01693 | 0.03137 | 0.00772 | 75 | 83 | 79
54120 | INNISFA7 | 55787 | HAZLWOD2 | 138 | 138 | AIES-Didsbury | AIES-Didsbury | 20 | Closed | Line | NO | 0.00905 | 0.03526 | 0.00965 | 173 | 190 | 214
54124 | HARMATT7 | 54957 | 166L JNC | 138 | 138 | AIES-Didsbury | AIES-Didsbury | 66 | Closed | Line | NO | 0.01011 | 0.02294 | 0.00582 | 78 | 86 | 120
54114 | LACOMBE7 | 54388 | ELLIS 7 | 138 | 138 | AIES-Red Deer | AIES-Red Deer | 23 | Closed | Line | NO | 0.00463 | 0.03599 | 0.01108 | 281 | 309 | 344
54127 | BEDDING2 | 54572 | ENMX39S7 | 138 | 138 | AIES-Calgary | AIES-Calgary | 82 | Closed | Line | NO | 0.00388 | 0.01943 | 0.01272 | 322.2 | 354.4 | 408.3
50603 | PPS 364P | 51453 | FOX 364P | 138 | 138 | BC HYDRO | BC HYDRO | 1 | Closed | Line | NO | 0.07217 | 0.18068 | 0.04856 | 138.9 | 153.5 | 171.6
80778 | SBK 138 | 80939 | SCX 138 | 138 | 138 | BC HYDRO | BC HYDRO | 1 | Closed | Line | NO | 0.00461 | 0.01155 | 0.00306 | 133.9 | 133.9 | 161.1
80794 | KNG 138 | 80991 | BJT 138 | 138 | 138 | BC HYDRO | BC HYDRO | 1 | Closed | Line | NO | 0.03977 | 0.10712 | 0.02831 | 154.9 | 154.9 | 186.4
80778 | SBK 138 | 81726 | mid_81726 | 138 | 138 | BC HYDRO | BC HYDRO | 11 | Closed | TransformerWinding | YES | -4e-05 | -0.00283 | 0 | 300 | 300 | 356
80778 | SBK 138 | 81725 | mid_81725 | 138 | 138 | BC HYDRO | BC HYDRO | 12 | Closed | TransformerWinding | YES | -4e-05 | -0.00303 | 0 | 300 | 300 | 356
54148 | GAETZ 7 | 54147 | GAETZ 4 | 138 | 240 | AIES-Red Deer | AIES-Red Deer | T1 | Closed | Transformer | YES | 0.00117 | 0.06052 | 0 | 200 | 200 | 200
54148 | GAETZ 7 | 54383 | JOFFRE 7 | 138 | 138 | AIES-Red Deer | AIES-Red Deer | 93 | Closed | Line | NO | 0.01006 | 0.03262 | 0.00913 | 151.1 | 166 | 186.9
50653 | NIC 138 | 81829 | mid_81829 | 138 | 230 | BC HYDRO | BC HYDRO | 6 | Closed | TransformerWinding | YES | -0.00019 | -0.00669 | 0 | 286.8 | 286.8 | 286.8
50654 | VNT 138 | 51120 | TIL 201P | 138 | 138 | BC HYDRO | BC HYDRO | 1 | Closed | Line | NO | 0.01046 | 0.02731 | 0.00663 | 98.2 | 98.2 | 149.4
549023 | MHS-2A | 549030 | MHS-10_BOX1 | 138 | 138 | AIES-Medicine Hat | AIES-Medicine Hat | 9 | Closed | Line | NO | 0.00068 | 0.00421 | 0.00121 | 196 | 236 | 215
549016 | MHS-3A | 549017 | MHS-3B | 138 | 138 | AIES-Medicine Hat | AIES-Medicine Hat | 20 | Closed | Line | NO | 0.00571 | 0.03521 | 0.01009 | 125.5 | 125.5 | 125.5
547070 | 161AL_TAP | 549070 | ENTPRIS_4 | 138 | 138 | AIES-Stavely | AIES-Stavely | 61 | Closed | Line | NO | 0.00048 | 0.0006 | 0.00026 | 117 | 135 | 125
50654 | VNT 138 | 50655 | VVW 138 | 138 | 138 | BC HYDRO | BC HYDRO | 1 | Closed | Line | NO | 0.11277 | 0.29531 | 0.07189 | 94.4 | 94.4 | 143.4
547003 | MARGIETP | 549010 | MARGIE01 | 138 | 138 | AIES-Athabasca/Lac La Biche | AIES-Fort McMurray | 9B | Closed | Line | NO | 0.01477 | 0.03421 | 0.00833 | 124 | 138 | 156
189105 | FRENCH-FLAT | 189106 | MERC-DIST | 138 | 138 | VEA-North | VEA-North | 1 | Closed | Line | NO | 0.0386 | 0.0633 | 0.0063 | 69 | 86 | 69
189103 | TWEEZER | 189105 | FRENCH-FLAT | 138 | 138 | VEA-North | VEA-North | 1 | Closed | Line | NO | 0.02725 | 0.04467 | 0.0044 | 69 | 86 | 69
189104 | VALLEY-NTS | 189103 | TWEEZER | 138 | 138 | VEA-North | VEA-North | 1 | Closed | Line | NO | 0.04058 | 0.06653 | 0.00658 | 69 | 86 | 69
189100 | JACKASSF | 189101 | MERCRYSW | 138 | 138 | VEA-North | VEA-North | 1 | Closed | Line | NO | 0.05612 | 0.0887 | 0.01759 | 88.2 | 88.2 | 88.2
189022 | THSNDAIR | 189024 | CHARLSTN | 138 | 138 | VEA-Main | VEA-Main | 1 | Closed | Line | NO | 0.00716 | 0.05327 | 0.00741 | 198.2 | 275.8 | 198.2
54179 | MARIANA7 | 55227 | CROWLK7 | 138 | 138 | AIES-Fort McMurray | AIES-Fort McMurray | 21 | Closed | Line | NO | 0.04237 | 0.09228 | 0.02049 | 109.3 | 123.6 | 145.7
189011 | VALLEYTP | 189018 | JOHNNIE | 138 | 138 | VEA-Main | VEA-Main | 1 | Closed | Line | NO | 0.02897 | 0.08394 | 0.00997 | 106.6 | 146 | 106.6
189010 | VALLEYVE | 189068 | T2 | 138 | 138 | VEA-Main | VEA-Main | 1 | Closed | Line | NO | 0.00063 | 0.00236 | 0.00024 | 152 | 152 | 152
189011 | VALLEYTP | 189010 | VALLEYVE | 138 | 138 | VEA-Main | VEA-Main | 1 | Closed | Line | NO | 0.0075 | 0.0217 | 0.0026 | 106.6 | 146 | 106.6
189005 | LTHRPWLS | 189100 | JACKASSF | 138 | 138 | VEA-Main | VEA-North | 1 | Closed | Line | NO | 0.0173 | 0.0501 | 0.006 | 106.6 | 146 | 106.6
189004 | BONDGDTP | 189002 | BEATTY | 138 | 138 | VEA-Main | VEA-Main | 1 | Closed | Line | NO | 0.0056 | 0.0244 | 0.0028 | 128.6 | 176.6 | 128.6
189001 | AMARGOSA | 189008 | SANDY | 138 | 138 | VEA-Main | VEA-Main | 1 | Closed | Line | NO | 0.0664 | 0.19194 | 0.02291 | 93.2 | 93.2 | 93.2
54184 | BEARSPAW | 54552 | ENMX21S7 | 138 | 138 | AIES-Seebe | AIES-Calgary | 50 | Closed | Line | NO | 0.01139 | 0.02835 | 0.00596 | 98 | 108 | 122
54180 | GHOST 7 | 54191 | ANG COCH | 138 | 138 | AIES-Seebe | AIES-Seebe | 59 | Closed | Line | NO | 0.01262 | 0.04763 | 0.01319 | 120 | 120 | 143
54171 | SEEBE 7 | 54329 | POCATER7 | 138 | 138 | AIES-Seebe | AIES-Seebe | 77 | Closed | Line | NO | 0.0328 | 0.13365 | 0.0333 | 96 | 96 | 115
161107 | RIO_RICO | 161106 | GATEWAY_UNSE | 138 | 138 | UES (Nogales) | UES (Nogales) | 1 | Open | Line | NO | 0.0041 | 0.02455 | 0.00941 | 541 | 610 | 541
161103 | SONOITA | 161107 | RIO_RICO | 138 | 138 | UES (Nogales) | UES (Nogales) | 1 | Closed | Line | NO | 0.00308 | 0.0185 | 0.0071 | 541 | 610 | 541
161103 | SONOITA | 161105 | VALENCIA | 138 | 138 | UES (Nogales) | UES (Nogales) | 1 | Open | Line | NO | 0.00502 | 0.02959 | 0.01154 | 215 | 215 | 215
161100 | CANEZ | 161103 | SONOITA | 138 | 138 | UES (Nogales) | UES (Nogales) | 1A | Open | Line | NO | 0.0018 | 0.01076 | 0.00412 | 541 | 610 | 541
161100 | CANEZ | 161103 | SONOITA | 138 | 138 | UES (Nogales) | UES (Nogales) | 1 | Closed | Line | NO | 0.00207 | 0.01241 | 0.00476 | 287 | 287 | 287
161101 | KANTOR | 161100 | CANEZ | 138 | 138 | UES (Nogales) | UES (Nogales) | 1A | Open | Line | NO | 0.00729 | 0.04372 | 0.01676 | 541 | 610 | 541
160171 | TEPTDA | 999844 | TEPSOU11 | 138 | 138 | TEP | TEP | 1 | Open | Line | NO | 0.00017 | 0.00101 | 0.00039 | 541 | 610 | 541
999841 | MIDTEP11 | 160171 | TEPTDA | 138 | 138 | TEP | TEP | 1 | Open | Line | NO | 0.00017 | 0.00101 | 0.00039 | 541 | 610 | 541
160170 | BOPP_DONALD | 999845 | BOPMID11 | 138 | 138 | TEP | TEP | 1 | Open | Line | NO | 0.0046 | 0.02757 | 0.01057 | 346 | 346 | 346
160172 | COTTONWOOD | 160170 | BOPP_DONALD | 138 | 138 | TEP | TEP | 1 | Open | Line | NO | 0.00468 | 0.02805 | 0.0102 | 541 | 610 | 541
160157 | WILMOT_HV1 | 160158 | WILMOT_HV2 | 138 | 138 | TEP | TEP | 1 | Closed | Line | NO | 0 | 0.0003 | 0 | 541 | 610 | 541
169050 | WHETSTONE | 160154 | VAIL | 138 | 138 | TEP | TEP | 1 | Closed | Line | NO | 0.01458 | 0.08743 | 0.03352 | 359 | 359 | 359
160154 | VAIL | 161101 | KANTOR | 138 | 138 | TEP | UES (Nogales) | 1 | Closed | Line | NO | 0.02721 | 0.10564 | 0.03867 | 211 | 211 | 211
54202 | SARCEE 7 | 54596 | ENMX7S7 | 138 | 138 | AIES-Calgary | AIES-Calgary | 82 | Closed | Line | NO | 0.00212 | 0.02168 | 0.00803 | 287 | 344 | 287
160150 | TORTOLITA | 160168 | Q54 | 138 | 138 | TEP | TEP | 1 | Open | Line | NO | 0.00236 | 0.01412 | 0.00542 | 540 | 606 | 540
54202 | SARCEE 7 | 54552 | ENMX21S7 | 138 | 138 | AIES-Calgary | AIES-Calgary | 80 | Closed | Line | NO | 0.00184 | 0.01176 | 0.00992 | 287 | 344 | 287
160145 | SONORAN | 160154 | VAIL | 138 | 138 | TEP | TEP | 1 | Closed | Line | NO | 0.00353 | 0.01948 | 0.0067 | 535 | 602 | 535
160143 | SANTA_CRUZ | 160172 | COTTONWOOD | 138 | 138 | TEP | TEP | 1 | Closed | Line | NO | 0.0014 | 0.00841 | 0.00322 | 348 | 348 | 348
160143 | SANTA_CRUZ | 160161 | AJO_MOBILE | 138 | 138 | TEP | TEP | 1 | Open | Line | NO | 0.0014 | 0.00841 | 0.00322 | 348 | 348 | 348
999842 | EASROB11 | 160140 | ROBERTS | 138 | 138 | TEP | TEP | 1 | Open | Line | NO | 0.0043 | 0.0258 | 0.00449 | 287 | 287 | 287
160136 | RANCHO_VISTO | 160163 | LAGODELORO | 138 | 138 | TEP | TEP | 1 | Open | Line | NO | 0.00477 | 0.02858 | 0.01096 | 541 | 610 | 541
160133 | ORANGE_GROVE | 160139 | RILLITO | 138 | 138 | TEP | TEP | 1 | Closed | Line | NO | 0.00118 | 0.00691 | 0.00271 | 287 | 287 | 287
160132 | NORTH_LOOP | 160156 | WEST_INA | 138 | 138 | TEP | TEP | 1 | Closed | Line | NO | 0.00361 | 0.0226 | 0.006 | 541 | 610 | 541
160150 | TORTOLITA | 160132 | NORTH_LOOP | 138 | 138 | TEP | TEP | 1 | Closed | Line | NO | 0.00821 | 0.04926 | 0.01849 | 541 | 610 | 541
160132 | NORTH_LOOP | 160139 | RILLITO | 138 | 138 | TEP | TEP | 1 | Closed | Line | NO | 0.00642 | 0.04422 | 0.012 | 541 | 574 | 541
160132 | NORTH_LOOP | 160136 | RANCHO_VISTO | 138 | 138 | TEP | TEP | 1 | Closed | Line | NO | 0.00621 | 0.038 | 0.008 | 541 | 610 | 541
160144 | SNYDER | 160131 | NORTH_EAST_W | 138 | 138 | TEP | TEP | 1 | Closed | Line | NO | 0.00796 | 0.03049 | 0.0103 | 287 | 287 | 287
54202 | SARCEE 7 | 99995 | mid_99995 | 138 | 138 | AIES-Calgary | AIES-Calgary | T1 | Closed | TransformerWinding | YES | 0 | -0.00104 | 0 | 341.8 | 400 | 341.8
160136 | RANCHO_VISTO | 160129 | NARANJA | 138 | 138 | TEP | TEP | 1 | Open | Line | NO | 0.00365 | 0.02186 | 0.00838 | 541 | 610 | 541
160128 | MIDVALE | 999841 | MIDTEP11 | 138 | 138 | TEP | TEP | 1 | Open | Line | NO | 0.00134 | 0.00665 | 0.00099 | 456 | 456 | 456
160146 | SOUTH | 160128 | MIDVALE | 138 | 138 | TEP | TEP | 1 | Closed | Line | NO | 0.00853 | 0.04622 | 0.01282 | 346 | 346 | 346
160134 | PANTANO | 160125 | LOS_REALES | 138 | 138 | TEP | TEP | 1 | Closed | Line | NO | 0.00549 | 0.0338 | 0.00943 | 399 | 399 | 399
160133 | ORANGE_GROVE | 160124 | LA_CANADA | 138 | 138 | TEP | TEP | 1 | Closed | Line | NO | 0.00188 | 0.01111 | 0.04324 | 380 | 380 | 380
160129 | NARANJA | 160124 | LA_CANADA | 138 | 138 | TEP | TEP | 1 | Open | Line | NO | 0.00607 | 0.0367 | 0.01407 | 541 | 610 | 541
160164 | OLSEN | 160123 | KINO | 138 | 138 | TEP | TEP | 1 | Open | Line | NO | 0.00056 | 0.00336 | 0.00348 | 541 | 610 | 541
160152 | TWENTYSECOND | 160120 | IRVINGTON | 138 | 138 | TEP | TEP | 1 | Closed | Line | NO | 0.00267 | 0.01624 | 0.00532 | 541 | 610 | 541
160120 | IRVINGTON | 160145 | SONORAN | 138 | 138 | TEP | TEP | 1 | Closed | Line | NO | 0.00409 | 0.02226 | 0.00814 | 416 | 416 | 416
54207 | JANET 7 | 54590 | ENMX24S7 | 138 | 138 | AIES-Calgary | AIES-Calgary | 83 | Closed | Line | NO | 0.0026 | 0.01313 | 0.0085 | 322 | 352 | 408
160149 | TORO | 160119 | HARTT | 138 | 138 | TEP | TEP | 1 | Open | Line | NO | 0.00164 | 0.00942 | 0.00301 | 341 | 341 | 341
160140 | ROBERTS | 160118 | HARRISON | 138 | 138 | TEP | TEP | 1 | Closed | Line | NO | 0.00227 | 0.01364 | 0.00449 | 287 | 287 | 287
160149 | TORO | 160117 | GREEN_VALLEY | 138 | 138 | TEP | TEP | 1 | Open | Line | NO | 0.00393 | 0.02261 | 0.00726 | 341 | 341 | 341
160146 | SOUTH | 160117 | GREEN_VALLEY | 138 | 138 | TEP | TEP | 1 | Closed | Line | NO | 0.00952 | 0.05501 | 0.0175 | 341 | 341 | 341
54202 | SARCEE 7 | 54444 | SPRINGB7 | 138 | 138 | AIES-Calgary | AIES-Seebe | 03 | Closed | Line | NO | 0.02331 | 0.05952 | 0.01577 | 97 | 107 | 111
160114 | EAST_LOOP_S | 160165 | SEARSWILMOT | 138 | 138 | TEP | TEP | 1 | Open | Line | NO | 0.00395 | 0.01288 | 0.00477 | 370 | 370 | 370
160113 | EAST_LOOP_N | 999842 | EASROB11 | 138 | 138 | TEP | TEP | 1 | Open | Line | NO | 0.00203 | 0.01216 | 0.004 | 287 | 287 | 287
160113 | EAST_LOOP_N | 160162 | PATRIOT_TEP | 138 | 138 | TEP | TEP | 1 | Closed | Line | NO | 0.00213 | 0.01277 | 0.0049 | 541 | 610 | 541
160113 | EAST_LOOP_N | 160114 | EAST_LOOP_S | 138 | 138 | TEP | TEP | 1 | Closed | Line | NO | 0 | 0.0003 | 0 | 717 | 717 | 717
160112 | DREXEL | 160128 | MIDVALE | 138 | 138 | TEP | TEP | 1 | Closed | Line | NO | 0.00429 | 0.02152 | 0.0032 | 456 | 456 | 456
160112 | DREXEL | 160120 | IRVINGTON | 138 | 138 | TEP | TEP | 1 | Closed | Line | NO | 0.0018 | 0.0104 | 0.003 | 382 | 382 | 382
54213 | HAIGRIVE | 55018 | BASSET 7 | 138 | 138 | AIES-Rainbow Lake | AIES-Rainbow Lake | 64 | Closed | Line | NO | 0.02112 | 0.04607 | 0.01207 | 109.2 | 120.7 | 146.6
160110 | DMP_EXP | 160151 | TUCSON | 138 | 138 | TEP | TEP | 1 | Open | Line | NO | 0.00132 | 0.00837 | 0.00286 | 541 | 610 | 541
160109 | DMP_CENTRAL | 160143 | SANTA_CRUZ | 138 | 138 | TEP | TEP | 1 | Closed | Line | NO | 0.0024 | 0.01329 | 0.00432 | 287 | 287 | 287
160109 | DMP_CENTRAL | 160123 | KINO | 138 | 138 | TEP | TEP | 1 | Closed | Line | NO | 0.00493 | 0.02959 | 0.01134 | 541 | 610 | 541
160151 | TUCSON | 160108 | DELCERRO | 138 | 138 | TEP | TEP | 1 | Closed | Line | NO | 0.00469 | 0.02587 | 0.00902 | 416 | 416 | 416
160106 | CRAYCROFT | 160131 | NORTH_EAST_W | 138 | 138 | TEP | TEP | 1 | Open | Line | NO | 0.0022 | 0.0201 | 0.0052 | 287 | 287 | 287
160105 | CORONA | 160145 | SONORAN | 138 | 138 | TEP | TEP | 1 | Open | Line | NO | 0.00282 | 0.01568 | 0.00462 | 370 | 370 | 370
160105 | CORONA | 160120 | IRVINGTON | 138 | 138 | TEP | TEP | 1 | Open | Line | NO | 0.0022 | 0.01244 | 0.00112 | 370 | 370 | 370
160103 | CIENEGA | 160142 | SPANIS_TRAIL | 138 | 138 | TEP | TEP | 1 | Closed | Line | NO | 0.00693 | 0.05374 | 0.0157 | 416 | 416 | 416
160102 | CANOA_RANCH | 160104 | CLEAR | 138 | 138 | TEP | TEP | 1 | Closed | Line | NO | 0.00468 | 0.02802 | 0.0102 | 541 | 610 | 541
160146 | SOUTH | 160101 | ASARCO | 138 | 138 | TEP | TEP | 1 | Closed | Line | NO | 0.00385 | 0.0233 | 0.00604 | 287 | 287 | 287
50654 | VNT 138 | 81763 | mid_81763 | 138 | 230 | BC HYDRO | BC HYDRO | 2 | Closed | TransformerWinding | YES | -0.00032 | -0.01111 | 0 | 168 | 174 | 200
54239 | OKOTOKS7 | 54886 | MAG TAP7 | 138 | 138 | AIES-High River | AIES-High River | 27 | Closed | Line | NO | 0.00772 | 0.01669 | 0.00444 | 119 | 131 | 146
54239 | OKOTOKS7 | 54252 | CARSELA7 | 138 | 138 | AIES-High River | AIES-Strathmore/Blackie | 50 | Closed | Line | NO | 0.02291 | 0.09897 | 0.03079 | 89 | 98 | 109
50656 | SVA 138 | 50681 | HLD 138 | 138 | 138 | BC HYDRO | BC HYDRO | 1 | Closed | Line | NO | 0.0525 | 0.10415 | 0.02752 | 118.6 | 129.6 | 149.6
54242 | HIGH RI7 | 54886 | MAG TAP7 | 138 | 138 | AIES-High River | AIES-High River | 27 | Closed | Line | NO | 0.00769 | 0.01756 | 0.00441 | 119 | 131 | 143
54247 | CAVALIER | 55340 | NAMAKA 7 | 138 | 138 | AIES-Strathmore/Blackie | AIES-Strathmore/Blackie | 01 | Closed | Line | NO | 0.00141 | 0.00869 | 0.00762 | 167.1 | 184 | 201
54248 | MAHKESES | 55310 | LEMING 7 | 138 | 138 | AIES-Cold Lake | AIES-Cold Lake | 95 | Closed | Line | NO | 0.00272 | 0.01603 | 0.00505 | 190.7 | 190.7 | 190.7
54252 | CARSELA7 | 56251 | WYNDHAM | 138 | 138 | AIES-Strathmore/Blackie | AIES-Strathmore/Blackie | 82 | Closed | Line | NO | 0.0009 | 0.00335 | 0.00099 | 167 | 184 | 191
54237 | FORT MA7 | 54916 | MONAR TP | 138 | 138 | AIES-Fort MacLeod | AIES-Lethbridge | 63 | Closed | Line | NO | 0.03642 | 0.08135 | 0.02099 | 107 | 118 | 138
50656 | SVA 138 | 81780 | mid_81780 | 138 | 138 | BC HYDRO | BC HYDRO | 3 | Closed | TransformerWinding | YES | -0.00047 | -0.01638 | 0 | 150 | 150 | 178
54256 | BROOKS 7 | 54276 | W BROOK7 | 138 | 138 | AIES-Brooks | AIES-Brooks | 27 | Closed | Line | NO | 0.00552 | 0.02223 | 0.00566 | 167 | 184 | 191
54269 | BURDETT7 | 54875 | 879AL_TAP | 138 | 138 | AIES-Vauxhall | AIES-Vauxhall | 79 | Closed | Line | NO | 0.03806 | 0.08844 | 0.02284 | 85 | 94 | 90
81117 | ET3 138 | 81118 | ET3 377P | 138 | 138 | BC HYDRO | BC HYDRO | 1 | Closed | Line | NO | 0.00814 | 0.02021 | 0.00538 | 99.9 | 99.9 | 140.1
81102 | E42 138-2 | 81120 | E42 138-1 | 138 | 138 | BC HYDRO | BC HYDRO | 0 | Closed | Line | NO | 0 | 7e-05 | 0 | 286.8 | 286.8 | 286.8
81095 | KIS 340P | 81120 | E42 138-1 | 138 | 138 | BC HYDRO | BC HYDRO | 1 | Closed | Line | NO | 0.01387 | 0.03447 | 0.00917 | 133.6 | 133.6 | 143.4
80990 | BJT 403P | 80991 | BJT 138 | 138 | 138 | BC HYDRO | BC HYDRO | 1 | Closed | Line | NO | 0.00093 | 0.00249 | 0.00066 | 170.9 | 170.9 | 196
80944 | PLD 377P | 81118 | ET3 377P | 138 | 138 | BC HYDRO | BC HYDRO | 1 | Closed | Line | NO | 0.00576 | 0.01446 | 0.00383 | 135.5 | 135.5 | 171.4
54271 | BULLS H7 | 54839 | 600AL TA | 138 | 138 | AIES-Medicine Hat | AIES-Medicine Hat | 00 | Closed | Line | NO | 0.02329 | 0.05192 | 0 | 121 | 121 | 149
54272 | TABER 7 | 56400 | HULL | 138 | 138 | AIES-Vauxhall | AIES-Vauxhall | 07 | Closed | Line | NO | 0.02325 | 0.05194 | 0.01356 | 120 | 132 | 148
80791 | PSW 138 | 80803 | PSW 244P | 138 | 138 | BC HYDRO | BC HYDRO | 1 | Closed | Line | NO | 0.00035 | 0.00127 | 0.00032 | 143.4 | 143.4 | 167.3
189013 | VISTA | 189018 | JOHNNIE | 138 | 138 | VEA-Main | VEA-Main | 1 | Closed | Line | NO | 0.00461 | 0.03208 | 0.00513 | 198.2 | 275.8 | 198.2
54279 | STAVELEY | 54872 | 180AL-TAP | 138 | 138 | AIES-Stavely | AIES-Stavely | 80 | Closed | Line | NO | 0.01455 | 0.03297 | 0.00837 | 120 | 132 | 144
80650 | NWS 138 | 80651 | NWS 1P | 138 | 138 | BC HYDRO | BC HYDRO | 1 | Closed | Line | NO | 0.00191 | 0.00509 | 0.00147 | 107.6 | 107.6 | 129.6
80597 | LNT 138 | 80923 | WNR 381P | 138 | 138 | BC HYDRO | BC HYDRO | 1 | Closed | Line | NO | 0.00942 | 0.01919 | 0.00479 | 102.8 | 102.8 | 130.3
50655 | VVW 138 | 50901 | LF2 209P | 138 | 138 | BC HYDRO | BC HYDRO | 1 | Closed | Line | NO | 0.01676 | 0.04387 | 0.01065 | 120 | 138.9 | 143.4
54290 | BALZ COG | 99985 | mid_99985 | 138 | 138 | AIES-Calgary | AIES-Calgary | T1 | Closed | TransformerWinding | YES | -3e-05 | 0.00505 | 0 | 175 | 175 | 175
80423 | SLS 138 | 81747 | mid_81747 | 138 | 230 | BC HYDRO | BC HYDRO | 1 | Closed | TransformerWinding | YES | -0.00014 | -0.00494 | 0 | 133.6 | 133.6 | 143.4
80390 | BSV 138 | 80400 | BSV 3H2 | 138 | 138 | BC HYDRO | BC HYDRO | 1 | Closed | Line | NO | 0.0104 | 0.01969 | 0.00573 | 128.1 | 128.1 | 153.7
80323 | PLD 138 | 80944 | PLD 377P | 138 | 138 | BC HYDRO | BC HYDRO | 1 | Closed | Line | NO | 0.00607 | 0.01522 | 0.00403 | 99.9 | 99.9 | 140.1
80254 | MR2 138 | 80762 | MIG 138 | 138 | 138 | BC HYDRO | BC HYDRO | 1 | Closed | Line | NO | 0.00514 | 0.01377 | 0.00387 | 50 | 50 | 50
80189 | SGP 358P | 80190 | SGP 138 | 138 | 138 | BC HYDRO | BC HYDRO | 1 | Closed | Line | NO | 0.00696 | 0.01737 | 0.00465 | 133.6 | 133.6 | 143.4
54296 | GOOSEL7 | 56769 | MCLGH_TP | 138 | 138 | AIES-Fort MacLeod | AIES-Fort MacLeod | 64 | Closed | Line | NO | 0.01014 | 0.02304 | 0.00591 | 85.1 | 90.1 | 90.1
54294 | TOTHILL1 | 54839 | 600AL TA | 138 | 138 | AIES-Medicine Hat | AIES-Medicine Hat | 00 | Closed | Line | NO | 0.00034 | 0.00076 | 0 | 177 | 177.1 | 212
54306 | WINEFRE7 | 55949 | ILAKE_02 | 138 | 138 | AIES-Athabasca/Lac La Biche | AIES-Athabasca/Lac La Biche | 28 | Closed | Line | NO | 0.00142 | 0.00317 | 0.00083 | 121 | 133 | 149
54304 | PLAMOND7 | 54305 | LAC LA 7 | 138 | 138 | AIES-Athabasca/Lac La Biche | AIES-Athabasca/Lac La Biche | 28 | Closed | Line | NO | 0.03805 | 0.08192 | 0.02177 | 72 | 95 | 72
79354 | MCBRYDE | 79356 | MCBRYDE | 138 | 345 | Zone69 | Zone69 | 2 | Closed | Transformer | YES | 0.00095 | 0.06574 | 0 | 191 | 191 | 191
79354 | MCBRYDE | 79356 | MCBRYDE | 138 | 345 | Zone69 | Zone69 | 1 | Closed | Transformer | YES | 0.00094 | 0.06558 | 0 | 191 | 191 | 191
79265 | CALAMRDG | 79400 | DES.MINE | 138 | 138 | Zone69 | Zone69 | 1 | Closed | Line | NO | 0.00247 | 0.02446 | 0.00552 | 201.5 | 201.5 | 201.5
79265 | CALAMRDG | 79312 | C-A | 138 | 138 | Zone69 | Zone69 | 1 | Closed | Line | NO | 0.0086 | 0.0832 | 0.0245 | 238 | 238 | 238
79264 | W.RV.CTY | 79265 | CALAMRDG | 138 | 138 | Zone69 | Zone69 | 1 | Closed | Line | NO | 0.0267 | 0.10314 | 0.02644 | 114 | 114 | 114
54309 | MCMILLA7 | 99993 | mid_99993 | 138 | 240 | AIES-Fort McMurray | AIES-Fort McMurray | T2 | Closed | TransformerWinding | YES | 0.00058 | -0.00429 | 0 | 200 | 238 | 214
54315 | HUSSAR | 55340 | NAMAKA 7 | 138 | 138 | AIES-Strathmore/Blackie | AIES-Strathmore/Blackie | 86 | Closed | Line | NO | 0.04661 | 0.10214 | 0.0277 | 119 | 131 | 147
54321 | HEARTLAK2 | 547003 | MARGIETP | 138 | 138 | AIES-Athabasca/Lac La Biche | AIES-Athabasca/Lac La Biche | 89 | Open | Line | NO | 0.0513 | 0.11596 | 0.02834 | 86 | 91 | 91
54331 | VIOL GR7 | 54812 | BUCK TAP | 138 | 138 | AIES-Drayton Valley | AIES-Drayton Valley | 35 | Closed | Line | NO | 0.01241 | 0.02781 | 0.00722 | 112 | 123 | 116
54334 | SUMMER04 | 55722 | WINDYTP | 138 | 138 | AIES-Fort MacLeod | AIES-Fort MacLeod | 93 | Closed | Line | NO | 0.00544 | 0.01235 | 0.00312 | 105 | 116 | 137
79047 | COLBRAN | 79056 | RIFLE_CU | 138 | 138 | ZoneRW | ZoneRW | 1 | Closed | Line | NO | 0.04192 | 0.18521 | 0.03959 | 96 | 96 | 96
79046 | MEEKER | 79264 | W.RV.CTY | 138 | 138 | ZoneR4 | Zone69 | 1 | Closed | Line | NO | 0.01647 | 0.06361 | 0.01638 | 114 | 114 | 114
79046 | MEEKER | 79056 | RIFLE_CU | 138 | 138 | ZoneR4 | ZoneRW | 1 | Closed | Line | NO | 0.0362 | 0.15853 | 0.04042 | 125 | 125 | 125
22966 | Q1532_POI | 23288 | BOULEVRD | 138 | 138 | SDG&E Bulk Power | SDG&E Northeast | 1 | Closed | Line | NO | 0.00123 | 0.01324 | 0.17271 | 445 | 445 | 445
79038 | HAYDEN | 96141 | mid_96141 | 138 | 230 | Zone69 | Zone69 | 1 | Closed | TransformerWinding | YES | 0.00021 | 0.0076 | 0 | 250 | 300 | 250
22966 | Q1532_POI | 22967 | Q1532_HV | 138 | 138 | SDG&E Bulk Power | SDG&E Bulk Power | 1 | Closed | Line | NO | 0.0001 | 0.0004 | 0.00011 | 109.9 | 109.9 | 109.9
79035 | GRANDJCT | 79047 | COLBRAN | 138 | 138 | ZoneRW | ZoneRW | 1 | Closed | Line | NO | 0.02334 | 0.10302 | 0.022 | 138 | 138 | 138
79026 | FLAMGORG | 79067 | VERNAL | 138 | 138 | ZoneR4 | ZoneR4 | 2 | Closed | Line | NO | 0.03979 | 0.1572 | 0.04156 | 143 | 143 | 143
54359 | ACHESON | 54428 | SPRUCGV7 | 138 | 138 | AIES-Edmonton | AIES-Edmonton | 77 | Closed | Line | NO | 0.00536 | 0.01735 | 0.0047 | 115 | 127 | 146
23349 | ECO GEN2 | 22932 | ECO | 138 | 138 | SDG&E Eastern | SDG&E Bulk Power | 1 | Closed | Line | NO | 0.00029 | 0.0017 | 0.00036 | 187 | 187 | 187
54357 | STALBE7 | 54898 | GENSTR T | 138 | 138 | AIES-Edmonton | AIES-Edmonton | 47 | Closed | Line | NO | 0.00739 | 0.0282 | 0.00789 | 114 | 125 | 126.9
22932 | ECO | 23288 | BOULEVRD | 138 | 138 | SDG&E Bulk Power | SDG&E Northeast | 1 | Open | Line | NO | 0.00246 | 0.02648 | 0.34542 | 445 | 445 | 445
22932 | ECO | 22966 | Q1532_POI | 138 | 138 | SDG&E Bulk Power | SDG&E Bulk Power | 1 | Closed | Line | NO | 0.00123 | 0.01324 | 0.17271 | 445 | 445 | 445
79002 | AXIAL | 79038 | HAYDEN | 138 | 138 | ZoneR4 | Zone69 | 1 | Closed | Line | NO | 0.0337 | 0.1542 | 0.0393 | 125 | 125 | 125
79001 | ARTESIA TAP | 79067 | VERNAL | 138 | 138 | ZoneR4 | ZoneR4 | 1 | Closed | Line | NO | 0.02405 | 0.09665 | 0.02467 | 143 | 150 | 143
79001 | ARTESIA TAP | 79038 | HAYDEN | 138 | 138 | ZoneR4 | Zone69 | 1 | Closed | Line | NO | 0.1015 | 0.4303 | 0.1175 | 143 | 157 | 143
54362 | EDGERTO7 | 54862 | PV-TAP7 | 138 | 138 | AIES-Provost | AIES-Lloydminster | 49 | Closed | Line | NO | 0.06117 | 0.13586 | 0.03015 | 109.2 | 120.7 | 144.7
54367 | CHINOOK1 | 54692 | N LETHB7 | 138 | 138 | AIES-Lethbridge | AIES-Lethbridge | 72 | Closed | Line | NO | 0.0108 | 0.02456 | 0.00614 | 84.9 | 94 | 89.9
54378 | STELCO 2 | 54938 | STEL TAP | 138 | 138 | AIES-Edmonton | AIES-Edmonton | 22 | Closed | Line | NO | 0 | 0.00026 | 7e-05 | 119 | 131 | 146
54383 | JOFFRE 7 | 54664 | PIPER CR | 138 | 138 | AIES-Red Deer | AIES-Red Deer | 55 | Closed | Line | NO | 0.00641 | 0.05054 | 0.01508 | 282 | 310 | 344
54384 | UC PRENT | 54388 | ELLIS 7 | 138 | 138 | AIES-Red Deer | AIES-Red Deer | 74 | Closed | Line | NO | 0.00069 | 0.0021 | 0.00068 | 156.1 | 172 | 191
54383 | JOFFRE 7 | 541760 | NOVA TP2 | 138 | 138 | AIES-Red Deer | AIES-Red Deer | L2 | Closed | Line | NO | 0 | 0.0001 | 0 | 342 | 376 | 410
54388 | ELLIS 7 | 54975 | COMINTAP | 138 | 138 | AIES-Red Deer | AIES-Red Deer | 84 | Closed | Line | NO | 0.00844 | 0.02797 | 0.00758 | 154 | 169 | 190
54360 | STONY P7 | 55092 | HSMITH7 | 138 | 138 | AIES-Lake Wabamun Generation | AIES-Lake Wabamun Generation | 52 | Closed | Line | NO | 0.01465 | 0.03577 | 0.00979 | 120 | 132 | 148
54320 | CHAPPIC7 | 54645 | BOWMAN3 | 138 | 138 | AIES-Medicine Hat | AIES-Medicine Hat | 74 | Closed | Line | NO | 0.00056 | 0.00128 | 0.00032 | 121 | 133 | 149
54402 | KETTLES1 | 54409 | KETTLES | 138 | 138 | AIES-Fort MacLeod | AIES-Fort MacLeod | 16 | Closed | Line | NO | 2e-05 | 0.0001 | 2e-05 | 175 | 193 | 214.9
54395 | NITON 7 | 54888 | 106S TAP | 138 | 138 | AIES-Hinton/Edson | AIES-Lake Wabamun Generation | 44 | Closed | Line | NO | 0.0378 | 0.07039 | 0.01722 | 75.1 | 83 | 79.1
22881 | BUE GEN 1 | 23288 | BOULEVRD | 138 | 138 | SDG&E Northeast | SDG&E Northeast | 1 | Closed | Line | NO | 0.0022 | 0.0159 | 0.0204 | 196 | 196 | 196
22865 | GRNT HLL | 22852 | TELECYN | 138 | 138 | SDG&E Construction Metro | SDG&E Construction Metro | 1 | Closed | Line | NO | 0.00445 | 0.03299 | 0.11344 | 319 | 319 | 421
54412 | BENBOW 7 | 54962 | KAYBOBTP | 138 | 138 | AIES-Fox Creek | AIES-Fox Creek | 64 | Closed | Line | NO | 0 | 0.00051 | 0.00013 | 99 | 109 | 132.9
22840 | TALEGA | 23838 | Q1657_HV | 138 | 138 | SDG&E Orange County | SDG&E Orange County | 1 | Closed | Line | NO | 6e-05 | 0.00065 | 0.00013 | 264.1 | 310.7 | 264.1
54437 | TMPL2GA7 | 54947 | GAINTAP2 | 138 | 138 | AIES-Lake Wabamun Generation | AIES-Lake Wabamun Generation | 56 | Closed | Line | NO | 0.00026 | 0.00058 | 0.00015 | 120.9 | 133 | 148.9
54440 | TRUE WEL | 54899 | TRUE W T | 138 | 138 | AIES-Wetaskiwin | AIES-Wetaskiwin | 29 | Closed | Line | NO | 0 | 0.00048 | 0.00012 | 98 | 108 | 131.9
73653 | BRUSH CRK TP | 79067 | VERNAL | 138 | 138 | ZoneR4 | ZoneR4 | 1 | Closed | Line | NO | 0.01353 | 0.05345 | 0.1413 | 143 | 143 | 143
73653 | BRUSH CRK TP | 79026 | FLAMGORG | 138 | 138 | ZoneR4 | ZoneR4 | 1 | Closed | Line | NO | 0.02626 | 0.10375 | 0.2743 | 143 | 143 | 143
22840 | TALEGA | 22842 | TA TAP33 | 138 | 138 | SDG&E Orange County | SDG&E Orange County | 1 | Closed | Line | NO | 0.00019 | 0.00141 | 0.00048 | 273 | 273 | 273
22841 | LAGNA NL TAP | 22840 | TALEGA | 138 | 138 | SDG&E Orange County | SDG&E Orange County | 1 | Closed | Line | NO | 0.00019 | 0.00136 | 0.00046 | 273 | 273 | 273
54483 | TUCUMAN7 | 57574 | NILREM5 | 138 | 138 | AIES-Wainwright | AIES-Wainwright | 80 | Closed | Line | NO | 0.00417 | 0.01591 | 0.00456 | 167 | 184 | 191
54477 | RIBSTON1 | 55468 | VETERAN7 | 138 | 138 | AIES-Hanna | AIES-Hanna | 79 | Closed | Line | NO | 0.02615 | 0.05848 | 0.01802 | 109.2 | 123.6 | 138.9
54425 | NOSE CR7 | 54729 | SUMMITTP | 138 | 138 | AIES-Airdrie | AIES-Airdrie | 8A | Closed | Line | NO | 0.00226 | 0.00491 | 0.00128 | 120 | 132 | 96
22831 | SYCAMORE | 23955 | Q1673_HV | 138 | 138 | SDG&E Beach Cities | SDG&E Beach Cities | 1 | Closed | Line | NO | 0.00012 | 0.00143 | 0.00023 | 352.6 | 394.4 | 352.6
999834 | VL_KAN12 | 161101 | KANTOR | 138 | 138 | UES (Nogales) | UES (Nogales) | 1 | Open | Line | NO | 0.02476 | 0.09106 | 0.02436 | 287 | 287 | 287
22831 | SYCAMORE | 22734 | SANTEE | 138 | 138 | SDG&E Beach Cities | SDG&E Eastern | 1 | Closed | Line | NO | 0.00467 | 0.03236 | 0.00916 | 308 | 342 | 342
22720 | SANMATEO | 22842 | TA TAP33 | 138 | 138 | SDG&E Orange County | SDG&E Orange County | 1 | Closed | Line | NO | 0.00462 | 0.0147 | 0.00378 | 136 | 136 | 136
22841 | LAGNA NL TAP | 22720 | SANMATEO | 138 | 138 | SDG&E Orange County | SDG&E Orange County | 1 | Closed | Line | NO | 0.005 | 0.0179 | 0.0046 | 136 | 136 | 136
54550 | ENMX22S7 | 54572 | ENMX39S7 | 138 | 138 | AIES-Calgary | AIES-Calgary | 81 | Closed | Line | NO | 0.00219 | 0.0154 | 0.00588 | 285 | 285 | 287
73220 | WINDYGAP | 73482 | GRANBYPP | 138 | 138 | ZoneWC | ZoneEC | 1 | Closed | Line | NO | 0.01487 | 0.04935 | 0.013 | 135 | 135 | 135
73204 | TROUBLE | 73220 | WINDYGAP | 138 | 138 | ZoneWC | ZoneWC | 1 | Closed | Line | NO | 0.011 | 0.0694 | 0.0192 | 143 | 143 | 143
54555 | ENMX14S7 | 54564 | ENMX36S7 | 138 | 138 | AIES-Calgary | AIES-Calgary | 83 | Closed | Line | NO | 0.00347 | 0.01307 | 0.00383 | 176 | 176 | 215
22840 | TALEGA | 22678 | R.MSNVJO | 138 | 138 | SDG&E Orange County | SDG&E Orange County | 1 | Closed | Line | NO | 0.00326 | 0.02369 | 0.008 | 273 | 273 | 292
54567 | ENMX1S 7 | 54568 | ENMX5S 7 | 138 | 138 | AIES-Calgary | AIES-Calgary | 82 | Closed | Line | NO | 0.00018 | 0.0017 | 0.0505 | 259 | 259 | 264
54567 | ENMX1S 7 | 54588 | ENMX8S 7 | 138 | 138 | AIES-Calgary | AIES-Calgary | 83 | Closed | Line | NO | 6e-05 | 0.00062 | 0.01803 | 235 | 235 | 259
22672 | PRCTRVLY | 22852 | TELECYN | 138 | 138 | SDG&E Construction Metro | SDG&E Construction Metro | 1 | Closed | Line | NO | 0.00094 | 0.00736 | 0.00385 | 478 | 478 | 478
22656 | PICO | 22842 | TA TAP33 | 138 | 138 | SDG&E Orange County | SDG&E Orange County | 1 | Closed | Line | NO | 0.0004 | 0.00325 | 0.0009 | 273 | 273 | 273
54571 | ENMX43S7 | 54585 | ENMX9S 7 | 138 | 138 | AIES-Calgary | AIES-Calgary | 83 | Closed | Line | NO | 0.00125 | 0.00749 | 0.01871 | 232 | 232 | 244
54564 | ENMX36S7 | 54596 | ENMX7S7 | 138 | 138 | AIES-Calgary | AIES-Calgary | 84 | Closed | Line | NO | 0.00099 | 0.01039 | 0.00389 | 264.8 | 291.3 | 286.8
22840 | TALEGA | 22656 | PICO | 138 | 138 | SDG&E Orange County | SDG&E Orange County | 1 | Closed | Line | NO | 0.0006 | 0.00447 | 0.00134 | 270 | 270 | 280
54572 | ENMX39S7 | 54573 | ENMX38S7 | 138 | 138 | AIES-Calgary | AIES-Calgary | 83 | Closed | Line | NO | 0.00156 | 0.00785 | 0.00512 | 287 | 316 | 287
22720 | SANMATEO | 22656 | PICO | 138 | 138 | SDG&E Orange County | SDG&E Orange County | 1 | Closed | Line | NO | 0.00524 | 0.01988 | 0.00547 | 136 | 136 | 136
54503 | SUMMIT_7 | 54729 | SUMMITTP | 138 | 138 | AIES-Airdrie | AIES-Airdrie | 88 | Closed | Line | NO | 0.00034 | 0.00075 | 0.0002 | 120.9 | 133 | 148
80400 | BSV 3H2 | 80403 | BSV 3H1 | 138 | 138 | BC HYDRO | BC HYDRO | 1 | Closed | Line | NO | 0.00206 | 0.01546 | 0.038 | 115.9 | 115.9 | 115.9
73144 | NCWCD | 73220 | WINDYGAP | 138 | 138 | ZoneWC | ZoneWC | 1 | Closed | Line | NO | 0.00038 | 0.00132 | 0.0004 | 100 | 100 | 100
54587 | ENMX6S7 | 54592 | ENMX41S7 | 138 | 138 | AIES-Calgary | AIES-Calgary | 82 | Closed | Line | NO | 0.00156 | 0.01096 | 0.00378 | 161 | 177 | 191
80508 | BRE 138 | 80509 | TRE 138 | 138 | 138 | BC HYDRO | BC HYDRO | 1 | Closed | Line | NO | 0.00753 | 0.01299 | 0.00455 | 71.7 | 71.7 | 83.7
80508 | BRE 138 | 80512 | BTR 138 | 138 | 138 | BC HYDRO | BC HYDRO | 1 | Closed | Line | NO | 0.02135 | 0.0368 | 0.01288 | 71.7 | 71.7 | 83.7
54581 | ENMX12S7 | 54600 | ENMAXGIS | 138 | 138 | AIES-Calgary | AIES-Calgary | 33 | Closed | Line | NO | 0.00133 | 0.00898 | 0.00471 | 191 | 234 | 191
54591 | ENMX40S7 | 54592 | ENMX41S7 | 138 | 138 | AIES-Calgary | AIES-Calgary | 81 | Closed | Line | NO | 0.00325 | 0.0122 | 0.00358 | 161 | 177 | 204
54589 | ENMX26S7 | 56570 | ENMX65S7 | 138 | 138 | AIES-Calgary | AIES-Calgary | 83 | Closed | Line | NO | 0.00129 | 0.00962 | 0.00323 | 285 | 285 | 350
54592 | ENMX41S7 | 55547 | ENMX54S7 | 138 | 138 | AIES-Calgary | AIES-Calgary | 84 | Closed | Line | NO | 0.00402 | 0.03066 | 0.00969 | 285 | 285 | 287
73102 | KREMLING | 73204 | TROUBLE | 138 | 138 | ZoneWC | ZoneWC | 1 | Closed | Line | NO | 0.0028 | 0.0175 | 0.00476 | 143 | 143 | 143
22760 | SHADOWR | 22578 | NRTHCTYMTRTP | 138 | 138 | SDG&E North Coast | SDG&E North Coast | 1 | Closed | Line | NO | 0.00094 | 0.01042 | 0.006 | 224 | 224 | 224
22580 | NORTHCNTYMTR | 22578 | NRTHCTYMTRTP | 138 | 138 | SDG&E North Coast | SDG&E North Coast | 1 | Closed | Line | NO | 0.00075 | 0.00236 | 0.00084 | 136 | 136 | 136
73072 | GOREPASS | 73220 | WINDYGAP | 138 | 138 | ZoneWC | ZoneWC | 1 | Closed | Line | NO | 0.0102 | 0.1017 | 0.0272 | 282 | 282 | 282
73072 | GOREPASS | 73102 | KREMLING | 138 | 138 | ZoneWC | ZoneWC | 1 | Closed | Line | NO | 0.0106 | 0.0345 | 0.009 | 135 | 135 | 135
73061 | FRASER | 73296 | FRASER | 138 | 115 | ZoneWC | ZoneWC | 1 | Closed | Transformer | YES | 0.00154 | 0.05898 | 0 | 100 | 100 | 100
73061 | FRASER | 73220 | WINDYGAP | 138 | 138 | ZoneWC | ZoneWC | 1 | Closed | Line | NO | 0.01532 | 0.05297 | 0.01455 | 168 | 168 | 168
73057 | OAK CREEK TP | 79038 | HAYDEN | 138 | 138 | ZoneWC | Zone69 | 1 | Closed | Line | NO | 0.02798 | 0.08316 | 0.02156 | 133 | 133 | 133
73057 | OAK CREEK TP | 73072 | GOREPASS | 138 | 138 | ZoneWC | ZoneWC | 1 | Closed | Line | NO | 0.05432 | 0.16144 | 0.04184 | 140 | 140 | 140
54651 | ELKRIVE7 | 54813 | ELKRIVTP | 138 | 138 | AIES-Drayton Valley | AIES-Drayton Valley | 01 | Closed | Line | NO | 0.00136 | 0.00314 | 0.00077 | 118.1 | 130 | 150.1
22500 | MISSION | 22865 | GRNT HLL | 138 | 138 | SDG&E Beach Cities | SDG&E Construction Metro | 1 | Closed | Line | NO | 0.00172 | 0.0126 | 0.08978 | 310 | 408 | 408
65787 | BEARRIVER | 67335 | ROCKYPTT | 138 | 138 | UT NO UT | UT NO UT | 1 | Closed | Line | NO | 0.00583 | 0.01672 | 0.00462 | 137 | 166 | 166
54659 | BOWMAN2 | 54976 | ROTBAUR | 138 | 138 | AIES-Medicine Hat | AIES-Medicine Hat | 75 | Closed | Line | NO | 0.00493 | 0.05443 | 0.01829 | 287 | 405 | 287
54690 | COALDAL7 | 54692 | N LETHB7 | 138 | 138 | AIES-Lethbridge | AIES-Lethbridge | 70 | Closed | Line | NO | 0.03084 | 0.06983 | 0.01783 | 120 | 132 | 148
65771 | HILLTAP | 65772 | HILLFLD | 138 | 138 | UT OGDEN | UT OGDEN | 1 | Closed | Line | NO | 0.00035 | 0.001 | 0.00028 | 132 | 145 | 191
54690 | COALDAL7 | 54834 | CHIN_CHT | 138 | 138 | AIES-Lethbridge | AIES-Lethbridge | 72 | Closed | Line | NO | 0.01302 | 0.0289 | 0.00759 | 119 | 131 | 146
54715 | CLIPP_TP | 54860 | BATSD_TP | 138 | 138 | AIES-Wainwright | AIES-Wainwright | 69 | Closed | Line | NO | 0.00012 | 0.00028 | 7e-05 | 86 | 95 | 115
54698 | LETH674S | 54823 | 725BL | 138 | 138 | AIES-Lethbridge | AIES-Fort MacLeod | 25 | Closed | Line | NO | 0.03965 | 0.08629 | 0.02295 | 118 | 130 | 146
54577 | ENMX23S7 | 54600 | ENMAXGIS | 138 | 138 | AIES-Calgary | AIES-Calgary | 80 | Closed | Line | NO | 0.00145 | 0.0117 | 0.00649 | 285 | 285 | 350
81093 | E15 138 | 81095 | KIS 340P | 138 | 138 | BC HYDRO | BC HYDRO | 1 | Closed | Line | NO | 0.001 | 0.00248 | 0.00066 | 133.6 | 133.6 | 143.4
22462 | ML60 TAP | 22852 | TELECYN | 138 | 138 | SDG&E Construction Metro | SDG&E Construction Metro | 1 | Closed | Line | NO | 0.00127 | 0.00939 | 0.00478 | 408 | 408 | 408
54744 | MHS-7 | 549018 | MHS-9A | 138 | 138 | AIES-Medicine Hat | AIES-Medicine Hat | 15 | Closed | Line | NO | 0.00271 | 0.00604 | 0.00142 | 88.4 | 88.4 | 108.7
22462 | ML60 TAP | 22461 | MIGUEL60 | 138 | 138 | SDG&E Construction Metro | SDG&E Bulk Power | 1 | Closed | Line | NO | 0.00025 | 0.00198 | 0.001 | 478 | 573 | 573
54732 | SKARO138 | 57730 | 109ST1 | 138 | 138 | AIES-Fort Saskatchewan 2000 | AIES-Fort Saskatchewan 2000 | T1 | Closed | Transformer | YES | -0.00417 | 0.00019 | 0 | 125 | 125 | 125
22672 | PRCTRVLY | 22460 | MIGUEL | 138 | 138 | SDG&E Construction Metro | SDG&E Bulk Power | 1 | Closed | Line | NO | 0.00053 | 0.00423 | 0.00202 | 408 | 408 | 478
54745 | WINDYFLAT2 | 55837 | SODGLTAP | 138 | 138 | AIES-Fort MacLeod | AIES-Fort MacLeod | 03 | Closed | Line | NO | 0.0027 | 0.00584 | 0.00155 | 121 | 133 | 149
22432 | MARGARTA | 22860 | TRABUCO | 138 | 138 | SDG&E Orange County | SDG&E Orange County | 1 | Closed | Line | NO | 0.00162 | 0.0099 | 0.07774 | 195 | 273 | 279
22678 | R.MSNVJO | 22432 | MARGARTA | 138 | 138 | SDG&E Orange County | SDG&E Orange County | 1 | Closed | Line | NO | 0.00158 | 0.01156 | 0.00386 | 273 | 273 | 292
54748 | 608AL_TP | 55739 | ARD_01 | 138 | 138 | AIES-Fort MacLeod | AIES-Fort MacLeod | 08 | Closed | Line | NO | 0.00913 | 0.02001 | 0.00543 | 119 | 131 | 148
54766 | BAUERTAP | 58113 | BAUER1 | 138 | 138 | AIES-Lloydminster | AIES-Lloydminster | 29 | Closed | Line | NO | 0.00017 | 0.00034 | 0.00011 | 120 | 132 | 148
22412 | LOSCOCHS | 22734 | SANTEE | 138 | 138 | SDG&E Eastern | SDG&E Eastern | 1 | Closed | Line | NO | 0.00497 | 0.027 | 0.0085 | 272 | 272 | 272
22412 | LOSCOCHS | 22462 | ML60 TAP | 138 | 138 | SDG&E Eastern | SDG&E Construction Metro | 1 | Closed | Line | NO | 0.00586 | 0.04512 | 0.02376 | 392 | 392 | 392
22841 | LAGNA NL TAP | 22396 | LAGNA NL | 138 | 138 | SDG&E Orange County | SDG&E Orange County | 1 | Closed | Line | NO | 0.0066 | 0.0278 | 0.0864 | 136 | 136 | 136
54783 | ED1004-1 | 55777 | ED1000-3 | 138 | 138 | AIES-Fort McMurray | AIES-Fort McMurray | 02 | Closed | Line | NO | 0.00018 | 0.00116 | 0.00032 | 253.1 | 253.1 | 308.1
54073 | HARDIST7 | 54483 | TUCUMAN7 | 138 | 138 | AIES-Wainwright | AIES-Wainwright | 81 | Closed | Line | NO | 0.00118 | 0.00456 | 0.00127 | 142.9 | 172 | 172.1
54799 | CHARD_TP | 55010 | CHARD_01 | 138 | 138 | AIES-Fort McMurray | AIES-Fort McMurray | 14 | Closed | Line | NO | 0.00019 | 0.00074 | 0.0002 | 157.3 | 157.3 | 201
54795 | LINDB_TP | 55444 | LINDBER7 | 138 | 138 | AIES-Cold Lake | AIES-Cold Lake | 53 | Closed | Line | NO | 0.03131 | 0.07039 | 0.02154 | 109.2 | 123.6 | 139
54795 | LINDB_TP | 55344 | BONNY 7 | 138 | 138 | AIES-Cold Lake | AIES-Cold Lake | 53 | Closed | Line | NO | 0.04978 | 0.11173 | 0.02898 | 124.6 | 139 | 155.3
54799 | CHARD_TP | 55411 | WADDELL7 | 138 | 138 | AIES-Fort McMurray | AIES-Fort McMurray | 14 | Closed | Line | NO | 0.0082 | 0.0316 | 0.00886 | 157.2 | 180.2 | 201
54803 | 803/804N | 54804 | 803/804X | 138 | 138 | AIES-Wetaskiwin | AIES-Wetaskiwin | 03 | Closed | Line | NO | 0.0054 | 0.01749 | 0.00471 | 115 | 139.1 | 137.9
70525 | MTHARRIS | 79038 | HAYDEN | 138 | 138 | ZoneRW | Zone69 | 1 | Closed | Line | NO | 0.00044 | 0.00198 | 0.00054 | 72 | 72 | 72
54825 | CGETAP | 55101 | GPEP7 | 138 | 138 | AIES-Grande Prairie | AIES-Grande Prairie | 33 | Closed | Line | NO | 3e-05 | 0.0001 | 3e-05 | 140.8 | 160.1 | 143.6
54825 | CGETAP | 55143 | BIG MTN7 | 138 | 138 | AIES-Grande Prairie | AIES-Grande Prairie | 33 | Closed | Line | NO | 0.00551 | 0.0218 | 0.00996 | 160 | 186.9 | 201.3
54800 | PRIM TAP | 55302 | PRIMROSE | 138 | 138 | AIES-Cold Lake | AIES-Cold Lake | 35 | Closed | Line | NO | 0.00962 | 0.03031 | 0.00844 | 139.8 | 160.1 | 142.7
54850 | 7LA106TP | 55090 | MEIKLE1 | 138 | 138 | AIES-Peace River | AIES-Peace River | 06 | Closed | Line | NO | 0.04007 | 0.2477 | 0.0932 | 274.6 | 357.3 | 274.6
54862 | PV-TAP7 | 55455 | LLOYD 7 | 138 | 138 | AIES-Lloydminster | AIES-Lloydminster | 49 | Closed | Line | NO | 0.04154 | 0.09226 | 0.02047 | 109.3 | 120.8 | 144.7
54887 | CAN L TP | 54970 | 746L JCT | 138 | 138 | AIES-Edmonton | AIES-Edmonton | 46 | Closed | Line | NO | 0.00173 | 0.00389 | 0.00099 | 116 | 128 | 151
54905 | 105S TAP | 56723 | BILBY 1 | 138 | 138 | AIES-Lake Wabamun Generation | AIES-Lake Wabamun Generation | 90 | Closed | Line | NO | 1e-05 | 3e-05 | 1e-05 | 123 | 135 | 151
54911 | EMPLIQTP | 55453 | KSP_TAP | 138 | 138 | AIES-Empress | AIES-Empress | 60 | Closed | Line | NO | 0.0237 | 0.05187 | 0.01359 | 110.2 | 122.7 | 146.6
54912 | 740L JNC | 54915 | CHEV TP | 138 | 138 | AIES-Hinton/Edson | AIES-Hinton/Edson | 62 | Closed | Line | NO | 0.03696 | 0.08864 | 0.02184 | 98 | 108 | 132
54832 | 788_TP | 54858 | THOMP02 | 138 | 138 | AIES-Athabasca/Lac La Biche | AIES-Athabasca/Lac La Biche | 88 | Closed | Line | NO | 0.00252 | 0.00562 | 0.00147 | 122 | 134 | 150
50661 | MON 138 | 80262 | LU2 202P | 138 | 138 | BC HYDRO | BC HYDRO | 1 | Closed | Line | NO | 0.0851 | 0.22275 | 0.0542 | 98.2 | 98.2 | 149.4
55006 | GERMAIN1 | 59288 | LIVOCK03 | 138 | 138 | AIES-Fort McMurray | AIES-Fort McMurray | 25 | Closed | Line | NO | 0.01583 | 0.06191 | 0.0168 | 157.2 | 180.1 | 201.3
55020 | HIGH LV7 | 55022 | BLUMNOR7 | 138 | 138 | AIES-High Level | AIES-High Level | 76 | Closed | Line | NO | 0.07608 | 0.16598 | 0.04356 | 46.8 | 46.9 | 46.8
22300 | FRIARS | 22500 | MISSION | 138 | 138 | SDG&E Beach Cities | SDG&E Beach Cities | 1 | Closed | Line | NO | 0.00104 | 0.0056 | 0.00338 | 195 | 273 | 273
55034 | CHINCHA7 | 55036 | KEG RVR7 | 138 | 138 | AIES-Rainbow Lake | AIES-Rainbow Lake | 64 | Closed | Line | NO | 0.04947 | 0.10856 | 0.02846 | 109.2 | 120.7 | 146.6
50665 | SAM 138 | 80283 | STO 1B2 | 138 | 138 | BC HYDRO | BC HYDRO | 1 | Closed | Line | NO | 0.03755 | 0.09832 | 0.02388 | 120 | 138.9 | 143.4
55044 | KEMP RV7 | 55090 | MEIKLE1 | 138 | 138 | AIES-Rainbow Lake | AIES-Peace River | 62 | Closed | Line | NO | 0.06355 | 0.14129 | 0.0372 | 112.1 | 124.6 | 143.8
55050 | HOTCHKS7 | 55052 | HAMBURG7 | 138 | 138 | AIES-Peace River | AIES-Peace River | 82 | Closed | Line | NO | 0.16259 | 0.35666 | 0.09413 | 107.3 | 120.7 | 143.8
55041 | BUCHN C7 | 55085 | PEACE RV | 138 | 138 | AIES-Peace River | AIES-Peace River | 51 | Closed | Line | NO | 0.10771 | 0.23577 | 0.06206 | 111.2 | 124.6 | 127.5
55052 | HAMBURG7 | 55053 | RING CK7 | 138 | 138 | AIES-Peace River | AIES-Peace River | 82 | Closed | Line | NO | 0.05397 | 0.11769 | 0.03086 | 107.3 | 120.7 | 143.8
55077 | 7L23 TAP | 55229 | MITS E.7 | 138 | 138 | AIES-Peace River | AIES-High Prairie | 23 | Closed | Line | NO | 0.05758 | 0.12572 | 0.03319 | 110.2 | 120.7 | 147.6
22788 | EA GEN1 HV1 | 22228 | ENCINA | 138 | 138 | SDG&E North Coast | SDG&E North Coast | 1 | Closed | Line | NO | 0.0002 | 0.0011 | 0.0003 | 187 | 187 | 187
22228 | ENCINA | 22632 | PALOMAR | 138 | 138 | SDG&E North Coast | SDG&E North Coast | 1 | Closed | Line | NO | 0.00067 | 0.008 | 0.0139 | 478 | 478 | 478
55065 | LUBICON7 | 55070 | CRANBER7 | 138 | 138 | AIES-Peace River | AIES-Peace River | 60 | Closed | Line | NO | 0.01948 | 0.04346 | 0.0135 | 111.2 | 124.6 | 148.5
55038 | OSB-TAP7 | 55039 | MELITO7 | 138 | 138 | AIES-High Level | AIES-High Level | 59 | Closed | Line | NO | 0.00049 | 0.00107 | 0.00028 | 106.4 | 106.4 | 134.1
55085 | PEACE RV | 55088 | DAISHOW7 | 138 | 138 | AIES-Peace River | AIES-Peace River | 04 | Closed | Line | NO | 0.03345 | 0.073 | 0.01913 | 81.5 | 81.5 | 81.5
55100 | RYCROFT7 | 55115 | MOWATTAP | 138 | 138 | AIES-Grande Prairie | AIES-Grande Prairie | 10 | Closed | Line | NO | 0.0256 | 0.05711 | 0.01502 | 123.6 | 138 | 143.8
55082 | WESLY C7 | 99976 | mid_99976 | 138 | 240 | AIES-Peace River | AIES-Peace River | 2T | Closed | TransformerWinding | YES | -4e-05 | -0.00313 | 0 | 299 | 299 | 299
55110 | MERC TAP | 55121 | CRYST L7 | 138 | 138 | AIES-Grande Prairie | AIES-Grande Prairie | 39 | Closed | Line | NO | 0.01132 | 0.02655 | 0.00583 | 124.6 | 135.1 | 143.8
55117 | CLAIR L | 55160 | BEZANSON | 138 | 138 | AIES-Grande Prairie | AIES-Grande Prairie | 32 | Closed | Line | NO | 0.02779 | 0.06054 | 0.01587 | 109.2 | 116.9 | 144.7
22192 | DOUBLTTP | 22648 | PENSQTOS | 138 | 138 | SDG&E Beach Cities | SDG&E Beach Cities | 1 | Closed | Line | NO | 0.00035 | 0.00191 | 0.003 | 204 | 204 | 204
55119 | GOODFAR7 | 55134 | ELMWORT7 | 138 | 138 | AIES-Grande Prairie | AIES-Grande Prairie | 69 | Closed | Line | NO | 0.0466 | 0.1017 | 0.02654 | 110.2 | 123.6 | 148.5
22192 | DOUBLTTP | 22300 | FRIARS | 138 | 138 | SDG&E Beach Cities | SDG&E Beach Cities | 1 | Closed | Line | NO | 0.00955 | 0.04841 | 0.01678 | 150 | 150 | 150
22184 | DOUBLET | 22192 | DOUBLTTP | 138 | 138 | SDG&E Beach Cities | SDG&E Beach Cities | 1 | Closed | Line | NO | 0.00139 | 0.005 | 0.00142 | 136 | 136 | 136
22124 | CHCARITA | 22578 | NRTHCTYMTRTP | 138 | 138 | SDG&E Northeast | SDG&E North Coast | 1 | Closed | Line | NO | 0.00913 | 0.04905 | 0.01364 | 204 | 204 | 210
22831 | SYCAMORE | 22120 | CARLTNHS | 138 | 138 | SDG&E Beach Cities | SDG&E Eastern | 1 | Closed | Line | NO | 0.00375 | 0.02855 | 0.00778 | 308 | 308 | 308
22500 | MISSION | 22120 | CARLTNHS | 138 | 138 | SDG&E Beach Cities | SDG&E Eastern | 1 | Closed | Line | NO | 0.00499 | 0.02456 | 0.01942 | 272 | 272 | 272
160108 | DELCERRO | 160156 | WEST_INA | 138 | 138 | TEP | TEP | 1 | Closed | Line | NO | 0.00188 | 0.01228 | 0.00425 | 478 | 478 | 478
160109 | DMP_CENTRAL | 160110 | DMP_EXP | 138 | 138 | TEP | TEP | 1 | Open | Line | NO | 1e-05 | 0.0003 | 0.0019 | 541 | 610 | 541
541307 | PRIMEAST | 99933 | mid_99933 | 138 | 138 | AIES-Cold Lake | AIES-Cold Lake | T1 | Closed | TransformerWinding | YES | 0.00353 | 0.14122 | 0 | 125 | 125 | 125
160109 | DMP_CENTRAL | 160151 | TUCSON | 138 | 138 | TEP | TEP | 1 | Closed | Line | NO | 0.00132 | 0.00847 | 0.0019 | 541 | 610 | 541
55137 | AWTAP | 55139 | ALBRIGHT | 138 | 138 | AIES-Grande Prairie | AIES-Grande Prairie | 13 | Closed | Line | NO | 0.00035 | 0.00077 | 0.00019 | 140.9 | 166.8 | 187.8
160111 | DMP_NORTH | 160132 | NORTH_LOOP | 138 | 138 | TEP | TEP | 1 | Closed | Line | NO | 0.00776 | 0.05158 | 0.016 | 535 | 574 | 535
22112 | CAPSTRNO | 22860 | TRABUCO | 138 | 138 | SDG&E Orange County | SDG&E Orange County | 2 | Closed | Line | NO | 0.00187 | 0.01359 | 0.00726 | 273 | 273 | 273
22112 | CAPSTRNO | 22860 | TRABUCO | 138 | 138 | SDG&E Orange County | SDG&E Orange County | 1 | Closed | Line | NO | 0.00181 | 0.01316 | 0.0082 | 274 | 274 | 274
55145 | BRDGE C7 | 55164 | L.SMOKY7 | 138 | 138 | AIES-Grande Prairie | AIES-Valleyview | 45 | Closed | Line | NO | 0.08221 | 0.26996 | 0.07134 | 139 | 159.1 | 186.9
54217 | SJPC_TP | 56217 | SJP_CRK | 138 | 138 | AIES-Seebe | AIES-Seebe | 50 | Closed | Line | NO | 0.00017 | 0.0004 | 0.0001 | 118 | 130 | 146
22112 | CAPSTRNO | 22656 | PICO | 138 | 138 | SDG&E Orange County | SDG&E Orange County | 2 | Closed | Line | NO | 0.00333 | 0.02661 | 0.01764 | 205 | 207 | 207
160114 | EAST_LOOP_S | 160134 | PANTANO | 138 | 138 | TEP | TEP | 1 | Closed | Line | NO | 0.00245 | 0.01333 | 0.0041 | 370 | 370 | 370
169050 | WHETSTONE | 160116 | FT_HUACHUCA | 138 | 138 | TEP | TEP | 1 | Closed | Line | NO | 0.01458 | 0.08743 | 0.03352 | 359 | 359 | 359
999840 | VAIFT_11 | 160116 | FT_HUACHUCA | 138 | 138 | TEP | TEP | 1 | Open | Line | NO | 0.04455 | 0.17071 | 0.0481 | 359 | 359 | 359
55149 | KAKWA1 | 55170 | SIMONET7 | 138 | 138 | AIES-Grande Cache | AIES-Grande Cache | 80 | Closed | Line | NO | 0.09545 | 0.20836 | 0.0547 | 80.5 | 119.8 | 88.2
22112 | CAPSTRNO | 22656 | PICO | 138 | 138 | SDG&E Orange County | SDG&E Orange County | 1 | Closed | Line | NO | 0.00447 | 0.02621 | 0.01708 | 204 | 204 | 204
55150 | DONNELL7 | 55336 | HIGHPR9 | 138 | 138 | AIES-Peace River | AIES-High Prairie | 06 | Closed | Line | NO | 0.08592 | 0.18841 | 0.04971 | 109.2 | 121.7 | 144.7
160122 | IRVMID4 | 160120 | IRVINGTON | 138 | 138 | TEP | TEP | 1 | Closed | Transformer | YES | 0 | 0.03022 | 0 | 376 | 376 | 376
50664 | END 1B1 | 80282 | END 1B2 | 138 | 138 | BC HYDRO | BC HYDRO | 23 | Closed | Line | NO | 0 | 3e-05 | 0 | 286.8 | 286.8 | 286.8
160120 | IRVINGTON | 160145 | SONORAN | 138 | 138 | TEP | TEP | 3 | Closed | Line | NO | 0.00424 | 0.0236 | 0.00814 | 370 | 370 | 370
160120 | IRVINGTON | 160162 | PATRIOT_TEP | 138 | 138 | TEP | TEP | 1 | Closed | Line | NO | 0.00449 | 0.0269 | 0.01031 | 541 | 610 | 541
160172 | COTTONWOOD | 160120 | IRVINGTON | 138 | 138 | TEP | TEP | 1 | Closed | Line | NO | 0.00415 | 0.02489 | 0.00954 | 348 | 348 | 348
22112 | CAPSTRNO | 22396 | LAGNA NL | 138 | 138 | SDG&E Orange County | SDG&E Orange County | 2 | Closed | Line | NO | 0.00274 | 0.00924 | 0.04298 | 136 | 136 | 136
22112 | CAPSTRNO | 22396 | LAGNA NL | 138 | 138 | SDG&E Orange County | SDG&E Orange County | 1 | Closed | Line | NO | 0.00273 | 0.00922 | 0.04304 | 136 | 136 | 136
160125 | LOS_REALES | 160154 | VAIL | 138 | 138 | TEP | TEP | 1 | Closed | Line | NO | 0.00329 | 0.0299 | 0.01009 | 394 | 394 | 394
160132 | NORTH_LOOP | 160126 | MARANA | 138 | 138 | TEP | TEP | 1 | Open | Line | NO | 0.00635 | 0.0364 | 0.01233 | 541 | 610 | 541
55164 | L.SMOKY7 | 55172 | STURG_1 | 138 | 138 | AIES-Valleyview | AIES-Valleyview | 01 | Closed | Line | NO | 0.0002 | 0.00072 | 0.00021 | 142.8 | 142.8 | 142.8
999845 | BOPMID11 | 160128 | MIDVALE | 138 | 138 | TEP | TEP | 1 | Open | Line | NO | 0.00067 | 0.00361 | 0.00025 | 456 | 456 | 456
160130 | NORTH_EAST_E | 160131 | NORTH_EAST_W | 138 | 138 | TEP | TEP | 1 | Closed | Line | NO | 0 | 0.0003 | 0 | 717 | 717 | 717
160130 | NORTH_EAST_E | 160990 | NORTHEASTSVC | 138 | 138 | TEP | TEP | 1 | Closed | Line | NO | 0 | 0.0003 | 0 | 450 | 450 | 450
55164 | L.SMOKY7 | 99971 | mid_99971 | 138 | 240 | AIES-Valleyview | AIES-Valleyview | 1T | Closed | TransformerWinding | YES | 0.00061 | -0.00265 | 0 | 200 | 200 | 200
22760 | SHADOWR | 22108 | CANNON | 138 | 138 | SDG&E North Coast | SDG&E North Coast | 1 | Closed | Line | NO | 0.00382 | 0.03094 | 0.00937 | 348 | 348 | 359
160150 | TORTOLITA | 160132 | NORTH_LOOP | 138 | 138 | TEP | TEP | 2 | Closed | Line | NO | 0.00821 | 0.04926 | 0.01849 | 541 | 610 | 541
160150 | TORTOLITA | 160132 | NORTH_LOOP | 138 | 138 | TEP | TEP | 3 | Closed | Line | NO | 0.00821 | 0.04926 | 0.01849 | 541 | 610 | 541
55180 | GOOSE R7 | 55275 | VIRGINI7 | 138 | 138 | AIES-Valleyview | AIES-Swan Hills | 56 | Closed | Line | NO | 0.0603 | 0.1315 | 0.03449 | 107.3 | 117.9 | 127.5
160135 | CISNE | 160145 | SONORAN | 138 | 138 | TEP | TEP | 1 | Closed | Line | NO | 0.00112 | 0.00672 | 0.00258 | 541 | 610 | 541
160138 | RB_WILMOT | 160145 | SONORAN | 138 | 138 | TEP | TEP | 1 | Closed | Line | NO | 0.00261 | 0.01486 | 0.00449 | 382 | 382 | 382
160138 | RB_WILMOT | 160154 | VAIL | 138 | 138 | TEP | TEP | 1 | Closed | Line | NO | 0.00287 | 0.01626 | 0.00439 | 416 | 416 | 416
65457 | DG UPLCO | 66590 | UPALCO | 138 | 138 | UT UINTAH | UT UINTAH | 1 | Closed | Line | NO | 0 | 0.0001 | 0 | 191 | 191 | 191
22228 | ENCINA | 22108 | CANNON | 138 | 138 | SDG&E North Coast | SDG&E North Coast | 2 | Closed | Line | NO | 4e-05 | 0.00048 | 0.00024 | 547 | 547 | 547
22228 | ENCINA | 22108 | CANNON | 138 | 138 | SDG&E North Coast | SDG&E North Coast | 1 | Closed | Line | NO | 5e-05 | 0.00055 | 0.00028 | 547 | 547 | 547
999844 | TEPSOU11 | 160146 | SOUTH | 138 | 138 | TEP | TEP | 1 | Open | Line | NO | 0.00713 | 0.03861 | 0.01071 | 346 | 346 | 346
22052 | BATIQTP | 22648 | PENSQTOS | 138 | 138 | SDG&E North Coast | SDG&E Beach Cities | 1 | Closed | Line | NO | 0.00625 | 0.04604 | 0.0556 | 382 | 390 | 390
160150 | TORTOLITA | 160500 | TORTOLITA | 138 | 500 | TEP | TEP | 2 | Closed | Transformer | YES | 0.00039 | 0.0255 | 0 | 672 | 940 | 672
160150 | TORTOLITA | 160500 | TORTOLITA | 138 | 500 | TEP | TEP | 4 | Open | Transformer | YES | 0.00039 | 0.0255 | 0 | 672 | 940 | 672
22228 | ENCINA | 22052 | BATIQTP | 138 | 138 | SDG&E North Coast | SDG&E North Coast | 1 | Closed | Line | NO | 0.00191 | 0.0144 | 0.0088 | 408 | 408 | 420
22048 | BATIQTOS | 22760 | SHADOWR | 138 | 138 | SDG&E North Coast | SDG&E North Coast | 1 | Closed | Line | NO | 0.00161 | 0.01826 | 0.00998 | 478 | 478 | 478
55155 | VALLEYV7 | 55164 | L.SMOKY7 | 138 | 138 | AIES-Valleyview | AIES-Valleyview | 54 | Closed | Line | NO | 0.01332 | 0.02901 | 0.0076 | 111.2 | 123.6 | 148.5
22632 | PALOMAR | 22048 | BATIQTOS | 138 | 138 | SDG&E North Coast | SDG&E North Coast | 1 | Closed | Line | NO | 0.00065 | 0.0079 | 0.004 | 478 | 478 | 478
22048 | BATIQTOS | 22052 | BATIQTP | 138 | 138 | SDG&E North Coast | SDG&E North Coast | 1 | Closed | Line | NO | 0.00028 | 0.0013 | 0.01496 | 195 | 273 | 289
55229 | MITS E.7 | 99961 | mid_99961 | 138 | 240 | AIES-High Prairie | AIES-High Prairie | 2T | Closed | TransformerWinding | YES | 0.00066 | -0.00431 | 0 | 200 | 237.5 | 214
50667 | CHS 1B1 | 50901 | LF2 209P | 138 | 138 | BC HYDRO | BC HYDRO | 1 | Closed | Line | NO | 0.03738 | 0.09787 | 0.02377 | 120 | 138.9 | 143.4
160117 | GREEN_VALLEY | 160102 | CANOA_RANCH | 138 | 138 | TEP | TEP | 1 | Closed | Line | NO | 0.00252 | 0.01497 | 0.00578 | 311 | 311 | 311
55243 | EDITH L7 | 55261 | LOU CR.7 | 138 | 138 | AIES-Swan Hills | AIES-Swan Hills | 43 | Closed | Line | NO | 0.03467 | 0.07558 | 0.01977 | 107.3 | 119.8 | 127.5
50669 | DUG 138 | 51035 | DUG 219P | 138 | 138 | BC HYDRO | BC HYDRO | 1 | Closed | Line | NO | 0.0004 | 0.00232 | 0.00086 | 174.7 | 188.1 | 191.2
69760 | PINTURA | 69761 | GRANITE MT | 138 | 138 | UT SIGURD | UT SIGURD | 1 | Closed | Line | NO | 0 | 0.0002 | 0 | 150 | 150 | 150
55261 | LOU CR.7 | 99957 | mid_99957 | 138 | 240 | AIES-Swan Hills | AIES-Swan Hills | T1 | Closed | TransformerWinding | YES | 0.00067 | -0.00437 | 0 | 200 | 238 | 214
50672 | BKL 138 | 81985 | mid_81985 | 138 | 138 | BC HYDRO | BC HYDRO | 1 | Closed | TransformerWinding | YES | 0.032 | 0.79944 | 0 | 12.4 | 12.4 | 14.8
55269 | FIREBAG | 58604 | EDD-0085 | 138 | 138 | AIES-Fort McMurray | AIES-Fort McMurray | 7 | Closed | Line | NO | 0.00248 | 0.00772 | 0.00218 | 161.1 | 161.1 | 161.1
68995 | CARTER_LEHI | 68996 | BULLRIVR | 138 | 138 | UT UTAH VALL | UT UTAH VALL | 1 | Closed | Line | NO | 0.00092 | 0.00796 | 0.00236 | 266 | 296 | 266
68994 | LITLFELD | 68996 | BULLRIVR | 138 | 138 | UT UTAH VALL | UT UTAH VALL | 1 | Closed | Line | NO | 0.00069 | 0.0056 | 0.00188 | 266 | 334 | 394
68990 | PONY EXPRSS | 68991 | PARK SIDE | 138 | 138 | UT UTAH VALL | UT UTAH VALL | 1 | Closed | Line | NO | 0.00276 | 0.01538 | 0.00448 | 204 | 226 | 239
68188 | MTNVIEW | 68189 | GRAPHITE | 138 | 138 | UT SALT LAKE | UT SALT LAKE | 1 | Closed | Line | NO | 0.00102 | 0.00292 | 0.0082 | 132 | 143 | 178
67992 | LITLMTNT | 67995 | LITTLMTN | 138 | 138 | UT OGDEN | UT OGDEN | 1 | Closed | Line | NO | 0.00011 | 0.0006 | 0.00018 | 209 | 255 | 209
67951 | ORACLETP | 67999 | EBAY S | 138 | 138 | UT SALT LAKE | UT SALT LAKE | 1 | Closed | Line | NO | 0.00027 | 0.00143 | 0.00045 | 215 | 262 | 299
67951 | ORACLETP | 67953 | ORACLE | 138 | 138 | UT SALT LAKE | UT SALT LAKE | 1 | Closed | Line | NO | 3e-05 | 0.00018 | 6e-05 | 204 | 254 | 299
67934 | LIMBER | 68135 | TOOELETP | 138 | 138 | UT SALT LAKE | UT TOOELE | 1 | Closed | Line | NO | 0.0025 | 0.03875 | 0.01552 | 266 | 296 | 266
160146 | SOUTH | 160104 | CLEAR | 138 | 138 | TEP | TEP | 1 | Closed | Line | NO | 0.0104 | 0.0602 | 0.01632 | 416 | 416 | 416
55302 | PRIMROSE | 99953 | mid_99953 | 138 | 138 | AIES-Cold Lake | AIES-Cold Lake | T1 | Closed | TransformerWinding | YES | 0.00353 | 0.14122 | 0 | 125 | 125 | 125
160107 | CYPRUS | 160104 | CLEAR | 138 | 138 | TEP | TEP | 1 | Closed | Line | NO | 0.00069 | 0.00399 | 0 | 287 | 287 | 287
55300 | WOLF LK7 | 55313 | MARG LK7 | 138 | 138 | AIES-Cold Lake | AIES-Cold Lake | 87 | Closed | Line | NO | 0.0053 | 0.03319 | 0.0096 | 252 | 286.5 | 286.5
55309 | BOURQUE | 55344 | BONNY 7 | 138 | 138 | AIES-Cold Lake | AIES-Cold Lake | 46 | Closed | Line | NO | 0.01047 | 0.10382 | 0.04493 | 219.5 | 254 | 254
55303 | MAHIHKA7 | 55309 | BOURQUE | 138 | 138 | AIES-Cold Lake | AIES-Cold Lake | 60 | Closed | Line | NO | 0.00019 | 0.00072 | 0.00021 | 144.7 | 187.8 | 187.8
67560 | ATI TP | 67561 | CRANRFLT | 138 | 138 | UT TOOELE | UT TOOELE | 1 | Closed | Line | NO | 0.00142 | 0.00821 | 0.00221 | 174 | 185 | 276
67559 | ATI | 67560 | ATI TP | 138 | 138 | UT TOOELE | UT TOOELE | 1 | Closed | Line | NO | 5e-05 | 0.00028 | 8e-05 | 173 | 245 | 275
161105 | VALENCIA | 161106 | GATEWAY_UNSE | 138 | 138 | UES (Nogales) | UES (Nogales) | 1 | Open | Line | NO | 0.0025 | 0.0153 | 0.0059 | 215 | 215 | 215
67507 | UNIVRSTY | 67509 | UNIV ETP | 138 | 138 | UT SALT LAKE | UT SALT LAKE | 1 | Closed | Line | NO | 0.00045 | 0.00258 | 0.0007 | 209 | 255 | 209
67506 | UNIV WTP | 67509 | UNIV ETP | 138 | 138 | UT SALT LAKE | UT SALT LAKE | 1 | Open | Line | NO | 0 | 0.0001 | 0 | 208 | 254 | 208
67506 | UNIV WTP | 67507 | UNIVRSTY | 138 | 138 | UT SALT LAKE | UT SALT LAKE | 1 | Closed | Line | NO | 0.00045 | 0.00258 | 0.0007 | 209 | 255 | 255
67479 | COMMERCE | 69760 | PINTURA | 138 | 138 | UT SIGURD | UT SIGURD | 1 | Closed | Line | NO | 0.00518 | 0.02763 | 0.00873 | 197 | 218 | 281
67453 | FORTDSTP | 67510 | EMIG TAP | 138 | 138 | UT SALT LAKE | UT SALT LAKE | 1 | Closed | Line | NO | 0.00012 | 0.00119 | 0.00039 | 292 | 365 | 292
67453 | FORTDSTP | 67504 | FORTDGLS | 138 | 138 | UT SALT LAKE | UT SALT LAKE | 1 | Closed | Line | NO | 2e-05 | 0.00022 | 7e-05 | 292 | 365 | 292
67445 | WHIT TAP | 69150 | SE COMP | 138 | 138 | WY NAUGHTON | WY NAUGHTON | 1 | Closed | Line | NO | 0.00041 | 0.00236 | 0.00066 | 206 | 252 | 252
189005 | LTHRPWLS | 189004 | BONDGDTP | 138 | 138 | VEA-Main | VEA-Main | 1 | Closed | Line | NO | 0.02775 | 0.11082 | 0.01389 | 128.6 | 176.6 | 128.6
189007 | PAHRUMP | 189013 | VISTA | 138 | 138 | VEA-Main | VEA-Main | 1 | Closed | Line | NO | 0.0567 | 0.0394 | 0.0063 | 106.6 | 146 | 106.6
189020 | GAMEBIRD | 189007 | PAHRUMP | 138 | 138 | VEA-Main | VEA-Main | 1 | Closed | Line | NO | 0.00744 | 0.0196 | 0.00465 | 106.6 | 146 | 106.6
67436 | WC INLET | 67445 | WHIT TAP | 138 | 138 | WY NAUGHTON | WY NAUGHTON | 1 | Closed | Line | NO | 0.00024 | 0.00135 | 0.00038 | 206 | 252 | 252
67418 | TRICITY | 68009 | SHORELIN | 138 | 138 | UT UTAH VALL | UT UTAH VALL | 2 | Closed | Line | NO | 0.00063 | 0.0049 | 0.00293 | 409 | 510 | 600
67380 | SOUTH MT | 67381 | SKY_FALLT | 138 | 138 | UT SALT LAKE | UT SALT LAKE | 1 | Closed | Line | NO | 0.00163 | 0.01286 | 0.004 | 204 | 254 | 299
189017 | INNOVATION | 189101 | MERCRYSW | 138 | 138 | VEA-Main | VEA-North | 1 | Closed | Line | NO | 0.00377 | 0.02212 | 0.0068 | 143.4 | 143.4 | 143.4
67374 | SOJORDAN | 67383 | DRAPER | 138 | 138 | UT SALT LAKE | UT SALT LAKE | 1 | Closed | Line | NO | 0.00116 | 0.01095 | 0.00365 | 266 | 334 | 394
67374 | SOJORDAN | 67377 | SOJORDTP | 138 | 138 | UT SALT LAKE | UT SALT LAKE | 1 | Closed | Line | NO | 0.00164 | 0.00887 | 0.00274 | 205 | 255 | 300
189100 | JACKASSF | 189102 | STOCK-WASH | 138 | 138 | VEA-North | VEA-North | 1 | Closed | Line | NO | 0.05076 | 0.15155 | 0.01686 | 107 | 133 | 107
189106 | MERC-DIST | 189101 | MERCRYSW | 138 | 138 | VEA-North | VEA-North | 1 | Closed | Line | NO | 0.0045 | 0.0074 | 0.0015 | 86 | 86 | 86
67340 | SANDYPP | 67343 | SANDYTAP | 138 | 138 | UT SALT LAKE | UT SALT LAKE | 1 | Open | Line | NO | 0.00044 | 0.00241 | 0.00072 | 174 | 247 | 276
67328 | RIVRD ST | 67463 | COZYDALE | 138 | 138 | UT OGDEN | UT OGDEN | 3 | Closed | Line | NO | 0.00139 | 0.00795 | 0.00218 | 200 | 249 | 267
67320 | BECK TAP | 67524 | THIRD W | 138 | 138 | UT SALT LAKE | UT SALT LAKE | 1 | Closed | Line | NO | 0.0004 | 0.00332 | 0.00108 | 229 | 296 | 258
55310 | LEMING 7 | 55320 | ETHEL L7 | 138 | 138 | AIES-Cold Lake | AIES-Cold Lake | 66 | Closed | Line | NO | 0.01498 | 0.03335 | 0.00838 | 109.2 | 120.7 | 143.8
67316 | QUARRY | 67319 | QUARRYTP | 138 | 138 | UT SALT LAKE | UT SALT LAKE | 1 | Closed | Line | NO | 0.00067 | 0.00362 | 0.00112 | 209 | 255 | 255
67312 | PORTROCK | 67380 | SOUTH MT | 138 | 138 | UT SALT LAKE | UT SALT LAKE | 1 | Closed | Line | NO | 0.00059 | 0.00488 | 0.00161 | 266 | 334 | 394
67311 | PMMINETP | 67454 | PM MINE | 138 | 138 | WY NAUGHTON | WY NAUGHTON | 1 | Closed | Line | NO | 0.00021 | 0.00116 | 0.00036 | 206 | 252 | 252
67286 | PAINT RS | 67288 | PAINTER TAP | 138 | 138 | WY NAUGHTON | WY NAUGHTON | 1 | Open | Line | NO | 0 | 1e-05 | 0 | 266 | 296 | 266
67286 | PAINT RS | 67287 | PAINTER | 138 | 138 | WY NAUGHTON | WY NAUGHTON | 1 | Closed | Line | NO | 0.00014 | 0.00078 | 0.00022 | 298 | 359 | 410
67269 | BECK STREET | 67320 | BECK TAP | 138 | 138 | UT SALT LAKE | UT SALT LAKE | 1 | Closed | Line | NO | 0.00102 | 0.00828 | 0.00278 | 266 | 334 | 394
160154 | VAIL | 160103 | CIENEGA | 138 | 138 | TEP | TEP | 1 | Closed | Line | NO | 0.00393 | 0.02683 | 0.0039 | 394 | 416 | 394
50668 | LF2 138 | 50901 | LF2 209P | 138 | 138 | BC HYDRO | BC HYDRO | 1 | Closed | Line | NO | 0.00018 | 0.00047 | 0.00011 | 69.8 | 69.8 | 135.3
67262 | NAUGHT 8 | 67311 | PMMINETP | 138 | 138 | WY NAUGHTON | WY NAUGHTON | 1 | Closed | Line | NO | 0.00023 | 0.00142 | 0.0004 | 145 | 188 | 195
67261 | N.CASTLE | 69725 | HOLT | 138 | 138 | UT SIGURD | UT SIGURD | 1 | Open | Line | NO | 0.00641 | 0.01933 | 0.00482 | 137 | 150 | 189
67226 | MANILA | 67308 | PLEASNTG | 138 | 138 | UT UTAH VALL | UT UTAH VALL | 1 | Closed | Line | NO | 0.00229 | 0.01905 | 0.00605 | 230 | 331 | 370
67221 | LONGHOLW | 67288 | PAINTER TAP | 138 | 138 | WY NAUGHTON | WY NAUGHTON | 1 | Closed | Line | NO | 0.00072 | 0.00622 | 0.00184 | 273 | 337 | 386
67219 | LONE PEAK | 68999 | LP_TAP | 138 | 138 | UT UTAH VALL | UT UTAH VALL | 1 | Closed | Line | NO | 0.00057 | 0.00493 | 0.00146 | 266 | 334 | 394
67219 | LONE PEAK | 67416 | TRAVERS | 138 | 138 | UT UTAH VALL | UT UTAH VALL | 1 | Closed | Line | NO | 0.00135 | 0.0105 | 0.00325 | 204 | 254 | 267
67217 | LEHI N TAP | 67218 | LEHI NORTH | 138 | 138 | UT UTAH VALL | UT UTAH VALL | 1 | Closed | Line | NO | 0.00102 | 0.00295 | 0.00081 | 132 | 163 | 191
67214 | LEHI ASH | 67346 | SARATOGT | 138 | 138 | UT UTAH VALL | UT UTAH VALL | 1 | Closed | Line | NO | 0.00021 | 0.00169 | 0.00056 | 100 | 112 | 131
67214 | LEHI ASH | 67344 | SARATOGA | 138 | 138 | UT UTAH VALL | UT UTAH VALL | 1 | Closed | Line | NO | 0.00142 | 0.01163 | 0.00383 | 100 | 112 | 131
67195 | STANSBURY | 67298 | PINECNYN | 138 | 138 | UT TOOELE | UT TOOELE | 0 | Closed | Line | NO | 0.00918 | 0.02743 | 0.00699 | 132 | 163 | 191
67194 | JENSENSW | 67998 | JNSWTTP | 138 | 138 | UT TOOELE | UT TOOELE | 1 | Open | Line | NO | 8e-05 | 0.00072 | 0.00021 | 137 | 166 | 166
67194 | JENSENSW | 67314 | PRAXAIR | 138 | 138 | UT TOOELE | UT TOOELE | 0 | Closed | Line | NO | 0.00623 | 0.01879 | 0.00469 | 132 | 163 | 191
55313 | MARG LK7 | 99951 | mid_99951 | 138 | 240 | AIES-Cold Lake | AIES-Cold Lake | 2T | Closed | TransformerWinding | YES | 0.00078 | 0.00314 | 0 | 200 | 200 | 200
67193 | IRON MT | 68017 | PALLADON | 138 | 138 | UT SIGURD | UT SIGURD | 1 | Closed | Line | NO | 0.00029 | 0.00087 | 0.00022 | 137 | 166 | 137
67193 | IRON MT | 67261 | N.CASTLE | 138 | 138 | UT SIGURD | UT SIGURD | 1 | Closed | Line | NO | 0.01631 | 0.04921 | 0.01227 | 133 | 133 | 133
55318 | 7LA24_TP | 55344 | BONNY 7 | 138 | 138 | AIES-Cold Lake | AIES-Cold Lake | 24 | Closed | Line | NO | 0.01934 | 0.04217 | 0.01106 | 109.2 | 121.7 | 144.7
67176 | SHEEP LANE | 67191 | GRANTSVILLE | 138 | 138 | UT TOOELE | UT TOOELE | 1 | Closed | Line | NO | 0.00955 | 0.02702 | 0.00077 | 132 | 163 | 132
67171 | SOPARKTE | 67864 | SOPARK | 138 | 138 | UT SALT LAKE | UT SALT LAKE | 1 | Open | Line | NO | 1e-05 | 0.00012 | 3e-05 | 173 | 245 | 275
67153 | GLENCO | 67154 | GLENCO T | 138 | 138 | WY NAUGHTON | WY NAUGHTON | 1 | Closed | Line | NO | 0.00053 | 0.0028 | 0.0009 | 206 | 252 | 252
67149 | VINEYARD | 67411 | TIMP | 138 | 138 | UT UTAH VALL | UT UTAH VALL | 1 | Closed | Line | NO | 0.00106 | 0.0087 | 0.00287 | 266 | 334 | 394
67136 | PARRISH TAP | 67347 | SCHICK | 138 | 138 | UT OGDEN | UT OGDEN | 1 | Open | Line | NO | 0.0104 | 0.03763 | 0.00909 | 129 | 154 | 154
67131 | STR 256 A | 67137 | FARMNGTN | 138 | 138 | UT OGDEN | UT OGDEN | 1 | Closed | Line | NO | 0.00284 | 0.01536 | 0.00475 | 206 | 252 | 252
67130 | STR 98 A | 67136 | PARRISH TAP | 138 | 138 | UT OGDEN | UT OGDEN | 1 | Closed | Line | NO | 0.00073 | 0.00393 | 0.00122 | 206 | 252 | 252
67130 | STR 98 A | 67131 | STR 256 A | 138 | 138 | UT OGDEN | UT OGDEN | 1 | Closed | Line | NO | 0.00023 | 0.00125 | 0.00039 | 206 | 252 | 252
67126 | EAGLEMTN E | 68165 | BEEFHOLL | 138 | 138 | UT UTAH VALL | UT UTAH VALL | 1 | Closed | Line | NO | 0.00098 | 0.01013 | 0.00323 | 291 | 364 | 431
67125 | EAGLEMTN | 68991 | PARK SIDE | 138 | 138 | UT UTAH VALL | UT UTAH VALL | 1 | Closed | Line | NO | 0.00386 | 0.02147 | 0.00625 | 204 | 226 | 299
55322 | NORG_TP | 56340 | NORB01 | 138 | 138 | AIES-Cold Lake | AIES-Cold Lake | 39 | Closed | Line | NO | 0.00314 | 0.00729 | 0.00177 | 94.9 | 94.9 | 94.9
67110 | SOPARKTP | 67864 | SOPARK | 138 | 138 | UT SALT LAKE | UT SALT LAKE | 1 | Closed | Line | NO | 0.00011 | 0.00088 | 0.00028 | 225 | 277 | 306
55322 | NORG_TP | 55372 | ST. PAU7 | 138 | 138 | AIES-Cold Lake | AIES-Vegreville | 39 | Closed | Line | NO | 0.06232 | 0.13832 | 0.03636 | 109.2 | 121.7 | 144.7
55344 | BONNY 7 | 55372 | ST. PAU7 | 138 | 138 | AIES-Cold Lake | AIES-Vegreville | 70 | Closed | Line | NO | 0.07811 | 0.17283 | 0.04546 | 110.2 | 122.7 | 145.7
67064 | CARLISLE | 67420 | UNDRGRND | 138 | 138 | UT SALT LAKE | UT SALT LAKE | 2 | Closed | Line | NO | 0.00046 | 0.00471 | 0.00156 | 284 | 335 | 315
67060 | CAMPWILL | 67125 | EAGLEMTN | 138 | 138 | UT SALT LAKE | UT UTAH VALL | 1 | Closed | Line | NO | 0.00132 | 0.01387 | 0.00429 | 291 | 364 | 430
55322 | NORG_TP | 55350 | WHITBY 7 | 138 | 138 | AIES-Cold Lake | AIES-Vegreville | 39 | Closed | Line | NO | 0.04447 | 0.09716 | 0.02553 | 109.2 | 121.7 | 144.7
67052 | BURTONL | 67137 | FARMNGTN | 138 | 138 | UT OGDEN | UT OGDEN | 1 | Closed | Line | NO | 0.00466 | 0.02519 | 0.00778 | 206 | 252 | 252
67037 | BDO T | 67461 | BDO | 138 | 138 | UT OGDEN | UT OGDEN | 1 | Closed | Line | NO | 0.00111 | 0.00314 | 0.00089 | 137 | 166 | 166
55387 | KITSCOT7 | 55393 | HILL 7 | 138 | 138 | AIES-Lloydminster | AIES-Lloydminster | 14 | Closed | Line | NO | 0.03118 | 0.06861 | 0.01801 | 109.2 | 119.8 | 144.7
67009 | AMOCOTP | 67079 | CLEAR CK | 138 | 138 | WY NAUGHTON | WY NAUGHTON | 1 | Closed | Line | NO | 0.00344 | 0.01952 | 0.00546 | 206 | 252 | 252
67009 | AMOCOTP | 67059 | AMOCO | 138 | 138 | WY NAUGHTON | WY NAUGHTON | 1 | Closed | Line | NO | 0.00017 | 0.00099 | 0.00027 | 206 | 252 | 252
67002 | 126TH SO | 67033 | BANGERTR | 138 | 138 | UT SALT LAKE | UT SALT LAKE | 1 | Closed | Line | NO | 0.00071 | 0.00726 | 0.0024 | 291 | 343 | 343
66854 | CROYDON | 66856 | COALVILLE | 138 | 138 | UT PARK CITY | UT PARK CITY | 1 | Closed | Line | NO | 0.00574 | 0.04673 | 0.01567 | 278 | 342 | 391
55363 | VINCENT8 | 55367 | VEGREVL7 | 138 | 138 | AIES-Vegreville | AIES-Vegreville | 34 | Closed | Line | NO | 0.02515 | 0.05652 | 0.01406 | 109.3 | 123.6 | 139.8
50675 | CLW 138 | 50898 | CLW 210P | 138 | 138 | BC HYDRO | BC HYDRO | 1 | Closed | Line | NO | 0.00201 | 0.00399 | 0.00105 | 115.7 | 115.7 | 148.7
66830 | PURG138 | 66900 | MAJESTIC | 138 | 138 | UT RED PAC | UT RED DGT | F | Closed | Line | NO | 0.00167 | 0.01371 | 0.00452 | 289 | 289 | 289
55448 | MICH. C7 | 99949 | mid_99949 | 138 | 138 | AIES-Hanna | AIES-Hanna | T1 | Closed | TransformerWinding | YES | 0.01411 | 0.30405 | 0 | 33 | 33 | 33
66680 | WHEELON | 67335 | ROCKYPTT | 138 | 138 | UT NO UT | UT NO UT | 3 | Closed | Line | NO | 0.01076 | 0.03435 | 0.0079 | 132 | 132 | 160
66675 | WESTZIRC | 67992 | LITLMTNT | 138 | 138 | UT OGDEN | UT OGDEN | 1 | Closed | Line | NO | 0.0002 | 0.00106 | 0.00033 | 209 | 255 | 209
66660 | WEST JOR | 67171 | SOPARKTE | 138 | 138 | UT SALT LAKE | UT SALT LAKE | 1 | Closed | Line | NO | 0.00065 | 0.0066 | 0.00222 | 292 | 365 | 431
66650 | WARREN | 67037 | BDO T | 138 | 138 | UT OGDEN | UT OGDEN | 1 | Closed | Line | NO | 0.00053 | 0.00427 | 0.00146 | 137 | 166 | 166
66639 | WOGDN ST | 66650 | WARREN | 138 | 138 | UT OGDEN | UT OGDEN | 1 | Closed | Line | NO | 0.00805 | 0.02725 | 0.00644 | 132 | 132 | 180
66639 | WOGDN ST | 66640 | WOGDEN | 138 | 138 | UT OGDEN | UT OGDEN | 1 | Open | Line | NO | 0.00183 | 0.00527 | 0.00145 | 137 | 166 | 166
66638 | WOGDN NT | 66640 | WOGDEN | 138 | 138 | UT OGDEN | UT OGDEN | 1 | Closed | Line | NO | 0.00228 | 0.00654 | 0.00181 | 137 | 166 | 166
66635 | W CEDAR | 67438 | WCEDREG | 138 | 138 | UT SIGURD | UT SIGURD | 1 | Closed | Transformer | YES | 0.00045 | 0.00689 | 0 | 133 | 149 | 159.6
66635 | W CEDAR | 67071 | CERRO | 138 | 138 | UT SIGURD | UT SIGURD | 1 | Closed | Line | NO | 0.00162 | 0.00863 | 0.00273 | 197 | 218 | 281
55460 | WINT HI7 | 55759 | WINTHV | 138 | 138 | AIES-Sheerness | AIES-Sheerness | 1 | Closed | Line | NO | 0.00367 | 0.01435 | 0.00384 | 177.3 | 190.7 | 190.7
66603 | AERIAL TAP | 66604 | SALT AIR TAP | 138 | 138 | UT SALT LAKE | UT SALT LAKE | 1 | Closed | Line | NO | 0.00124 | 0.00666 | 0.00209 | 204 | 226 | 299
66602 | GOGGIN B | 66605 | GOGGIN A | 138 | 138 | UT SALT LAKE | UT SALT LAKE | 1 | Closed | Line | NO | 0 | 0.0001 | 0 | 204 | 226 | 299
66595 | UPP | 66603 | AERIAL TAP | 138 | 138 | UT SALT LAKE | UT SALT LAKE | 1 | Closed | Line | NO | 0.00354 | 0.01685 | 0.00513 | 132 | 163 | 192
66590 | UPALCO | 66591 | UPALCO PS | 138 | 138 | UT UINTAH | UT UINTAH | 2 | Closed | Transformer | YES | 0.00115 | 0.05207 | 0 | 160 | 160 | 160
66590 | UPALCO | 66591 | UPALCO PS | 138 | 138 | UT UINTAH | UT UINTAH | 1 | Open | Line | NO | 0.0014 | 0.3239 | 0 | 246 | 252 | 246
66570 | TREASTON | 98274 | mid_98274 | 138 | 230 | ID SPC | ID SPC | 1 | Closed | TransformerWinding | YES | 0.00029 | -0.0073 | 0 | 286.8 | 321.3 | 321.3
66570 | TREASTON | 66680 | WHEELON | 138 | 138 | ID SPC | UT NO UT | 3 | Closed | Line | NO | 0.03947 | 0.12667 | 0.0288 | 132 | 132 | 159
66570 | TREASTON | 66680 | WHEELON | 138 | 138 | ID SPC | UT NO UT | 1 | Closed | Line | NO | 0.03947 | 0.126 | 0.02896 | 132 | 132 | 159
66560 | TOOELE | 68135 | TOOELETP | 138 | 138 | UT TOOELE | UT TOOELE | 1 | Closed | Line | NO | 0.0007 | 0.00575 | 0.0019 | 266 | 334 | 394
66560 | TOOELE | 67298 | PINECNYN | 138 | 138 | UT TOOELE | UT TOOELE | 0 | Closed | Line | NO | 0.00109 | 0.00862 | 0.00488 | 407 | 508 | 508
66560 | TOOELE | 67176 | SHEEP LANE | 138 | 138 | UT TOOELE | UT TOOELE | 1 | Closed | Line | NO | 0.00837 | 0.0237 | 0.00067 | 132 | 163 | 132
66520 | TERMINAL | 67998 | JNSWTTP | 138 | 138 | UT SALT LAKE | UT TOOELE | 1 | Closed | Line | NO | 0.01272 | 0.0704 | 0.02071 | 174 | 195 | 276
66520 | TERMINAL | 66603 | AERIAL TAP | 138 | 138 | UT SALT LAKE | UT SALT LAKE | 1 | Closed | Line | NO | 0.00265 | 0.01432 | 0.00442 | 205 | 210 | 210
66520 | TERMINAL | 66601 | GOGGIN B TAP | 138 | 138 | UT SALT LAKE | UT SALT LAKE | 1 | Closed | Line | NO | 0.00014 | 0.00147 | 0.00043 | 291 | 364 | 364
66500 | TAYLORSV | 68068 | SLCCTP | 138 | 138 | UT SALT LAKE | UT SALT LAKE | 1 | Closed | Line | NO | 0.00059 | 0.00483 | 0.00157 | 231 | 294 | 371
66483 | WEST POINT | 67707 | CLRFLDSO | 138 | 138 | UT OGDEN | UT OGDEN | 1 | Closed | Line | NO | 0.00219 | 0.01486 | 0.00466 | 173 | 245 | 275
66480 | SYRACUSE | 67707 | CLRFLDSO | 138 | 138 | UT OGDEN | UT OGDEN | 1 | Closed | Line | NO | 0.00039 | 0.00321 | 0.00108 | 153 | 153 | 153
66480 | SYRACUSE | 67465 | WALNUTGR | 138 | 138 | UT OGDEN | UT OGDEN | 2 | Closed | Line | NO | 0.00098 | 0.00899 | 0.00235 | 266 | 334 | 381
66480 | SYRACUSE | 67022 | SCHICK TAP | 138 | 138 | UT OGDEN | UT OGDEN | 1 | Closed | Line | NO | 0.00155 | 0.0067 | 0.00333 | 258 | 308 | 308
66480 | SYRACUSE | 66482 | SYRACUSE T | 138 | 138 | UT OGDEN | UT OGDEN | 1 | Closed | Line | NO | 0.00017 | 0.00161 | 0.00042 | 266 | 334 | 394
66455 | KCCBINGH | 67497 | HERRIMTP | 138 | 138 | UT SALT LAKE | UT SALT LAKE | 1 | Closed | Line | NO | 0.00493 | 0.01488 | 0.00371 | 138 | 167 | 190
66436 | DYNAMO | 67418 | TRICITY | 138 | 138 | UT UTAH VALL | UT UTAH VALL | 1 | Closed | Line | NO | 0.00083 | 0.00641 | 0.00384 | 409 | 510 | 600
66436 | DYNAMO | 67411 | TIMP | 138 | 138 | UT UTAH VALL | UT UTAH VALL | 2 | Closed | Line | NO | 0.00078 | 0.00824 | 0.00255 | 292 | 364 | 431
66436 | DYNAMO | 67411 | TIMP | 138 | 138 | UT UTAH VALL | UT UTAH VALL | 1 | Closed | Line | NO | 0.00078 | 0.00824 | 0.00255 | 292 | 364 | 431
66420 | STGEORGE | 66830 | PURG138 | 138 | 138 | UT RED PAC | UT RED PAC | 1 | Closed | Line | NO | 0.00504 | 0.03681 | 0.01165 | 203 | 252 | 296
66420 | STGEORGE | 66424 | STG SVC | 138 | 138 | UT RED PAC | UT RED PAC | 1 | Closed | Line | NO | 0 | 0.0005 | 0 | 382.4 | 382.4 | 382.4
66419 | STG MSC | 66424 | STG SVC | 138 | 138 | UT RED UAMPS | UT RED PAC | 1 | Closed | Line | NO | 0 | 0.0005 | 0 | 382.4 | 382.4 | 382.4
66413 | TAMARISK | 66415 | SPHINX T | 138 | 138 | UT CARB PRIC | UT CARB PRIC | 1 | Closed | Line | NO | 0.01233 | 0.03721 | 0.00928 | 75 | 75 | 108
66405 | SPAN FRK | 66485 | TANNER | 138 | 138 | UT UTAH VALL | UT UTAH VALL | 1 | Closed | Line | NO | 0.00532 | 0.03829 | 0.01118 | 307 | 382 | 382
66404 | REACT AT SF | 66405 | SPAN FRK | 138 | 138 | UT UTAH VALL | UT UTAH VALL | 2 | Closed | Line | NO | 0 | 0.0001 | 0 | 75 | 88 | 113
66404 | REACT AT SF | 66405 | SPAN FRK | 138 | 138 | UT UTAH VALL | UT UTAH VALL | 1 | Open | Line | NO | 0 | 0.573 | 0 | 115 | 115 | 115
55491 | BAT. RV7 | 99946 | mid_99946 | 138 | 240 | AIES-Alliance/Battle River | AIES-Alliance/Battle River | T2 | Closed | TransformerWinding | YES | 0.0003 | -0.00598 | 0 | 299 | 299 | 299
50678 | AVO 138 | 81991 | mid_81991 | 138 | 138 | BC HYDRO | BC HYDRO | 2 | Closed | TransformerWinding | YES | 0.032 | 0.79944 | 0 | 12.4 | 12.4 | 14.8
66386 | LSTCANYONPMP | 66856 | COALVILLE | 138 | 138 | UT PARK CITY | UT PARK CITY | 1 | Closed | Line | NO | 0.0057 | 0.04656 | 0.01553 | 224 | 326 | 369
66370 | SMFLD TP | 66375 | SMITHFIE | 138 | 138 | UT NO UT | UT NO UT | 1 | Closed | Line | NO | 7e-05 | 0.0002 | 5e-05 | 132 | 163 | 191
66360 | SILVR CR | 66387 | SNYDERVL | 138 | 138 | UT PARK CITY | UT PARK CITY | 1 | Closed | Line | NO | 0.0053 | 0.03306 | 0.0107 | 129 | 142 | 188
55508 | KLC_TAP | 55510 | KLC-1 | 138 | 138 | AIES-Rainbow Lake | AIES-Rainbow Lake | 59 | Closed | Line | NO | 0 | 0.0001 | 0 | 50 | 65 | 50
66350 | SIGURD | 98275 | mid_98275 | 138 | 138 | UT SIGURD | UT SIGURD | 2 | Closed | TransformerWinding | YES | 0.00301 | 0.16204 | 0 | 75 | 84 | 75
55547 | ENMX54S7 | 56570 | ENMX65S7 | 138 | 138 | AIES-Calgary | AIES-Calgary | 81 | Closed | Line | NO | 0.00343 | 0.0262 | 0.00826 | 285 | 285 | 350
160150 | TORTOLITA | 14357 | SAG.WEST | 138 | 115 | TEP | APS | 1 | Open | Transformer | YES | 0.00011 | 0.0289 | 0 | 167 | 167 | 167
55508 | KLC_TAP | 55509 | FNC_TAP | 138 | 138 | AIES-Rainbow Lake | AIES-Rainbow Lake | 59 | Closed | Line | NO | 0.0909 | 0.29717 | 0.09174 | 191.9 | 191.9 | 227.1
55602 | GHOSTPI3 | 55948 | 948S_HV | 138 | 138 | AIES-Hanna | AIES-Hanna | 59 | Closed | Line | NO | 0.03516 | 0.07683 | 0.02019 | 107.3 | 118.8 | 142.8
66330 | SEVR TAP | 67105 | TUSHAR | 138 | 138 | UT SIGURD | UT SIGURD | 1 | Closed | Line | NO | 0.02716 | 0.08197 | 0.02043 | 132 | 145 | 174
66330 | SEVR TAP | 66332 | SEVIER | 138 | 138 | UT SIGURD | UT SIGURD | 1 | Closed | Line | NO | 0.00067 | 0.00202 | 0.0005 | 138 | 167 | 190
65291 | 3MIKNOLL | 65360 | CONDATAP | 138 | 138 | ID SPC | ID SPC | 1 | Closed | Line | NO | 0.00398 | 0.01307 | 0.00332 | 137 | 166 | 166
66310 | RIVRDAL | 66461 | SWEBER | 138 | 138 | UT OGDEN | UT OGDEN | 1 | Closed | Line | NO | 0.00154 | 0.00838 | 0.00259 | 206 | 252 | 252
50680 | VLM 138 | 50899 | ABA 225P | 138 | 138 | BC HYDRO | BC HYDRO | 1 | Closed | Line | NO | 0.00586 | 0.04046 | 0.01029 | 71.7 | 71.7 | 71.7
160150 | TORTOLITA | 14356 | SAG.EAST | 138 | 115 | TEP | APS | 1 | Open | Transformer | YES | 0.00011 | 0.0289 | 0 | 167 | 167 | 167
79001 | ARTESIA TAP | 66278 | RANGELY | 138 | 138 | ZoneR4 | UT UINTAH | 1 | Closed | Line | NO | 0.0234 | 0.0873 | 0.022 | 115 | 147 | 115
66275 | RAILRDPP | 67287 | PAINTER | 138 | 138 | WY NAUGHTON | WY NAUGHTON | 1 | Closed | Line | NO | 0.00314 | 0.02689 | 0.00811 | 273 | 337 | 387
66275 | RAILRDPP | 67097 | COMPRE T | 138 | 138 | WY NAUGHTON | WY NAUGHTON | 1 | Closed | Line | NO | 0.00963 | 0.05477 | 0.01527 | 209 | 256 | 293
55471 | MONITOR7 | 99948 | mid_99948 | 138 | 138 | AIES-Hanna | AIES-Hanna | 1T | Closed | TransformerWinding | YES | 0.0125 | 0.85914 | 0 | 25 | 25 | 25
66274 | REDBUTTE | 66420 | STGEORGE | 138 | 138 | UT RED PAC | UT RED PAC | 2 | Closed | Line | NO | 0.00907 | 0.08052 | 0.0223 | 201 | 245 | 299
66261 | CHRCHFRM | 66420 | STGEORGE | 138 | 138 | UT RED DGT | UT RED PAC | 1 | Closed | Line | NO | 0.00291 | 0.01612 | 0.00798 | 152 | 152 | 196
66232 | HATCH | 66233 | LISBONVA | 138 | 138 | UT MOAB PINT | UT MOAB PINT | 1 | Closed | Line | NO | 0.01416 | 0.0428 | 0.01064 | 137 | 138 | 138
66230 | PINTO | 98277 | mid_98277 | 138 | 345 | UT MOAB PINT | UT MOAB PINT | 1 | Closed | TransformerWinding | YES | 0.00141 | 0.11215 | 0 | 112 | 125.4 | 125.4
66230 | PINTO | 98276 | mid_98276 | 138 | 345 | UT MOAB PINT | UT MOAB PINT | 2 | Closed | TransformerWinding | YES | 0.00138 | 0.11648 | 0 | 112 | 125.4 | 125.4
66230 | PINTO | 66232 | HATCH | 138 | 138 | UT MOAB PINT | UT MOAB PINT | 1 | Closed | Line | NO | 0.0281 | 0.0848 | 0.02114 | 80 | 80 | 163
50679 | BLU 138 | 51172 | BLE 211P | 138 | 138 | BC HYDRO | BC HYDRO | 1 | Closed | Line | NO | 1e-05 | 8e-05 | 2e-05 | 115.7 | 115.7 | 143.4
66205 | PARRISH | 67465 | WALNUTGR | 138 | 138 | UT OGDEN | UT OGDEN | 1 | Closed | Line | NO | 0.00564 | 0.05155 | 0.01364 | 266 | 334 | 380
66205 | PARRISH | 66520 | TERMINAL | 138 | 138 | UT OGDEN | UT SALT LAKE | 2 | Closed | Line | NO | 0.01805 | 0.05838 | 0.01445 | 132 | 132 | 180
66205 | PARRISH | 66207 | PARRI TAP A | 138 | 138 | UT OGDEN | UT OGDEN | 1 | Closed | Line | NO | 0.00032 | 0.00252 | 0.00091 | 173 | 245 | 275
66202 | SKYPARK | 67267 | SLCDPU | 138 | 138 | UT OGDEN | UT SALT LAKE | 1 | Closed | Line | NO | 0.00219 | 0.01408 | 0.0045 | 173 | 245 | 275
66200 | PAROWAN | 98278 | mid_98278 | 138 | 230 | UT SIGURD | UT SIGURD | 1 | Closed | TransformerWinding | YES | 0.00126 | -0.01145 | 0 | 131 | 146.7 | 146.7
66187 | SKYLINE | 66420 | STGEORGE | 138 | 138 | UT RED UAMPS | UT RED PAC | 1 | Closed | Line | NO | 0.00088 | 0.00778 | 0.00226 | 201 | 245 | 299
50681 | HLD 138 | 81911 | mid_81911 | 138 | 138 | BC HYDRO | BC HYDRO | 4 | Closed | TransformerWinding | YES | 0.00989 | 0.24716 | 0 | 60 | 60 | 72
66156 | MUDDYCRK | 66158 | MT WIND COL | 138 | 138 | WY NAUGHTON | WY NAUGHTON | 1 | Closed | Line | NO | 0.00524 | 0.04268 | 0.01432 | 217 | 217 | 217
66135 | OQUIRRH | 67951 | ORACLETP | 138 | 138 | UT SALT LAKE | UT SALT LAKE | 1 | Closed | Line | NO | 0.0003 | 0.00199 | 0.00065 | 215 | 262 | 299
66135 | OQUIRRH | 67941 | EBAY NT | 138 | 138 | UT SALT LAKE | UT SALT LAKE | 1 | Closed | Line | NO | 0.00109 | 0.00598 | 0.00178 | 173 | 245 | 267
66135 | OQUIRRH | 67497 | HERRIMTP | 138 | 138 | UT SALT LAKE | UT SALT LAKE | 1 | Closed | Line | NO | 0.00071 | 0.00281 | 0.00074 | 138 | 167 | 190
66135 | OQUIRRH | 67207 | BOEING | 138 | 138 | UT SALT LAKE | UT SALT LAKE | 1 | Closed | Line | NO | 0.00124 | 0.00682 | 0.00203 | 173 | 245 | 275
66135 | OQUIRRH | 67190 | VAST | 138 | 138 | UT SALT LAKE | UT SALT LAKE | 1 | Closed | Line | NO | 0.00052 | 0.00469 | 0.00198 | 291 | 364 | 291
66135 | OQUIRRH | 67135 | FAIRCHLD | 138 | 138 | UT SALT LAKE | UT SALT LAKE | 1 | Closed | Line | NO | 0.00209 | 0.01464 | 0.00464 | 291 | 364 | 430
66135 | OQUIRRH | 67002 | 126TH SO | 138 | 138 | UT SALT LAKE | UT SALT LAKE | 1 | Closed | Line | NO | 0.00135 | 0.01372 | 0.00452 | 291 | 343 | 343
66131 | ONEIDA TAP | 66570 | TREASTON | 138 | 138 | ID SPC | ID SPC | 2 | Closed | Line | NO | 0.0085 | 0.02714 | 0.00624 | 132 | 132 | 159
66130 | ONEIDA | 66150 | OVID | 138 | 138 | ID SPC | ID SPC | 1 | Closed | Line | NO | 0.03686 | 0.09537 | 0.02316 | 68 | 68 | 96
66105 | NUCOR TP | 67271 | NUCOR | 138 | 138 | UT NO UT | UT NUCORE | 1 | Open | Line | NO | 0.00209 | 0.01149 | 0.00343 | 209 | 255 | 255
66105 | NUCOR TP | 66680 | WHEELON | 138 | 138 | UT NO UT | UT NO UT | 1 | Closed | Line | NO | 0.00717 | 0.023 | 0.00523 | 132 | 132 | 178
66085 | NINETY S | 67377 | SOJORDTP | 138 | 138 | UT SALT LAKE | UT SALT LAKE | 1 | Closed | Line | NO | 0.00051 | 0.0036 | 0.00114 | 389 | 425 | 446
66085 | NINETY S | 67340 | SANDYPP | 138 | 138 | UT SALT LAKE | UT SALT LAKE | 1 | Closed | Line | NO | 0.00103 | 0.00546 | 0.00174 | 174 | 247 | 268
66085 | NINETY S | 67110 | SOPARKTP | 138 | 138 | UT SALT LAKE | UT SALT LAKE | 1 | Closed | Line | NO | 0.00099 | 0.00853 | 0.00253 | 231 | 332 | 359
66085 | NINETY S | 67073 | CHAPHILL | 138 | 138 | UT SALT LAKE | UT SALT LAKE | 1 | Closed | Line | NO | 0.00334 | 0.01801 | 0.00558 | 173 | 245 | 265
66075 | CANYON COMP | 67065 | CARTER | 138 | 138 | WY NAUGHTON | WY NAUGHTON | 1 | Closed | Line | NO | 0.0068 | 0.03868 | 0.01079 | 145 | 172 | 172
66070 | NEBO | 66441 | SUMM CRK | 138 | 138 | UT CLOVER | UT CLOVER | 1 | Closed | Line | NO | 0.01653 | 0.04987 | 0.01243 | 132 | 163 | 167
57676 | EDD658 | 56676 | EDD65M2 | 138 | 240 | AIES-Fort McMurray | AIES-Fort McMurray | T2 | Closed | Transformer | YES | 0.00051 | -0.00393 | 0 | 300 | 300 | 300
56959 | LANFIN5 | 99941 | mid_99941 | 138 | 240 | AIES-Hanna | AIES-Hanna | 1T | Closed | TransformerWinding | YES | 0.00057 | -0.00278 | 0 | 300 | 333 | 321
66015 | MOUND SW | 68069 | LILA T | 138 | 138 | UT CARB PRIC | UT CARB PRIC | 1 | Closed | Line | NO | 0.00989 | 0.02984 | 0.00744 | 75 | 75 | 108
56687 | BOHN_01 | 57291 | KETL RV7 | 138 | 138 | AIES-Fort McMurray | AIES-Fort McMurray | 05 | Closed | Line | NO | 0.01516 | 0.03473 | 0.01026 | 94.9 | 94.9 | 94.9
50681 | HLD 138 | 80254 | MR2 138 | 138 | 138 | BC HYDRO | BC HYDRO | 1 | Closed | Line | NO | 0.0251 | 0.09032 | 0.023 | 171.4 | 191.2 | 191.2
65998 | CLOVERT1 | 66070 | NEBO | 138 | 138 | UT CLOVER | UT CLOVER | 1 | Closed | Line | NO | 0.00757 | 0.02283 | 0.00569 | 132 | 163 | 190
65997 | CLOVER | 66001 | CLOVERT2 | 138 | 138 | UT CLOVER | UT CLOVER | 2 | Closed | Line | NO | 0.00095 | 0.00777 | 0.00256 | 132 | 163 | 166
65997 | CLOVER | 65999 | HOUWELING | 138 | 138 | UT CLOVER | UT CLOVER | 1 | Closed | Line | NO | 0.0029 | 0.00827 | 0.00231 | 131 | 163 | 191
50683 | STL 138 | 50685 | STL 55P | 138 | 138 | BC HYDRO | BC HYDRO | 1 | Closed | Line | NO | 0.00222 | 0.0044 | 0.00116 | 60.7 | 60.7 | 116.6
65990 | MOAB | 66232 | HATCH | 138 | 138 | UT MOAB PINT | UT MOAB PINT | 1 | Closed | Line | NO | 0.05095 | 0.15375 | 0.03833 | 80 | 80 | 163
60015 | ALAMEDA | 60318 | ELDR TAP | 138 | 138 | ZoneIP Eastern | ZoneIP Eastern | 1 | Closed | Line | NO | 0.00069 | 0.00431 | 0.00105 | 217.7 | 245.5 | 293.5
65952 | HEYS | 65953 | MATHNTON | 138 | 138 | UT CARB PRIC | UT CARB PRIC | 1 | Closed | Line | NO | 0.00645 | 0.01945 | 0.00485 | 137 | 137 | 172
65950 | MIDWAY | 66645 | WALLBURG | 138 | 138 | UT PARK CITY | UT PARK CITY | 1 | Closed | Line | NO | 0.01177 | 0.0354 | 0.00888 | 137 | 166 | 166
65948 | MIDLNE | 66639 | WOGDN ST | 138 | 138 | UT OGDEN | UT OGDEN | 1 | Closed | Line | NO | 0.00289 | 0.00927 | 0.00211 | 132 | 132 | 180
57291 | KETL RV7 | 99939 | mid_99939 | 138 | 240 | AIES-Fort McMurray | AIES-Fort McMurray | T1 | Closed | TransformerWinding | YES | 0.00054 | -0.02393 | 0 | 200 | 237.5 | 214
60020 | AMFLS | 61644 | KRAMER | 138 | 138 | ZoneIP Eastern | ZoneIP Eastern | 1 | Closed | Line | NO | 0.01355 | 0.06786 | 0.02128 | 153.7 | 189.5 | 194.6
65946 | MIDVALLY | 67064 | CARLISLE | 138 | 138 | UT SALT LAKE | UT SALT LAKE | 2 | Closed | Line | NO | 0.00068 | 0.00691 | 0.0023 | 293 | 338 | 338
60020 | AMFLS | 60070 | BRADY | 138 | 138 | ZoneIP Eastern | ZoneIP Eastern | 1 | Closed | Line | NO | 0.00016 | 0.00144 | 0.00043 | 292.3 | 330.3 | 423.1
65946 | MIDVALLY | 66190 | PARKWAY | 138 | 138 | UT SALT LAKE | UT SALT LAKE | 1 | Closed | Line | NO | 0.0001 | 0.00089 | 0.00026 | 231 | 332 | 342
60020 | AMFLS | 61646 | LAMB | 138 | 138 | ZoneIP Eastern | ZoneIP Eastern | 1 | Closed | Line | NO | 0.00162 | 0.00878 | 0.00222 | 208.4 | 234.9 | 293.5
65937 | MEADOWBR | 68068 | SLCCTP | 138 | 138 | UT SALT LAKE | UT SALT LAKE | 1 | Closed | Line | NO | 0.00063 | 0.00516 | 0.00167 | 231 | 294 | 371
65145 | BENLOMND | 68033 | WHITERK | 138 | 138 | UT OGDEN | UT NO UT | 1 | Closed | Line | NO | 0.0117 | 0.04128 | 0.00994 | 132 | 132 | 180
65934 | MCPLT138 | 66297 | RIVER | 138 | 138 | UT RED UAMPS | UT RED UAMPS | 1 | Closed | Line | NO | 0.00085 | 0.00695 | 0.00239 | 200 | 200 | 200
65930 | MCCELAND | 67506 | UNIV WTP | 138 | 138 | UT SALT LAKE | UT SALT LAKE | 1 | Closed | Line | NO | 0.00029 | 0.00291 | 0.00096 | 209 | 255 | 255
60040 | BOISEBCH | 61212 | BUTLER | 138 | 138 | ZoneIP Central | ZoneIP Central | 1 | Closed | Line | NO | 0.00144 | 0.0125 | 0.0038 | 292.3 | 330.3 | 392.5
60040 | BOISEBCH | 61240 | GOWEN TP | 138 | 138 | ZoneIP Central | ZoneIP Central | 1 | Closed | Line | NO | 0.00106 | 0.00546 | 0.00164 | 207 | 233.3 | 281.8
160131 | NORTH_EAST_W | 160139 | RILLITO | 138 | 138 | TEP | TEP | 1 | Closed | Line | NO | 0.00278 | 0.01937 | 0.0027 | 541 | 610 | 541
65885 | LAKEPARK | 66520 | TERMINAL | 138 | 138 | UT SALT LAKE | UT SALT LAKE | 1 | Closed | Line | NO | 0.00131 | 0.01343 | 0.00436 | 282 | 344 | 344
65880 | KIM CLRK | 67037 | BDO T | 138 | 138 | UT OGDEN | UT OGDEN | 1 | Closed | Line | NO | 0.00052 | 0.00146 | 0.00041 | 137 | 166 | 166
65876 | KEARNS | 66642 | WEST VAL | 138 | 138 | UT SALT LAKE | UT SALT LAKE | 1 | Closed | Line | NO | 0.00087 | 0.00877 | 0.00292 | 291 | 304 | 304
65876 | KEARNS | 66500 | TAYLORSV | 138 | 138 | UT SALT LAKE | UT SALT LAKE | 1 | Closed | Line | NO | 0.00195 | 0.01003 | 0.00316 | 204 | 254 | 299
65870 | WASHAK T | 67271 | NUCOR | 138 | 138 | UT NO UT | UT NUCORE | 1 | Closed | Line | NO | 0.00052 | 0.00285 | 0.00085 | 209 | 255 | 255
60035 | BLISS | 61917 | TUANA TP | 138 | 138 | ZoneIP Southern | ZoneIP Southern | 1 | Closed | Line | NO | 0.0052 | 0.0262 | 0.00706 | 89.9 | 130.3 | 135.3
50682 | HVC 138U | 81900 | mid_81900 | 138 | 138 | BC HYDRO | BC HYDRO | E | Closed | TransformerWinding | YES | 0.01873 | 0.46788 | 0 | 33.3 | 33.3 | 39.5
65865 | JORDAN | 65867 | AIR LIQUID | 138 | 138 | UT SALT LAKE | UT SALT LAKE | 1 | Closed | Line | NO | 0.00261 | 0.02059 | 0.00736 | 231 | 332 | 363
61711 | KUNA TAP | 60065 | BOMT_138 | 138 | 138 | ZoneIP Central | ZoneIP Central | 1 | Closed | Line | NO | 0.00544 | 0.03095 | 0.00749 | 207 | 233.3 | 297.1
14315 | CEDARMT2 | 14316 | CEDARMT3 | 138 | 138 | APS | APS | 1 | Closed | Line | NO | 0.00107 | 0.00714 | 0.01483 | 241 | 241 | 241
65765 | HILAND | 66723 | WSTFIELD | 138 | 138 | UT UTAH VALL | UT UTAH VALL | 1 | Closed | Line | NO | 0.00081 | 0.00658 | 0.00223 | 266 | 334 | 394
50687 | ABA 138 | 50899 | ABA 225P | 138 | 138 | BC HYDRO | BC HYDRO | 1 | Closed | Line | NO | 0.00126 | 0.00249 | 0.00066 | 60.7 | 60.7 | 116.6
65745 | HALE | 66645 | WALLBURG | 138 | 138 | UT UTAH VALL | UT PARK CITY | 1 | Closed | Line | NO | 0.01427 | 0.04242 | 0.01091 | 137 | 166 | 166
65745 | HALE | 66405 | SPAN FRK | 138 | 138 | UT UTAH VALL | UT UTAH VALL | 1 | Closed | Line | NO | 0.00797 | 0.06757 | 0.02085 | 266 | 334 | 393
65015 | SCOV IPC | 65065 | ANTLOP 1 | 138 | 138 | ID NPC | ID NPC | 1 | Closed | Line | NO | 0.00068 | 0.00206 | 0.00051 | 133 | 169 | 180
65030 | INTNLSWR | 65345 | GRINDING | 138 | 138 | UT SALT LAKE | UT SALT LAKE | 1 | Closed | Line | NO | 0.00632 | 0.0361 | 0.00992 | 208 | 256 | 265
160135 | CISNE | 160157 | WILMOT_HV1 | 138 | 138 | TEP | TEP | 1 | Closed | Line | NO | 0 | 0.0003 | 0 | 541 | 610 | 541
65695 | GRACE | 66385 | SODA | 138 | 138 | ID SPC | ID SPC | 1 | Closed | Line | NO | 0.01285 | 0.04123 | 0.00938 | 138 | 138 | 180
65695 | GRACE | 66130 | ONEIDA | 138 | 138 | ID SPC | ID SPC | 1 | Closed | Line | NO | 0.02544 | 0.08164 | 0.01857 | 132 | 132 | 179
65014 | 70 W TAP | 67005 | 118 S 70 W | 138 | 138 | UT SALT LAKE | UT SALT LAKE | 1 | Closed | Line | NO | 0.00028 | 0.00252 | 0.00107 | 307 | 375 | 402
50684 | HVC 55P | 80934 | HLD 56P | 138 | 138 | BC HYDRO | BC HYDRO | 1 | Closed | Line | NO | 0.00494 | 0.02351 | 0.00608 | 191.2 | 191.2 | 191.2
60105 | CALDWELL | 61861 | WILS TAP | 138 | 138 | ZoneIP Central | ZoneIP Central | 1 | Closed | Line | NO | 0.0014 | 0.01181 | 0.00369 | 286.8 | 321.2 | 364.3
65650 | GILLESPE | 65745 | HALE | 138 | 138 | UT UTAH VALL | UT UTAH VALL | 1 | Closed | Line | NO | 0.00013 | 0.0011 | 0.00028 | 100 | 100 | 100
65590 | GADSBY | 66520 | TERMINAL | 138 | 138 | UT SALT LAKE | UT SALT LAKE | 2 | Closed | Line | NO | 0.00255 | 0.02003 | 0.00721 | 231 | 332 | 359
65590 | GADSBY | 65611 | GADSBYGT | 138 | 138 | UT SALT LAKE | UT SALT LAKE | 1 | Closed | Line | NO | 0 | 0.0003 | 0 | 208 | 254 | 208
60120 | DALE | 60340 | TFAL JCT | 138 | 138 | ZoneIP Southern | ZoneIP Southern | 1 | Closed | Line | NO | 0.01526 | 0.07926 | 0.0217 | 208.4 | 235 | 281.8
60180 | KINPORT | 60125 | DON | 138 | 138 | ZoneIP Eastern | ZoneIP Eastern | 1 | Closed | Line | NO | 0.0005 | 0.00383 | 0.00202 | 309.5 | 386.4 | 392.5
65553 | FORTPRCE | 66261 | CHRCHFRM | 138 | 138 | UT RED DGT | UT RED DGT | 1 | Closed | Line | NO | 0.0042 | 0.02383 | 0.00703 | 152 | 152 | 152
65540 | EVANSTON | 66275 | RAILRDPP | 138 | 138 | WY NAUGHTON | WY NAUGHTON | 1 | Closed | Line | NO | 0.00226 | 0.01215 | 0.00377 | 206 | 252 | 252
65530 | ENTERP V | 69787 | COVE MTN I | 138 | 138 | UT RED PAC | UT SIGURD | 1 | Closed | Line | NO | 7e-05 | 0.00037 | 0.00012 | 204 | 254 | 299
65530 | ENTERP V | 66274 | REDBUTTE | 138 | 138 | UT RED PAC | UT RED PAC | 1 | Closed | Line | NO | 0.00545 | 0.05843 | 0.01729 | 289 | 362 | 427
65520 | EMMAPARK | 66591 | UPALCO PS | 138 | 138 | UT UINTAH | UT UINTAH | 1 | Closed | Line | NO | 0.06534 | 0.19716 | 0.04915 | 133 | 150 | 185
65515 | EMERY | 69795 | HUNTER_POI | 138 | 138 | UT HUNT EMER | UT HUNT EMER | 1 | Closed | Line | NO | 0.0049 | 0.01411 | 0.00387 | 130 | 161 | 188
65505 | EL MONTE | 67089 | COLDWATR | 138 | 138 | UT OGDEN | UT OGDEN | 1 | Closed | Line | NO | 0.00387 | 0.02202 | 0.00608 | 199 | 248 | 292
65501 | ELAYTON | 67155 | GORDNAVT | 138 | 138 | UT OGDEN | UT OGDEN | 1 | Closed | Line | NO | 0.0015 | 0.00812 | 0.00251 | 203 | 225 | 299
65501 | ELAYTON | 65771 | HILLTAP | 138 | 138 | UT OGDEN | UT OGDEN | 1 | Closed | Line | NO | 0.00178 | 0.01068 | 0.00323 | 206 | 252 | 252
65499 | E BENCH | 65505 | EL MONTE | 138 | 138 | UT OGDEN | UT OGDEN | 1 | Closed | Line | NO | 0.00062 | 0.00524 | 0.00162 | 280 | 321 | 345
65475 | DUMAS | 67312 | PORTROCK | 138 | 138 | UT SALT LAKE | UT SALT LAKE | 1 | Closed | Line | NO | 0.00373 | 0.0232 | 0.00735 | 225 | 296 | 306
65471 | DRY CREK | 66441 | SUMM CRK | 138 | 138 | UT SUVPS | UT CLOVER | 1 | Closed | Line | NO | 0.02612 | 0.08392 | 0.02156 | 132 | 163 | 167
65471 | DRY CREK | 66405 | SPAN FRK | 138 | 138 | UT SUVPS | UT UTAH VALL | 1 | Closed | Line | NO | 0.00212 | 0.01742 | 0.00572 | 267 | 335 | 373
50681 | HLD 138 | 51475 | STM 243P | 138 | 138 | BC HYDRO | BC HYDRO | 1 | Closed | Line | NO | 0.0199 | 0.07163 | 0.0183 | 174.7 | 188.1 | 191.2
50663 | ARM 1B1 | 50664 | END 1B1 | 138 | 138 | BC HYDRO | BC HYDRO | 1 | Closed | Line | NO | 0.01444 | 0.03769 | 0.00912 | 136.5 | 136.5 | 143.4
65455 | DECKLAKE | 65456 | REMINGTON | 138 | 138 | UT SALT LAKE | UT SALT LAKE | 1 | Closed | Line | NO | 0.00093 | 0.008 | 0.00236 | 231 | 332 | 372
61539 | FSGL TP | 60175 | KING | 138 | 138 | ZoneIP Southern | ZoneIP Southern | 1 | Closed | Line | NO | 0.00018 | 0.00157 | 0.00048 | 292.3 | 330.3 | 393.2
65395 | CUTLER | 66680 | WHEELON | 138 | 138 | UT NO UT | UT NO UT | 1 | Closed | Line | NO | 0.00045 | 0.00131 | 0.00035 | 129 | 154 | 154
65390 | CUDAHY | 66520 | TERMINAL | 138 | 138 | UT OGDEN | UT SALT LAKE | 1 | Closed | Line | NO | 0.01041 | 0.03526 | 0.00942 | 132 | 132 | 180
65390 | CUDAHY | 66205 | PARRISH | 138 | 138 | UT OGDEN | UT OGDEN | 1 | Closed | Line | NO | 0.00882 | 0.02966 | 0.00707 | 132 | 132 | 180
160109 | DMP_CENTRAL | 160111 | DMP_NORTH | 138 | 138 | TEP | TEP | 1 | Closed | Line | NO | 0 | 0.0003 | 0 | 9999 | 9999 | 9999
65365 | COTTONWD | 67367 | SO EAST | 138 | 138 | UT SALT LAKE | UT SALT LAKE | 1 | Closed | Line | NO | 0.00191 | 0.01061 | 0.00311 | 173 | 247 | 276
65365 | COTTONWD | 65946 | MIDVALLY | 138 | 138 | UT SALT LAKE | UT SALT LAKE | 1 | Closed | Line | NO | 0.00178 | 0.01805 | 0.00599 | 292 | 365 | 432
65355 | COLUMBIA | 66450 | SUNNYSID | 138 | 138 | UT CARB PRIC | UT CARB PRIC | 1 | Closed | Line | NO | 0.00306 | 0.00923 | 0.0023 | 137 | 166 | 189
65350 | COLEMANX | 67106 | CRHOLLOW | 138 | 138 | UT SIGURD | UT SIGURD | 1 | Closed | Line | NO | 0.00302 | 0.00911 | 0.00227 | 137 | 150 | 190
65350 | COLEMANX | 65525 | ENOCH T | 138 | 138 | UT SIGURD | UT SIGURD | 1 | Closed | Line | NO | 0.00893 | 0.02695 | 0.00672 | 137 | 150 | 190
65345 | GRINDING | 67099 | COPPERHL | 138 | 138 | UT SALT LAKE | UT SALT LAKE | 1 | Closed | Line | NO | 0.00144 | 0.00787 | 0.00238 | 173 | 245 | 275
60220 | MCCALL | 60217 | STARKEY | 138 | 138 | ZoneIP Western | ZoneIP Western | 2 | Closed | Line | NO | 0.01824 | 0.06527 | 0.01688 | 144.6 | 162.3 | 206
65315 | CENTRAL | 66274 | REDBUTTE | 138 | 138 | UT RED PAC | UT RED PAC | 1 | Closed | Line | NO | 0 | 0.0001 | 0 | 382 | 382 | 382
65314 | THREE PT | 69760 | PINTURA | 138 | 138 | UT SIGURD | UT SIGURD | 1 | Closed | Line | NO | 0.00124 | 0.00662 | 0.00209 | 197 | 218 | 281
65314 | THREE PT | 67439 | WECCO | 138 | 138 | UT SIGURD | UT SIGURD | 1 | Closed | Line | NO | 0.00058 | 0.00306 | 0.00098 | 173 | 193 | 278
65310 | CENTENAL | 66520 | TERMINAL | 138 | 138 | UT SALT LAKE | UT SALT LAKE | 1 | Closed | Line | NO | 0.00089 | 0.00765 | 0.00225 | 231 | 332 | 372
65310 | CENTENAL | 65456 | REMINGTON | 138 | 138 | UT SALT LAKE | UT SALT LAKE | 1 | Closed | Line | NO | 0.00068 | 0.00587 | 0.00173 | 231 | 332 | 372
65291 | 3MIKNOLL | 65695 | GRACE | 138 | 138 | ID SPC | ID SPC | 1 | Closed | Line | NO | 0.00761 | 0.06576 | 0.01951 | 218 | 288 | 295
61466 | LINCONTP | 60230 | MIDPOINT | 138 | 138 | ZoneIP Southern | ZoneIP Southern | 1 | Closed | Line | NO | 0.02712 | 0.08558 | 0.02138 | 143.9 | 161.8 | 205.3
61301 | OCHD_TAP | 60252 | MT HOME2 | 138 | 138 | ZoneIP Central | ZoneIP Central | 1 | Closed | Line | NO | 0.02747 | 0.08669 | 0.02067 | 122.9 | 142.7 | 187.6
65245 | CAMERON | 66200 | PAROWAN | 138 | 138 | UT SIGURD | UT SIGURD | 1 | Closed | Line | NO | 0.0472 | 0.14243 | 0.03551 | 136 | 149 | 174
65240 | BUTVILLE | 67073 | CHAPHILL | 138 | 138 | UT SALT LAKE | UT SALT LAKE | 1 | Closed | Line | NO | 0.00262 | 0.01418 | 0.00436 | 173 | 245 | 265
65240 | BUTVILLE | 65750 | HAMMER | 138 | 138 | UT SALT LAKE | UT SALT LAKE | 1 | Closed | Line | NO | 0.00162 | 0.00877 | 0.0027 | 173 | 245 | 265
60305 | QUARTZ | 61055 | NELSN TP | 138 | 138 | ZoneIP Western | ZoneIP Western | 1 | Closed | Line | NO | 0.02027 | 0.11576 | 0.03169 | 217.7 | 245.5 | 312.9
65192 | BONANZA | 66278 | RANGELY | 138 | 138 | UT UINTAH | UT UINTAH | 1 | Closed | Line | NO | 0.0092 | 0.0998 | 0.0304 | 181 | 200 | 181
60340 | TFAL JCT | 61914 | POLN TAP | 138 | 138 | ZoneIP Southern | ZoneIP Southern | 1 | Closed | Line | NO | 0.00141 | 0.00774 | 0.00202 | 207 | 233.3 | 297.1
60350 | TFALL TP | 60351 | TFALL PP | 138 | 138 | ZoneIP Southern | ZoneIP Southern | 1 | Closed | Line | NO | 0.00139 | 0.00446 | 0.001 | 122.9 | 142.7 | 187.6
65145 | BENLOMND | 67992 | LITLMTNT | 138 | 138 | UT OGDEN | UT OGDEN | 1 | Closed | Line | NO | 0.00979 | 0.05292 | 0.01633 | 209 | 255 | 255
65145 | BENLOMND | 66482 | SYRACUSE T | 138 | 138 | UT OGDEN | UT OGDEN | 1 | Closed | Line | NO | 0.00782 | 0.07197 | 0.01881 | 266 | 334 | 394
60375 | WOOD RVR | 61444 | HAILEY | 138 | 138 | ZoneIP Southern | ZoneIP Southern | 1 | Closed | Line | NO | 0.00243 | 0.00717 | 0.00204 | 144.6 | 162.3 | 194.6
65145 | BENLOMND | 65785 | HONEYVIL | 138 | 138 | UT OGDEN | UT NO UT | 1 | Closed | Line | NO | 0.02985 | 0.09555 | 0.02244 | 132 | 132 | 167
61263 | MHAFB JT | 60390 | DANSKIN | 138 | 138 | ZoneIP Central | ZoneIP Central | 1 | Closed | Line | NO | 0.01571 | 0.04884 | 0.01142 | 144.6 | 162.3 | 206
60371 | WEISR TP | 60370 | WEISER | 138 | 138 | ZoneIP Western | ZoneIP Western | 1 | Closed | Line | NO | 0.00448 | 0.01356 | 0.00338 | 95.6 | 95.6 | 107.1
65110 | BARNEY | 67941 | EBAY NT | 138 | 138 | UT SALT LAKE | UT SALT LAKE | 1 | Closed | Line | NO | 0.00253 | 0.014 | 0.00414 | 173 | 245 | 267
60814 | CEDAR_CK+ | 60815 | CURLEW | 138 | 138 | Snake River / NW Wyoming | Snake River / NW Wyoming | 1 | Closed | Line | NO | 0.0123 | 0.04482 | 0.01162 | 143.3 | 143.3 | 143.3
65085 | ASHLEY | 66590 | UPALCO | 138 | 138 | UT UINTAH | UT UINTAH | 1 | Closed | Line | NO | 0.06375 | 0.19238 | 0.04796 | 133 | 150 | 176
61502 | SUGAR | 60824 | MINICO | 138 | 138 | ZoneIP Southern | Snake River / NW Wyoming | 1 | Closed | Line | NO | 0.00038 | 0.00172 | 0.00062 | 207 | 233.3 | 297.1
65055 | ANSCHUTZ | 66545 | THIEF TP | 138 | 138 | WY NAUGHTON | WY NAUGHTON | 1 | Closed | Line | NO | 0.00065 | 0.00367 | 0.00102 | 209 | 257 | 294
60812 | CANAL# | 61810 | MINIDOKA | 138 | 138 | Snake River / NW Wyoming | Snake River / NW Wyoming | 1 | Closed | Line | NO | 0.02478 | 0.05349 | 0.01239 | 126.7 | 126.7 | 162.5
65045 | ANGEL TAP | 66480 | SYRACUSE | 138 | 138 | UT OGDEN | UT OGDEN | 1 | Closed | Line | NO | 0.00319 | 0.01022 | 0.00232 | 132 | 159 | 159
65040 | ANGEL | 67022 | SCHICK TAP | 138 | 138 | UT OGDEN | UT OGDEN | 1 | Closed | Line | NO | 0.00208 | 0.00597 | 0.00164 | 137 | 166 | 166
65040 | ANGEL | 66378 | SMITHS | 138 | 138 | UT OGDEN | UT OGDEN | 1 | Closed | Line | NO | 0.00014 | 0.0004 | 0.0001 | 132 | 163 | 191
65030 | INTNLSWR | 66560 | TOOELE | 138 | 138 | UT SALT LAKE | UT TOOELE | 1 | Closed | Line | NO | 0.00352 | 0.01915 | 0.00579 | 208 | 229 | 229
60832 | ROE CNR | 60833 | ROE_CR# | 138 | 138 | Snake River / NW Wyoming | Snake River / NW Wyoming | 1 | Closed | Line | NO | 0.0013 | 0.01167 | 0.00361 | 241.4 | 241.4 | 308.3
60842 | NEW BURL | 60838 | W BURLEY | 138 | 138 | Snake River / NW Wyoming | Snake River / NW Wyoming | 1 | Closed | Line | NO | 0.00295 | 0.00822 | 0.00254 | 78.9 | 78.9 | 164.9
65013 | 118TH SO | 65475 | DUMAS | 138 | 138 | UT SALT LAKE | UT SALT LAKE | 1 | Closed | Line | NO | 0.00096 | 0.00786 | 0.0026 | 266 | 334 | 394
61206 | BUBG JT | 61211 | BRUNO BG | 138 | 138 | ZoneIP Central | ZoneIP Central | 1 | Closed | Line | NO | 0.01767 | 0.05569 | 0.01386 | 141 | 141 | 141
61254 | LOCUST | 61222 | CLOVRDAL | 138 | 138 | ZoneIP Central | ZoneIP Central | 1 | Closed | Line | NO | 0.00282 | 0.0171 | 0.00624 | 207 | 233.3 | 293.5
61212 | BUTLER | 61806 | WYE | 138 | 138 | ZoneIP Central | ZoneIP Central | 1 | Closed | Line | NO | 0.0025 | 0.01332 | 0.00433 | 217.7 | 245.5 | 296.4
61233 | GARY | 61228 | EAGLETP | 138 | 138 | ZoneIP Central | ZoneIP Central | 1 | Closed | Line | NO | 0.00205 | 0.01143 | 0.0036 | 199.8 | 229.7 | 296.4
160113 | EAST_LOOP_N | 160130 | NORTH_EAST_E | 138 | 138 | TEP | TEP | 1 | Closed | Line | NO | 0.00466 | 0.024 | 0.0079 | 287 | 287 | 287
61238 | GLFRY TP | 61255 | GLFU S11 | 138 | 138 | ZoneIP Central | ZoneIP Southern | 1 | Closed | Line | NO | 0.07164 | 0.11444 | 0.0229 | 89.6 | 99.2 | 126.9
160113 | EAST_LOOP_N | 160118 | HARRISON | 138 | 138 | TEP | TEP | 1 | Closed | Line | NO | 0.00205 | 0.01235 | 0.004 | 370 | 370 | 370
61242 | H.P. | 61254 | LOCUST | 138 | 138 | ZoneIP Central | ZoneIP Central | 1 | Closed | Line | NO | 0.00118 | 0.00736 | 0.00236 | 199.8 | 229.7 | 293.5
61767 | SPVY TAP | 61245 | HIDNSPGS | 138 | 138 | ZoneIP Central | ZoneIP Central | 1 | Closed | Line | NO | 0.00207 | 0.00741 | 0.0019 | 122.9 | 142.7 | 187.6
61263 | MHAFB JT | 61262 | MHAFB | 138 | 138 | ZoneIP Central | ZoneIP Central | 1 | Closed | Line | NO | 0.00818 | 0.02522 | 0.00652 | 144.6 | 162.3 | 206
61254 | LOCUST | 61720 | TENMILE | 138 | 138 | ZoneIP Central | ZoneIP Central | 1 | Closed | Line | NO | 0.0028 | 0.0144 | 0.0044 | 199.8 | 229.7 | 299.7
160112 | DREXEL | 999843 | DRETEP11 | 138 | 138 | TEP | TEP | 1 | Open | Line | NO | 0.0029 | 0.01444 | 0.00214 | 541 | 610 | 541
61245 | HIDNSPGS | 61225 | DRY CRK | 138 | 138 | ZoneIP Central | ZoneIP Central | 1 | Closed | Line | NO | 0.00229 | 0.00736 | 0.00168 | 122.9 | 142.7 | 187.6
61408 | BL GULCH | 61412 | BRDR TAP | 138 | 138 | ZoneIP Southern | ZoneIP Southern | 1 | Closed | Line | NO | 0.13264 | 0.21389 | 0.04772 | 89.6 | 99.2 | 126.9
61432 | EASTGATE | 61494 | RUSSETT | 138 | 138 | ZoneIP Southern | ZoneIP Southern | 1 | Closed | Line | NO | 0.00133 | 0.00799 | 0.00243 | 191.2 | 191.2 | 214.2
160152 | TWENTYSECOND | 160114 | EAST_LOOP_S | 138 | 138 | TEP | TEP | 1 | Closed | Line | NO | 0.00555 | 0.01864 | 0.0069 | 370 | 370 | 370
61710 | STOD TP | 61278 | VCTRY TP | 138 | 138 | ZoneIP Central | ZoneIP Central | 1 | Closed | Line | NO | 0.00042 | 0.00347 | 0.00071 | 292.3 | 330.3 | 423.1
61470 | MAGIC TP | 61475 | MOONSTON | 138 | 138 | ZoneIP Southern | ZoneIP Southern | 1 | Closed | Line | NO | 0.00312 | 0.0216 | 0.00577 | 244.8 | 275.4 | 353.3
61482 | NHBT TAP | 61455 | JEROM JT | 138 | 138 | ZoneIP Southern | ZoneIP Southern | 1 | Closed | Line | NO | 0.0069 | 0.03983 | 0.01072 | 199.8 | 229.7 | 299.7
160144 | SNYDER | 160113 | EAST_LOOP_N | 138 | 138 | TEP | TEP | 1 | Closed | Line | NO | 0.00357 | 0.0189 | 0.0058 | 287 | 287 | 287
61810 | MINIDOKA | 61491 | RFT R T | 138 | 138 | Snake River / NW Wyoming | ZoneIP Southern | 1 | Closed | Line | NO | 0.01068 | 0.05615 | 0.01514 | 208.4 | 235 | 299.3
61713 | VLVU TAP | 61714 | VLVU | 138 | 138 | ZoneIP Central | ZoneIP Central | 1 | Closed | Line | NO | 0.00053 | 0.00283 | 0.00092 | 203.2 | 203.2 | 203.2
61703 | ZILOG TP | 61704 | ZILOG | 138 | 138 | ZoneIP Central | ZoneIP Central | 1 | Closed | Line | NO | 0.00086 | 0.00249 | 0.00076 | 199.8 | 229.7 | 299.7
61719 | ECKERTTP | 61718 | ECKERT | 138 | 138 | ZoneIP Central | ZoneIP Central | 1 | Closed | Line | NO | 0.00153 | 0.00817 | 0.00266 | 218 | 218 | 218
61767 | SPVY TAP | 61757 | SPR VLY | 138 | 138 | ZoneIP Central | ZoneIP Central | 1 | Closed | Line | NO | 0.00431 | 0.0137 | 0.00392 | 141 | 141 | 141
61861 | WILS TAP | 61843 | WILLIS | 138 | 138 | ZoneIP Central | ZoneIP Central | 1 | Closed | Line | NO | 0.00187 | 0.00991 | 0.00317 | 199.8 | 229.7 | 299.7
160119 | HARTT | 160117 | GREEN_VALLEY | 138 | 138 | TEP | TEP | 1 | Open | Line | NO | 0.00266 | 0.0154 | 0.0088 | 341 | 341 | 341
61919 | CASIA WP | 61918 | CAWP TAP | 138 | 138 | ZoneIP Southern | ZoneIP Southern | 1 | Closed | Line | NO | 3e-05 | 0.0001 | 2e-05 | 54 | 54 | 72.2
61916 | TUANA | 61917 | TUANA TP | 138 | 138 | ZoneIP Southern | ZoneIP Southern | 1 | Closed | Line | NO | 3e-05 | 0.00029 | 4e-05 | 208.4 | 235 | 299.3
61914 | POLN TAP | 61915 | POLELINE | 138 | 138 | ZoneIP Southern | ZoneIP Southern | 1 | Closed | Line | NO | 0.0022 | 0.01112 | 0.00345 | 207 | 233.3 | 293.5
61864 | RFT R2TP | 61865 | RFT RIDL | 138 | 138 | ZoneIP Central | ZoneIP RFT | 1 | Closed | Line | NO | 0.0001 | 0.0003 | 0.0001 | 89.6 | 95.6 | 107.1
61858 | NORCO | 61857 | NORC TAP | 138 | 138 | ZoneIP Central | ZoneIP Central | 1 | Closed | Line | NO | 0.0002 | 0.00056 | 0.00017 | 144.6 | 162.3 | 206
61857 | NORC TAP | 61853 | KRCHRTP2 | 138 | 138 | ZoneIP Central | ZoneIP Central | 1 | Closed | Line | NO | 0.00014 | 0.00073 | 0.00024 | 199.8 | 229.7 | 299.7
61950 | UNITY | 61850 | HEYBURN | 138 | 138 | Snake River / NW Wyoming | Snake River / NW Wyoming | 1 | Closed | Line | NO | 0.01267 | 0.02621 | 0.0071 | 95.6 | 95.6 | 145.8
160144 | SNYDER | 160106 | CRAYCROFT | 138 | 138 | TEP | TEP | 1 | Open | Line | NO | 0.00208 | 0.01872 | 0.00487 | 370 | 370 | 370
61843 | WILLIS | 61838 | LANSING | 138 | 138 | ZoneIP Central | ZoneIP Central | 1 | Closed | Line | NO | 0.00309 | 0.01629 | 0.00527 | 222.5 | 251 | 320.5
61835 | WJOHN DY | 61987 | PCSR | 138 | 138 | ZoneIP OTEC | ZoneIP Western | 1 | Closed | Line | NO | 0.01871 | 0.05899 | 0.01468 | 143.4 | 143.4 | 143.4
61838 | LANSING | 61832 | STAR TAP | 138 | 138 | ZoneIP Central | ZoneIP Central | 1 | Closed | Line | NO | 0.00391 | 0.02063 | 0.00668 | 222.5 | 251 | 320.5
61825 | HINES | 61835 | WJOHN DY | 138 | 138 | ZoneIP Western | ZoneIP OTEC | 1 | Closed | Line | NO | 0.0863 | 0.2721 | 0.0677 | 143.4 | 143.4 | 143.4
61825 | HINES | 61826 | HINES | 138 | 115 | ZoneIP Western | ZoneIP Western | 1 | Closed | Transformer | YES | 0.00693 | 0.10394 | 0 | 80 | 88 | 96
61868 | VCTRY JT | 61806 | WYE | 138 | 138 | ZoneIP Central | ZoneIP Central | 1 | Closed | Line | NO | 0.00097 | 0.0084 | 0.00252 | 233.5 | 289.5 | 296.4
61803 | BCRT | 61868 | VCTRY JT | 138 | 138 | ZoneIP Central | ZoneIP Central | 1 | Closed | Line | NO | 0.0001 | 0.00088 | 0.00026 | 233.5 | 289.5 | 296.4
61737 | BOULDER | 61736 | BOULDR TP | 138 | 138 | ZoneIP Western | ZoneIP Western | 1 | Closed | Line | NO | 0.00152 | 0.00693 | 0.00246 | 207 | 233.3 | 297.1
160120 | IRVINGTON | 160123 | KINO | 138 | 138 | TEP | TEP | 1 | Closed | Line | NO | 0.00317 | 0.01957 | 0.00773 | 541 | 610 | 541
61734 | LAKEFORK | 61736 | BOULDR TP | 138 | 138 | ZoneIP Western | ZoneIP Western | 1 | Closed | Line | NO | 0.00623 | 0.02992 | 0.0095 | 134.1 | 164.7 | 169.5
61729 | TAMRACK | 61740 | NEWMDWS | 138 | 138 | ZoneIP Western | ZoneIP Western | 1 | Closed | Line | NO | 0.00652 | 0.03338 | 0.00926 | 207 | 233.3 | 297.1
61721 | MIDROSE | 61722 | MIDROS T | 138 | 138 | ZoneIP Central | ZoneIP Central | 1 | Closed | Line | NO | 0.00066 | 0.00352 | 0.00114 | 203.2 | 203.2 | 203.2
61719 | ECKERTTP | 61842 | CART | 138 | 138 | ZoneIP Central | ZoneIP Central | 1 | Closed | Line | NO | 0.01028 | 0.03639 | 0.0096 | 122.9 | 142.7 | 187.6
61717 | BNLT TAP | 61832 | STAR TAP | 138 | 138 | ZoneIP Central | ZoneIP Central | 1 | Closed | Line | NO | 0.00049 | 0.00271 | 0.00081 | 199.8 | 229.7 | 299.7
61716 | BNLT | 61717 | BNLT TAP | 138 | 138 | ZoneIP Central | ZoneIP Central | 1 | Closed | Line | NO | 0.00587 | 0.01549 | 0.00507 | 144.6 | 162.3 | 206
61715 | STAR | 61832 | STAR TAP | 138 | 138 | ZoneIP Central | ZoneIP Central | 1 | Closed | Line | NO | 0.00017 | 0.00091 | 0.00027 | 199.8 | 229.7 | 299.7
61711 | KUNA TAP | 61712 | KUNA | 138 | 138 | ZoneIP Central | ZoneIP Central | 1 | Closed | Line | NO | 0.003 | 0.016 | 0.0052 | 134.1 | 164.7 | 169.5
61709 | STOD | 61710 | STOD TP | 138 | 138 | ZoneIP Central | ZoneIP Central | 1 | Closed | Line | NO | 0.00151 | 0.01309 | 0.00396 | 292.3 | 330.3 | 423.1
61703 | ZILOG TP | 61853 | KRCHRTP2 | 138 | 138 | ZoneIP Central | ZoneIP Central | 1 | Closed | Line | NO | 0.00097 | 0.00515 | 0.00168 | 199.8 | 229.7 | 299.7
61703 | ZILOG TP | 61702 | CADA | 138 | 138 | ZoneIP Central | ZoneIP Central | 1 | Closed | Line | NO | 0.0011 | 0.00547 | 0.002 | 217.7 | 245.5 | 312.9
61646 | LAMB | 61654 | PLVLY TP | 138 | 138 | ZoneIP Eastern | ZoneIP Eastern | 1 | Closed | Line | NO | 0.00566 | 0.02938 | 0.00804 | 208.4 | 235 | 299.3
61640 | HIGHLDTP | 61639 | HIGHLND | 138 | 138 | ZoneIP Eastern | ZoneIP Eastern | 1 | Closed | Line | NO | 0.0005 | 0.00143 | 0.00044 | 141 | 141 | 141
61539 | FSGL TP | 61917 | TUANA TP | 138 | 138 | ZoneIP Southern | ZoneIP Southern | 1 | Closed | Line | NO | 0.00265 | 0.01377 | 0.00377 | 208.4 | 235 | 299.3
61512 | WELLS | 61510 | W_WELLS+ | 138 | 138 | Wells, NV | Wells, NV | 1 | Closed | Line | NO | 5e-05 | 0.00025 | 7e-05 | 208.4 | 235 | 299.3
61506 | TOPON TP | 61507 | TOPONIS | 138 | 138 | ZoneIP Southern | ZoneIP Southern | 1 | Closed | Line | NO | 0.00649 | 0.01003 | 0.00236 | 90.8 | 103.7 | 134.3
61900 | RAFT | 61491 | RFT R T | 138 | 138 | Snake River / NW Wyoming | ZoneIP Southern | 1 | Closed | Line | NO | 0.00888 | 0.0332 | 0.00814 | 143.3 | 143.3 | 143.3
61491 | RFT R T | 61654 | PLVLY TP | 138 | 138 | ZoneIP Southern | ZoneIP Eastern | 1 | Closed | Line | NO | 0.00763 | 0.03965 | 0.01085 | 208.4 | 235 | 299.3
61482 | NHBT TAP | 61481 | NOTCH BT | 138 | 138 | ZoneIP Southern | ZoneIP Southern | 1 | Closed | Line | NO | 1e-05 | 0.00029 | 2e-05 | 199.8 | 229.7 | 299.7
61506 | TOPON TP | 61470 | MAGIC TP | 138 | 138 | ZoneIP Southern | ZoneIP Southern | 1 | Closed | Line | NO | 0.0177 | 0.12264 | 0.03281 | 244.8 | 275.4 | 353.3
61470 | MAGIC TP | 61469 | MAGIC RS | 138 | 138 | ZoneIP Southern | ZoneIP Southern | 1 | Closed | Line | NO | 0.02463 | 0.03938 | 0.00886 | 165.6 | 198.6 | 226.8
61501 | SILVER | 61466 | LINCONTP | 138 | 138 | ZoneIP Southern | ZoneIP Southern | 1 | Closed | Line | NO | 0.02712 | 0.08558 | 0.02138 | 143.9 | 161.8 | 205.3
61466 | LINCONTP | 61465 | LINCN | 138 | 138 | ZoneIP Southern | ZoneIP Southern | 1 | Closed | Line | NO | 0.00093 | 0.0028 | 0.0007 | 141 | 141 | 141
61455 | JEROM JT | 61456 | JEROME | 138 | 138 | ZoneIP Southern | ZoneIP Southern | 1 | Closed | Line | NO | 0.00366 | 0.01065 | 0.00312 | 144.6 | 162.3 | 206
61455 | JEROM JT | 61449 | HYDRA | 138 | 138 | ZoneIP Southern | ZoneIP Southern | 1 | Closed | Line | NO | 0.00068 | 0.00395 | 0.00108 | 199.8 | 229.7 | 283.7
61501 | SILVER | 61444 | HAILEY | 138 | 138 | ZoneIP Southern | ZoneIP Southern | 1 | Closed | Line | NO | 0.03375 | 0.10152 | 0.0279 | 143.9 | 161.8 | 205.3
61439 | FOSSIL | 61539 | FSGL TP | 138 | 138 | ZoneIP Southern | ZoneIP Southern | 1 | Closed | Line | NO | 0.00521 | 0.00916 | 0.00203 | 100 | 100 | 100
61435 | ELKHRN | 61460 | KETCHUM | 138 | 138 | ZoneIP Southern | ZoneIP Southern | 1 | Closed | Line | NO | 0.00583 | 0.00955 | 0.00198 | 89.6 | 99.2 | 126.9
61434 | KBLY JCT | 61941 | KBLY138 | 138 | 138 | ZoneIP Southern | ZoneIP Southern | 1 | Closed | Line | NO | 0.0038 | 0.01919 | 0.00678 | 199.8 | 229.7 | 293.5
61941 | KBLY138 | 61432 | EASTGATE | 138 | 138 | ZoneIP Southern | ZoneIP Southern | 1 | Closed | Line | NO | 0.00234 | 0.01368 | 0.00438 | 191.2 | 191.2 | 214.2
61430 | DUFFIN | 61453 | J CLAWSN | 138 | 138 | ZoneIP Southern | ZoneIP Southern | 1 | Closed | Line | NO | 0.00795 | 0.02508 | 0.00626 | 144.6 | 162.3 | 206
61412 | BRDR TAP | 61512 | WELLS | 138 | 138 | ZoneIP Southern | Wells, NV | 1 | Closed | Line | NO | 0.17968 | 0.29243 | 0.06544 | 89.6 | 99.2 | 126.9
61412 | BRDR TAP | 61411 | BORDER | 138 | 138 | ZoneIP Southern | ZoneIP Southern | 1 | Closed | Line | NO | 0.00416 | 0.00682 | 0.00141 | 89.6 | 99.2 | 126.9
61297 | GV SOLAR | 61864 | RFT R2TP | 138 | 138 | ZoneIP Central | ZoneIP Central | 1 | Closed | Line | NO | 0.00453 | 0.02356 | 0.00644 | 208.4 | 235 | 293.5
61868 | VCTRY JT | 61279 | VICTORY | 138 | 138 | ZoneIP Central | ZoneIP Central | 1 | Closed | Line | NO | 0.00077 | 0.00628 | 0.00255 | 286.8 | 321.2 | 364.3
61278 | VCTRY TP | 61845 | HILSDALE | 138 | 138 | ZoneIP Central | ZoneIP Central | 1 | Closed | Line | NO | 0.00085 | 0.00694 | 0.00202 | 186.2 | 245.5 | 250
61278 | VCTRY TP | 61279 | VICTORY | 138 | 138 | ZoneIP Central | ZoneIP Central | 1 | Open | Line | NO | 0.00178 | 0.00966 | 0.003 | 153.7 | 189.5 | 194.6
61272 | SINKR TP | 61271 | SINKER | 138 | 138 | ZoneIP Central | ZoneIP Central | 1 | Closed | Line | NO | 0.00718 | 0.01285 | 0.00276 | 89.6 | 99.2 | 116.2
61713 | VLVU TAP | 61269 | SIMPL TP | 138 | 138 | ZoneIP Central | ZoneIP Central | 1 | Closed | Line | NO | 0.00462 | 0.02385 | 0.00653 | 208.4 | 235 | 299.3
61269 | SIMPL TP | 61270 | SIMPLOT | 138 | 138 | ZoneIP Central | ZoneIP Central | 1 | Closed | Line | NO | 0.00037 | 0.00196 | 0.00128 | 218 | 218 | 218
61286 | BTCKWIND | 61268 | SAILR TP | 138 | 138 | ZoneIP Central | ZoneIP Central | 1 | Closed | Line | NO | 0.018 | 0.02826 | 0.00561 | 144.6 | 162.3 | 194.6
61268 | SAILR TP | 61265 | STWPWIND | 138 | 138 | ZoneIP Central | ZoneIP Central | 1 | Closed | Line | NO | 0.00286 | 0.0047 | 0.00097 | 89.6 | 99.2 | 126.9
61265 | STWPWIND | 61267 | SAILOR | 138 | 138 | ZoneIP Central | ZoneIP Central | 1 | Closed | Line | NO | 0.01146 | 0.01878 | 0.00389 | 89.6 | 99.2 | 126.9
160120 | IRVINGTON | 160145 | SONORAN | 138 | 138 | TEP | TEP | 2 | Closed | Line | NO | 0.00406 | 0.02252 | 0.00814 | 416 | 416 | 416
160121 | IRVMID3 | 160120 | IRVINGTON | 138 | 138 | TEP | TEP | 1 | Closed | Transformer | YES | 0 | 0.0472 | 0 | 376 | 376 | 376
61261 | MORA | 61848 | CLBA | 138 | 138 | ZoneIP Central | ZoneIP Central | 1 | Closed | Line | NO | 0.00097 | 0.00562 | 0.01147 | 362.9 | 409.1 | 521.5
61261 | MORA | 61845 | HILSDALE | 138 | 138 | ZoneIP Central | ZoneIP Central | 1 | Closed | Line | NO | 0.00212 | 0.0156 | 0.00371 | 186.2 | 245.5 | 250
61301 | OCHD_TAP | 61260 | ORCHARD | 138 | 138 | ZoneIP Central | ZoneIP Central | 1 | Closed | Line | NO | 0.00285 | 0.00898 | 0.00214 | 122.9 | 142.7 | 187.6
61253 | SKWY | 61252 | LINDEN | 138 | 138 | ZoneIP Central | ZoneIP Central | 1 | Closed | Line | NO | 0.00094 | 0.0032 | 0.00211 | 199.8 | 229.7 | 299.7
61250 | KRCHR TP | 61857 | NORC TAP | 138 | 138 | ZoneIP Central | ZoneIP Central | 1 | Open | Line | NO | 0.00061 | 0.00327 | 0.00106 | 199.8 | 229.7 | 299.7
61249 | KARCHER | 61853 | KRCHRTP2 | 138 | 138 | ZoneIP Central | ZoneIP Central | 1 | Closed | Line | NO | 0.00026 | 0.00075 | 0.00023 | 199.8 | 229.7 | 299.7
61252 | LINDEN | 61244 | HILL | 138 | 138 | ZoneIP Central | ZoneIP Central | 1 | Closed | Line | NO | 0.00212 | 0.01131 | 0.00364 | 199.8 | 229.7 | 293.5
61244 | HILL | 61250 | KRCHR TP | 138 | 138 | ZoneIP Central | ZoneIP Central | 1 | Closed | Line | NO | 0.00137 | 0.0073 | 0.0024 | 199.8 | 229.7 | 293.5
61242 | H.P. | 61708 | JOPLIN | 138 | 138 | ZoneIP Central | ZoneIP Central | 1 | Closed | Line | NO | 0.00023 | 0.00123 | 0.00041 | 199.8 | 229.7 | 296.4
61240 | GOWEN TP | 61261 | MORA | 138 | 138 | ZoneIP Central | ZoneIP Central | 1 | Closed | Line | NO | 0.00748 | 0.04095 | 0.00995 | 207 | 233.3 | 281.8
61240 | GOWEN TP | 61239 | GOWEN | 138 | 138 | ZoneIP Central | ZoneIP Central | 1 | Closed | Line | NO | 0.00199 | 0.00627 | 0.00156 | 141 | 141 | 141
61268 | SAILR TP | 61238 | GLFRY TP | 138 | 138 | ZoneIP Central | ZoneIP Central | 1 | Closed | Line | NO | 0.01974 | 0.03099 | 0.00616 | 89.6 | 99.2 | 126.9
160153 | VINE | 160123 | KINO | 138 | 138 | TEP | TEP | 1 | Open | Line | NO | 0.00224 | 0.01345 | 0.00516 | 541 | 610 | 541
61238 | GLFRY TP | 61237 | GLFRY | 138 | 138 | ZoneIP Central | ZoneIP Central | 1 | Closed | Line | NO | 0.00083 | 0.0023 | 0.00068 | 143.4 | 143.4 | 143.4
61233 | GARY | 61277 | USTICK | 138 | 138 | ZoneIP Central | ZoneIP Central | 1 | Closed | Line | NO | 0.00235 | 0.0119 | 0.00444 | 207 | 233.3 | 293.5
61708 | JOPLIN | 61228 | EAGLETP | 138 | 138 | ZoneIP Central | ZoneIP Central | 1 | Closed | Line | NO | 0.0015 | 0.0079 | 0.0026 | 199.8 | 229.7 | 293.5
61227 | EAGLE | 61717 | BNLT TAP | 138 | 138 | ZoneIP Central | ZoneIP Central | 1 | Closed | Line | NO | 0.00398 | 0.02181 | 0.00654 | 199.8 | 229.7 | 299.7
61228 | EAGLETP | 61227 | EAGLE | 138 | 138 | ZoneIP Central | ZoneIP Central | 1 | Closed | Line | NO | 0.00101 | 0.00605 | 0.00184 | 199.8 | 229.7 | 299.7
61225 | DRY CRK | 61842 | CART | 138 | 138 | ZoneIP Central | ZoneIP Central | 1 | Closed | Line | NO | 0.00343 | 0.01226 | 0.00316 | 122.9 | 142.7 | 187.6
61225 | DRY CRK | 61233 | GARY | 138 | 138 | ZoneIP Central | ZoneIP Central | 1 | Closed | Line | NO | 0.0034 | 0.018 | 0.0044 | 207 | 233.3 | 293.5
61223 | DRAM | 61256 | DRALUC11 | 138 | 138 | ZoneIP Central | ZoneIP Central | 1 | Closed | Line | NO | 0 | 0.03151 | 0 | 215.1 | 258.1 | 248.6
61840 | MERIDIAN | 61222 | CLOVRDAL | 138 | 138 | ZoneIP Central | ZoneIP Central | 1 | Closed | Line | NO | 0.00189 | 0.0106 | 0.00322 | 199.8 | 229.7 | 293.5
61222 | CLOVRDAL | 61803 | BCRT | 138 | 138 | ZoneIP Central | ZoneIP Central | 1 | Closed | Line | NO | 0.00081 | 0.00751 | 0.00234 | 233.3 | 289.5 | 296.4
160120 | IRVINGTON | 160151 | TUCSON | 138 | 138 | TEP | TEP | 1 | Closed | Line | NO | 0.00748 | 0.04166 | 0.01226 | 348 | 348 | 348
61222 | CLOVRDAL | 61710 | STOD TP | 138 | 138 | ZoneIP Central | ZoneIP Central | 1 | Closed | Line | NO | 0.00042 | 0.00347 | 0.00071 | 292.3 | 330.3 | 399.6
61277 | USTICK | 61222 | CLOVRDAL | 138 | 138 | ZoneIP Central | ZoneIP Central | 1 | Closed | Line | NO | 0.00233 | 0.01482 | 0.00455 | 207 | 233.3 | 293.5
160136 | RANCHO_VISTO | 160124 | LA_CANADA | 138 | 138 | TEP | TEP | 1 | Closed | Line | NO | 0.00255 | 0.01565 | 0.00574 | 414 | 414 | 414
61218 | CHUT TAP | 61722 | MIDROS T | 138 | 138 | ZoneIP Central | ZoneIP Central | 1 | Closed | Line | NO | 0.00072 | 0.00363 | 0.00113 | 207 | 233.3 | 297.1
61215 | CANYN CR | 61297 | GV SOLAR | 138 | 138 | ZoneIP Central | ZoneIP Central | 1 | Closed | Line | NO | 0.00075 | 0.00393 | 0.00107 | 208.4 | 235 | 283.7
61272 | SINKR TP | 61215 | CANYN CR | 138 | 138 | ZoneIP Central | ZoneIP Central | 1 | Closed | Line | NO | 0.0161 | 0.08362 | 0.02288 | 191.2 | 191.2 | 214.2
61207 | BOISE | 61277 | USTICK | 138 | 138 | ZoneIP Central | ZoneIP Central | 1 | Closed | Line | NO | 0.00303 | 0.01589 | 0.00496 | 207 | 233.3 | 281.8
61241 | GROVE | 61207 | BOISE | 138 | 138 | ZoneIP Central | ZoneIP Central | 1 | Closed | Line | NO | 0.00124 | 0.00626 | 0.00194 | 207 | 233.3 | 297.1
61864 | RFT R2TP | 61206 | BUBG JT | 138 | 138 | ZoneIP Central | ZoneIP Central | 1 | Closed | Line | NO | 0.00033 | 0.00169 | 0.00046 | 208.4 | 235 | 299.3
61840 | MERIDIAN | 61203 | BLACKCAT | 138 | 138 | ZoneIP Central | ZoneIP Central | 1 | Closed | Line | NO | 0.0022 | 0.01183 | 0.00385 | 186.4 | 229.7 | 250
61203 | BLACKCAT | 61720 | TENMILE | 138 | 138 | ZoneIP Central | ZoneIP Central | 1 | Closed | Line | NO | 0.0022 | 0.0118 | 0.0036 | 186.4 | 229.7 | 250
61203 | BLACKCAT | 61702 | CADA | 138 | 138 | ZoneIP Central | ZoneIP Central | 1 | Closed | Line | NO | 0.00238 | 0.0118 | 0.0043 | 217.7 | 245.5 | 312.9
61202 | MT BLK11 | 61201 | BLK MESA | 138 | 138 | ZoneIP Central | ZoneIP Central | 1 | Closed | Line | NO | 0.03983 | 0.12785 | 0.02904 | 122.8 | 142.7 | 187.6
61066 | PAYETTE | 61085 | WILOW CR | 138 | 138 | ZoneIP Western | ZoneIP Western | 1 | Closed | Line | NO | 0.01271 | 0.03837 | 0.00968 | 144.6 | 162.3 | 206
61055 | NELSN TP | 61056 | NELSON | 138 | 138 | ZoneIP Western | ZoneIP Western | 1 | Closed | Line | NO | 0.00248 | 0.0042 | 0.001 | 100.4 | 100.4 | 100.4
60841 | PACIFIC+ | 61950 | UNITY | 138 | 138 | Snake River / NW Wyoming | Snake River / NW Wyoming | 1 | Open | Line | NO | 0.00818 | 0.02279 | 0.00703 | 164.9 | 164.9 | 210.3
60841 | PACIFIC+ | 60838 | W BURLEY | 138 | 138 | Snake River / NW Wyoming | Snake River / NW Wyoming | 1 | Closed | Line | NO | 0.00158 | 0.00442 | 0.00135 | 164.9 | 164.9 | 210.3
60835 | TECOMA# | 60839 | W WENDOV | 138 | 138 | Snake River / NW Wyoming | Snake River / NW Wyoming | 1 | Closed | Line | NO | 0.05 | 0.1905 | 0.04694 | 89.6 | 89.6 | 188.1
60833 | ROE_CR# | 608330 | ROE_ADE_CIO | 138 | 138 | Snake River / NW Wyoming | Snake River / NW Wyoming | 1 | Closed | Line | NO | 0.00137 | 0.00714 | 0.00248 | 255.8 | 255.8 | 329.9
61850 | HEYBURN | 60831 | RIVERTON | 138 | 138 | Snake River / NW Wyoming | Snake River / NW Wyoming | 1 | Closed | Line | NO | 0.00082 | 0.00229 | 0.00072 | 78.9 | 78.9 | 164.9
60842 | NEW BURL | 60831 | RIVERTON | 138 | 138 | Snake River / NW Wyoming | Snake River / NW Wyoming | 1 | Closed | Line | NO | 0.00212 | 0.00597 | 0.0018 | 78.9 | 78.9 | 164.9
60824 | MINICO | 61850 | HEYBURN | 138 | 138 | Snake River / NW Wyoming | Snake River / NW Wyoming | 1 | Closed | Line | NO | 0.00229 | 0.01029 | 0.00372 | 207 | 233.3 | 297.1
60821 | IDAHOME# | 61810 | MINIDOKA | 138 | 138 | Snake River / NW Wyoming | Snake River / NW Wyoming | 1 | Closed | Line | NO | 0.02275 | 0.08277 | 0.02148 | 157.5 | 157.5 | 157.5
60821 | IDAHOME# | 60837 | VALLEY_MALT+ | 138 | 138 | Snake River / NW Wyoming | Snake River / NW Wyoming | 1 | Closed | Line | NO | 0.0101 | 0.03674 | 0.00954 | 143.3 | 143.3 | 143.3
60818 | HAYMILL+ | 61850 | HEYBURN | 138 | 138 | Snake River / NW Wyoming | Snake River / NW Wyoming | 1 | Closed | Line | NO | 0.00303 | 0.0179 | 0.00484 | 243.8 | 243.8 | 315.5
60818 | HAYMILL+ | 60833 | ROE_CR# | 138 | 138 | Snake River / NW Wyoming | Snake River / NW Wyoming | 1 | Closed | Line | NO | 0.00329 | 0.01715 | 0.006 | 255.8 | 255.8 | 329.9
60817 | GROUSE_CR# | 60835 | TECOMA# | 138 | 138 | Snake River / NW Wyoming | Snake River / NW Wyoming | 1 | Closed | Line | NO | 0.02609 | 0.09939 | 0.0245 | 143.3 | 143.3 | 143.3
60816 | E HILLS | 61950 | UNITY | 138 | 138 | Snake River / NW Wyoming | Snake River / NW Wyoming | 1 | Closed | Line | NO | 0.01181 | 0.02289 | 0.0066 | 107.6 | 107.6 | 153
60814 | CEDAR_CK+ | 60823 | KELTON | 138 | 138 | Snake River / NW Wyoming | Snake River / NW Wyoming | 1 | Closed | Line | NO | 0.0118 | 0.04083 | 0.01048 | 143.3 | 143.3 | 143.3
60813 | BRIDGE | 60837 | VALLEY_MALT+ | 138 | 138 | Snake River / NW Wyoming | Snake River / NW Wyoming | 1 | Closed | Line | NO | 0.01254 | 0.04562 | 0.01184 | 143.3 | 143.3 | 143.3
60813 | BRIDGE | 60817 | GROUSE_CR# | 138 | 138 | Snake River / NW Wyoming | Snake River / NW Wyoming | 1 | Closed | Line | NO | 0.0525 | 0.20003 | 0.04926 | 143.3 | 143.3 | 143.3
60813 | BRIDGE | 60814 | CEDAR_CK+ | 138 | 138 | Snake River / NW Wyoming | Snake River / NW Wyoming | 1 | Closed | Line | NO | 0.01746 | 0.06364 | 0.01652 | 143.3 | 143.3 | 143.3
60812 | CANAL# | 60816 | E HILLS | 138 | 138 | Snake River / NW Wyoming | Snake River / NW Wyoming | 1 | Closed | Line | NO | 0.0127 | 0.02665 | 0.00656 | 107.6 | 107.6 | 153
60810 | CANAL | 60812 | CANAL# | 138 | 138 | Snake River / NW Wyoming | Snake River / NW Wyoming | 1 | Closed | Line | NO | 0.00131 | 0.01031 | 0.00296 | 126.7 | 126.7 | 164.9
60536 | BMSU_PV1 | 61201 | BLK MESA | 138 | 138 | ZoneIP Central | ZoneIP Central | 1 | Closed | Line | NO | 1e-05 | 0.0001 | 0 | 0 | 0 | 0
60435 | BCSR_POI | 61711 | KUNA TAP | 138 | 138 | ZoneIP Central | ZoneIP Central | 1 | Closed | Line | NO | 0.00314 | 0.01741 | 0.00443 | 207 | 233.3 | 281.8
61261 | MORA | 60435 | BCSR_POI | 138 | 138 | ZoneIP Central | ZoneIP Central | 1 | Closed | Line | NO | 0.00314 | 0.01741 | 0.00443 | 186.4 | 233.3 | 250
60414 | HIGHMESA | 61918 | CAWP TAP | 138 | 138 | ZoneIP Southern | ZoneIP Southern | 1 | Closed | Line | NO | 0.00101 | 0.00325 | 0.00074 | 122.9 | 142.7 | 187.6
61201 | BLK MESA | 60414 | HIGHMESA | 138 | 138 | ZoneIP Central | ZoneIP Southern | 1 | Closed | Line | NO | 0.01055 | 0.03226 | 0.00809 | 122.9 | 142.7 | 187.6
61230 | ELMORE | 60390 | DANSKIN | 138 | 138 | ZoneIP Central | ZoneIP Central | 1 | Closed | Line | NO | 0.0004 | 0.00342 | 0.00106 | 292.3 | 330.3 | 358.5
61475 | MOONSTON | 60375 | WOOD RVR | 138 | 138 | ZoneIP Southern | ZoneIP Southern | 1 | Closed | Line | NO | 0.00919 | 0.06363 | 0.01701 | 165.6 | 198.6 | 226.8
60375 | WOOD RVR | 61435 | ELKHRN | 138 | 138 | ZoneIP Southern | ZoneIP Southern | 1 | Closed | Line | NO | 0.02876 | 0.04831 | 0.0101 | 89.6 | 99.2 | 126.9
61055 | NELSN TP | 60372 | HGTN WIND | 138 | 138 | ZoneIP Western | ZoneIP Western | 1 | Closed | Line | NO | 0.01641 | 0.09371 | 0.02566 | 217.7 | 245.5 | 312.9
60371 | WEISR TP | 60372 | HGTN WIND | 138 | 138 | ZoneIP Western | ZoneIP Western | 1 | Closed | Line | NO | 0.02702 | 0.08588 | 0.01982 | 122.9 | 142.7 | 187.6
61255 | GLFU S11 | 60360 | US12_A | 138 | 138 | ZoneIP Southern | ZoneIP Southern | 1 | Closed | Line | NO | 0 | 0.10502 | 0 | 145.8 | 175 | 168.5
60359 | US34_B | 61408 | BL GULCH | 138 | 138 | ZoneIP Southern | ZoneIP Southern | 1 | Closed | Line | NO | 0.02761 | 0.04453 | 0.00993 | 89.6 | 99.2 | 116.2
60360 | US12_A | 60359 | US34_B | 138 | 138 | ZoneIP Southern | ZoneIP Southern | 1 | Closed | Line | NO | 0.00114 | 0.00363 | 0.00082 | 122.9 | 142.7 | 186.4
60357 | SHSH TAP | 61482 | NHBT TAP | 138 | 138 | ZoneIP Southern | ZoneIP Southern | 1 | Closed | Line | NO | 0.00129 | 0.00708 | 0.00211 | 199.8 | 229.7 | 299.7
60357 | SHSH TAP | 60356 | SHOSHONE | 138 | 138 | ZoneIP Southern | ZoneIP Southern | 1 | Closed | Line | NO | 0.00944 | 0.02489 | 0.00814 | 144.6 | 162.3 | 206
61507 | TOPONIS | 60354 | POCKET | 138 | 138 | ZoneIP Southern | ZoneIP Southern | 1 | Closed | Line | NO | 0.01347 | 0.03746 | 0.01099 | 144.6 | 162.2 | 194.6
61434 | KBLY JCT | 60350 | TFALL TP | 138 | 138 | ZoneIP Southern | ZoneIP Southern | 1 | Closed | Line | NO | 0.00165 | 0.00892 | 0.0024 | 207 | 233.3 | 297.1
61914 | POLN TAP | 60345 | TWINFALL | 138 | 138 | ZoneIP Southern | ZoneIP Southern | 1 | Closed | Line | NO | 0.00216 | 0.01143 | 0.00321 | 207 | 233.3 | 281.8
60345 | TWINFALL | 61494 | RUSSETT | 138 | 138 | ZoneIP Southern | ZoneIP Southern | 1 | Closed | Line | NO | 0.00127 | 0.00636 | 0.002 | 191.2 | 191.2 | 214.2
61449 | HYDRA | 60345 | TWINFALL | 138 | 138 | ZoneIP Southern | ZoneIP Southern | 1 | Closed | Line | NO | 0.00742 | 0.03829 | 0.0113 | 207 | 233.3 | 283.7
60335 | TERRY | 61655 | PNEUF TP | 138 | 138 | ZoneIP Eastern | ZoneIP Eastern | 1 | Closed | Line | NO | 0.00256 | 0.00776 | 0.0021 | 144.6 | 162.3 | 206
60330 | SWANFALL | 61272 | SINKR TP | 138 | 138 | ZoneIP Central | ZoneIP Central | 1 | Closed | Line | NO | 0.00105 | 0.00547 | 0.0015 | 208.4 | 235 | 299.3
60330 | SWANFALL | 60332 | SWNFL PP | 138 | 138 | ZoneIP Central | ZoneIP Central | 1 | Closed | Line | NO | 0.00131 | 0.00412 | 0.00102 | 107.6 | 107.6 | 107.6
61263 | MHAFB JT | 60320 | STRIKE | 138 | 138 | ZoneIP Central | ZoneIP Central | 1 | Closed | Line | NO | 0.02477 | 0.07551 | 0.01882 | 144.6 | 162.3 | 206
60320 | STRIKE | 61206 | BUBG JT | 138 | 138 | ZoneIP Central | ZoneIP Central | 1 | Closed | Line | NO | 5e-05 | 0.00031 | 8e-05 | 157.3 | 191.2 | 213.2
60318 | ELDR TAP | 60317 | ELDR | 138 | 138 | ZoneIP Eastern | ZoneIP Eastern | 1 | Closed | Line | NO | 0.00106 | 0.00566 | 0.00178 | 217.7 | 245.5 | 293.5
60315 | SIPHON | 61640 | HIGHLDTP | 138 | 138 | ZoneIP Eastern | ZoneIP Eastern | 1 | Closed | Line | NO | 0.00418 | 0.01233 | 0.00353 | 144.6 | 162.3 | 206
60305 | QUARTZ | 61987 | PCSR | 138 | 138 | ZoneIP Western | ZoneIP Western | 1 | Closed | Line | NO | 0.0695 | 0.21907 | 0.05453 | 144.6 | 162.3 | 194.6
61655 | PNEUF TP | 60300 | PORTNEUF | 138 | 138 | ZoneIP Eastern | ZoneIP Eastern | 1 | Closed | Line | NO | 0.00635 | 0.0183 | 0.00548 | 141 | 141 | 141
61654 | PLVLY TP | 60295 | PLST VLY | 138 | 138 | ZoneIP Eastern | ZoneIP Eastern | 1 | Closed | Line | NO | 0.01271 | 0.02032 | 0.00457 | 92 | 109.7 | 116.2
60291 | PINGREE | 61638 | HAVN | 138 | 138 | ZoneIP Eastern | ZoneIP Eastern | 1 | Closed | Line | NO | 0.01601 | 0.04853 | 0.01208 | 144.6 | 162.3 | 206
60290 | PNGE JCT | 60291 | PINGREE | 138 | 138 | ZoneIP Eastern | ZoneIP Eastern | 1 | Closed | Line | NO | 0.00987 | 0.03056 | 0.00729 | 95.6 | 95.6 | 107.1
61446 | HAZEL TP | 60284 | HZLTNA | 138 | 138 | ZoneIP Southern | ZoneIP Southern | 1 | Closed | Line | NO | 0.00136 | 0.00791 | 0.00217 | 207 | 233.3 | 297.1
60282 | HZNB TP | 61446 | HAZEL TP | 138 | 138 | ZoneIP Western | ZoneIP Southern | 1 | Closed | Line | NO | 0.00144 | 0.00747 | 0.00205 | 208.4 | 235 | 299.3
60282 | HZNB TP | 60283 | HZLTNB | 138 | 138 | ZoneIP Western | ZoneIP Southern | 1 | Closed | Line | NO | 0.00123 | 0.0038 | 0.00098 | 144.6 | 162.3 | 206
60280 | WSNLK TP | 60282 | HZNB TP | 138 | 138 | ZoneIP Western | ZoneIP Western | 1 | Closed | Line | NO | 0.00341 | 0.0177 | 0.00485 | 208.4 | 235 | 299.3
60280 | WSNLK TP | 60281 | WSNLK | 138 | 138 | ZoneIP Western | ZoneIP Southern | 1 | Closed | Line | NO | 0.00011 | 0.00055 | 0.00017 | 207 | 233.3 | 281.8
61861 | WILS TAP | 60267 | LANGLEY | 138 | 138 | ZoneIP Central | ZoneIP Western | 1 | Closed | Line | NO | 0.00569 | 0.06198 | 0.01684 | 292.3 | 330.3 | 423.1
60260 | ONTARIO | 61066 | PAYETTE | 138 | 138 | ZoneIP Western | ZoneIP Western | 1 | Closed | Line | NO | 0.00217 | 0.0124 | 0.0034 | 217.7 | 245.5 | 293.5
60371 | WEISR TP | 60260 | ONTARIO | 138 | 138 | ZoneIP Western | ZoneIP Western | 1 | Closed | Line | NO | 0.01659 | 0.05325 | 0.0121 | 122.9 | 142.7 | 187.6
60255 | NAMPA | 61853 | KRCHRTP2 | 138 | 138 | ZoneIP Central | ZoneIP Central | 1 | Closed | Line | NO | 0.00085 | 0.00464 | 0.00134 | 199.8 | 229.7 | 299.7
60255 | NAMPA | 61722 | MIDROS T | 138 | 138 | ZoneIP Central | ZoneIP Central | 1 | Closed | Line | NO | 0.00194 | 0.00975 | 0.00302 | 207 | 233.3 | 293.5
61250 | KRCHR TP | 60255 | NAMPA | 138 | 138 | ZoneIP Central | ZoneIP Central | 1 | Closed | Line | NO | 0.00074 | 0.00401 | 0.00124 | 231.1 | 286.8 | 293.5
60252 | MT HOME2 | 61202 | MT BLK11 | 138 | 138 | ZoneIP Central | ZoneIP Central | 1 | Closed | Line | NO | 0 | 0.04726 | 0 | 145.8 | 175 | 168.5
61230 | ELMORE | 60251 | MT HOME1 | 138 | 138 | ZoneIP Central | ZoneIP Central | 1 | Closed | Line | NO | 0.00315 | 0.01938 | 0.00482 | 292.3 | 330.3 | 423.1
60252 | MT HOME2 | 60251 | MT HOME1 | 138 | 138 | ZoneIP Central | ZoneIP Central | 1 | Closed | Line | NO | 0 | 0.003 | 0 | 313 | 392 | 399
60250 | MT HOME | 61805 | MT HOME | 138 | 115 | ZoneIP Central | ZoneIP NPR | 1 | Closed | Transformer | YES | 0.00588 | 0.0741 | 0 | 31.8 | 44.7 | 51.9
60250 | MT HOME | 61286 | BTCKWIND | 138 | 138 | ZoneIP Central | ZoneIP Central | 1 | Closed | Line | NO | 0.01805 | 0.05525 | 0.01349 | 144.6 | 162.3 | 194.6
60251 | MT HOME1 | 60250 | MT HOME | 138 | 138 | ZoneIP Central | ZoneIP Central | 1 | Closed | Line | NO | 0 | 0.003 | 0 | 313 | 392 | 399
61446 | HAZEL TP | 60247 | MLNR JCT | 138 | 138 | ZoneIP Southern | ZoneIP Southern | 1 | Closed | Line | NO | 0.0014 | 0.00724 | 0.00198 | 208.4 | 235 | 299.3
60285 | PAUL | 60247 | MLNR JCT | 138 | 138 | ZoneIP Southern | ZoneIP Southern | 1 | Closed | Line | NO | 0.00767 | 0.03985 | 0.01091 | 208.4 | 235 | 296.4
61420 | BYPASS | 60245 | MILNER | 138 | 138 | ZoneIP Southern | ZoneIP Southern | 1 | Closed | Line | NO | 0.00428 | 0.02029 | 0.0066 | 191.2 | 191.2 | 214.2
60245 | MILNER | 60248 | MLNR PP | 138 | 138 | ZoneIP Southern | ZoneIP Southern | 1 | Closed | Line | NO | 0.00178 | 0.00512 | 0.00152 | 144.6 | 162.3 | 194.6
60247 | MLNR JCT | 60245 | MILNER | 138 | 138 | ZoneIP Southern | ZoneIP Southern | 1 | Closed | Line | NO | 0.00435 | 0.02305 | 0.0063 | 208.4 | 235 | 293.5
160132 | NORTH_LOOP | 160129 | NARANJA | 138 | 138 | TEP | TEP | 1 | Open | Line | NO | 0.0044 | 0.02643 | 0.01013 | 541 | 610 | 541
60230 | MIDPOINT | 60357 | SHSH TAP | 138 | 138 | ZoneIP Southern | ZoneIP Southern | 1 | Closed | Line | NO | 0.0006 | 0.00329 | 0.00099 | 199.8 | 229.7 | 299.7
60225 | MICRON | 61223 | DRAM | 138 | 138 | ZoneIP Central | ZoneIP Central | 1 | Closed | Line | NO | 0.00014 | 0.00117 | 0.00036 | 292.3 | 330.3 | 393.2
60220 | MCCALL | 61740 | NEWMDWS | 138 | 138 | ZoneIP Western | ZoneIP Western | 1 | Closed | Line | NO | 0.00599 | 0.03021 | 0.00936 | 207 | 233.3 | 281.8
60220 | MCCALL | 61736 | BOULDR TP | 138 | 138 | ZoneIP Western | ZoneIP Western | 1 | Closed | Line | NO | 0.00277 | 0.01331 | 0.00423 | 207 | 233.3 | 297.1
61729 | TAMRACK | 60217 | STARKEY | 138 | 138 | ZoneIP Western | ZoneIP Western | 1 | Closed | Line | NO | 0.00506 | 0.0255 | 0.0079 | 207 | 233.3 | 297.1
60270 | OXBOW | 60217 | STARKEY | 138 | 138 | ZoneIP Western | ZoneIP Western | 1 | Closed | Line | NO | 0.02858 | 0.10361 | 0.0265 | 144.6 | 162.3 | 206
60215 | LUCKY PK | 61301 | OCHD_TAP | 138 | 138 | ZoneIP Central | ZoneIP Central | 1 | Closed | Line | NO | 0.02063 | 0.06511 | 0.01553 | 122.9 | 142.7 | 187.6
61256 | DRALUC11 | 60215 | LUCKY PK | 138 | 138 | ZoneIP Central | ZoneIP Central | 1 | Closed | Line | NO | 0.00631 | 0.03702 | 0.01014 | 199.8 | 229.7 | 267.7
61218 | CHUT TAP | 60211 | CHESTNUT | 138 | 138 | ZoneIP Central | ZoneIP Central | 1 | Closed | Line | NO | 0.00145 | 0.00774 | 0.00252 | 199.8 | 229.7 | 293.5
60257 | HAPPYVLY | 60211 | CHESTNUT | 138 | 138 | ZoneIP Central | ZoneIP Central | 1 | Closed | Line | NO | 0.00115 | 0.00931 | 0.00379 | 286.8 | 321.2 | 364.3
61713 | VLVU TAP | 60210 | LOWELL | 138 | 138 | ZoneIP Central | ZoneIP Central | 1 | Closed | Line | NO | 0.00578 | 0.03001 | 0.00821 | 208.4 | 235 | 299.3
60210 | LOWELL | 61218 | CHUT TAP | 138 | 138 | ZoneIP Central | ZoneIP Central | 1 | Open | Line | NO | 0.00063 | 0.00319 | 0.00099 | 207 | 233.3 | 297.1
160146 | SOUTH | 160119 | HARTT | 138 | 138 | TEP | TEP | 1 | Open | Line | NO | 0.00202 | 0.01211 | 0.00464 | 541 | 610 | 541
79038 | HAYDEN | 96147 | mid_96147 | 138 | 230 | Zone69 | Zone69 | 1 | Closed | TransformerWinding | YES | 0.00021 | 0.0076 | 0 | 250 | 300 | 250
60195 | L MALAD | 61918 | CAWP TAP | 138 | 138 | ZoneIP Southern | ZoneIP Southern | 1 | Closed | Line | NO | 0.00262 | 0.02279 | 0.00667 | 292.3 | 330.3 | 423.1
160150 | TORTOLITA | 160126 | MARANA | 138 | 138 | TEP | TEP | 1 | Open | Line | NO | 0.00635 | 0.0364 | 0.01233 | 541 | 610 | 541
60180 | KINPORT | 60315 | SIPHON | 138 | 138 | ZoneIP Eastern | ZoneIP Eastern | 1 | Closed | Line | NO | 0.00686 | 0.02618 | 0.00758 | 208.4 | 235 | 296.4
60318 | ELDR TAP | 60179 | HOKU | 138 | 138 | ZoneIP Eastern | ZoneIP Eastern | 1 | Closed | Line | NO | 0.00132 | 0.00821 | 0.002 | 217.7 | 245.5 | 293.5
60175 | KING | 61506 | TOPON TP | 138 | 138 | ZoneIP Southern | ZoneIP Southern | 1 | Closed | Line | NO | 0.00395 | 0.02737 | 0.00731 | 244.8 | 275.4 | 353.3
60175 | KING | 60359 | US34_B | 138 | 138 | ZoneIP Southern | ZoneIP Southern | 1 | Closed | Line | NO | 0.00704 | 0.02256 | 0.00512 | 122.9 | 142.7 | 187.6
60175 | KING | 60200 | L SALMON | 138 | 138 | ZoneIP Southern | ZoneIP Southern | 2 | Open | Line | NO | 0.00016 | 0.001 | 0.00014 | 144.6 | 162.3 | 206
60175 | KING | 60200 | L SALMON | 138 | 138 | ZoneIP Southern | ZoneIP Southern | 1 | Closed | Line | NO | 0.00016 | 0.001 | 0.00012 | 144.6 | 162.3 | 206
60175 | KING | 60195 | L MALAD | 138 | 138 | ZoneIP Southern | ZoneIP Southern | 1 | Closed | Line | NO | 0.0008 | 0.00694 | 0.00203 | 292.3 | 330.3 | 423.1
60175 | KING | 60176 | JUSTICE | 138 | 138 | ZoneIP Southern | ZoneIP Southern | 1 | Closed | Line | NO | 4e-05 | 0.00039 | 0.00014 | 330.8 | 379.6 | 447
60170 | HYBN JCT | 61502 | SUGAR | 138 | 138 | ZoneIP Southern | ZoneIP Southern | 1 | Closed | Line | NO | 0.00411 | 0.01852 | 0.00671 | 207 | 233.3 | 297.1
60170 | HYBN JCT | 60285 | PAUL | 138 | 138 | ZoneIP Southern | ZoneIP Southern | 1 | Closed | Line | NO | 0.00465 | 0.02415 | 0.00661 | 208.4 | 235 | 296.4
60160 | HUNT | 60350 | TFALL TP | 138 | 138 | ZoneIP Southern | ZoneIP Southern | 1 | Closed | Line | NO | 0.00539 | 0.02914 | 0.0078 | 191.2 | 191.2 | 214.2
60340 | TFAL JCT | 60160 | HUNT | 138 | 138 | ZoneIP Southern | ZoneIP Southern | 1 | Closed | Line | NO | 0.00945 | 0.04908 | 0.01344 | 191.2 | 191.2 | 214.2
60160 | HUNT | 60280 | WSNLK TP | 138 | 138 | ZoneIP Southern | ZoneIP Western | 1 | Closed | Line | NO | 0.00252 | 0.01306 | 0.00358 | 208.4 | 235 | 299.3
61655 | PNEUF TP | 60145 | FREMONT | 138 | 138 | ZoneIP Eastern | ZoneIP Eastern | 1 | Closed | Line | NO | 0.00373 | 0.01254 | 0.00316 | 144.6 | 162.3 | 206
60140 | EMMETT | 61767 | SPVY TAP | 138 | 138 | ZoneIP Western | ZoneIP Central | 1 | Closed | Line | NO | 0.01874 | 0.06475 | 0.01534 | 122.9 | 142.7 | 187.6
61085 | WILOW CR | 60140 | EMMETT | 138 | 138 | ZoneIP Western | ZoneIP Western | 1 | Closed | Line | NO | 0.02979 | 0.08989 | 0.02272 | 144.6 | 162.3 | 206
60135 | EDEN | 61420 | BYPASS | 138 | 138 | ZoneIP Southern | ZoneIP Southern | 1 | Closed | Line | NO | 0.00607 | 0.03331 | 0.01024 | 207 | 233.3 | 297.1
60160 | HUNT | 60135 | EDEN | 138 | 138 | ZoneIP Southern | ZoneIP Southern | 1 | Closed | Line | NO | 0.00368 | 0.01894 | 0.00556 | 207 | 233.3 | 297.1
60127 | DON TAP | 60145 | FREMONT | 138 | 138 | ZoneIP Eastern | ZoneIP Eastern | 1 | Closed | Line | NO | 0.00275 | 0.01477 | 0.00402 | 191.2 | 191.2 | 214.2
60290 | PNGE JCT | 60125 | DON | 138 | 138 | ZoneIP Eastern | ZoneIP Eastern | 1 | Closed | Line | NO | 0.00795 | 0.04526 | 0.01196 | 208.4 | 235 | 281.8
60180 | KINPORT | 60125 | DON | 138 | 138 | ZoneIP Eastern | ZoneIP Eastern | 2 | Closed | Line | NO | 0.00049 | 0.00378 | 0.002 | 330.8 | 397.5 | 447
60125 | DON | 60179 | HOKU | 138 | 138 | ZoneIP Eastern | ZoneIP Eastern | 1 | Closed | Line | NO | 0.0013 | 0.01123 | 0.00341 | 292.3 | 330.3 | 399.6
60125 | DON | 60127 | DON TAP | 138 | 138 | ZoneIP Eastern | ZoneIP Eastern | 1 | Closed | Line | NO | 0.00275 | 0.01477 | 0.00402 | 191.2 | 191.2 | 214.2
60127 | DON TAP | 60124 | AF SOLAR | 138 | 138 | ZoneIP Eastern | ZoneIP Eastern | 1 | Closed | Line | NO | 0.00669 | 0.03595 | 0.00978 | 207 | 233.3 | 296.4
60175 | KING | 60120 | DALE | 138 | 138 | ZoneIP Southern | ZoneIP Southern | 1 | Closed | Line | NO | 0.00843 | 0.04378 | 0.01198 | 186.4 | 235 | 250
60115 | CLIFF | 61434 | KBLY JCT | 138 | 138 | ZoneIP Southern | ZoneIP Southern | 1 | Closed | Line | NO | 0.00037 | 0.00202 | 0.00054 | 152.7 | 191.2 | 214.2
60113 | NTVW TAP | 60360 | US12_A | 138 | 138 | ZoneIP Southern | ZoneIP Southern | 1 | Closed | Line | NO | 0.00699 | 0.04156 | 0.01157 | 152.7 | 191.2 | 214.2
60115 | CLIFF | 60113 | NTVW TAP | 138 | 138 | ZoneIP Southern | ZoneIP Southern | 1 | Closed | Line | NO | 0.01332 | 0.07916 | 0.02205 | 152.7 | 191.2 | 214.2
60113 | NTVW TAP | 60114 | NORTHVW | 138 | 138 | ZoneIP Southern | ZoneIP Southern | 1 | Closed | Line | NO | 0.00454 | 0.02426 | 0.00669 | 134.1 | 164.7 | 169.5
160132 | NORTH_LOOP | 160139 | RILLITO | 138 | 138 | TEP | TEP | 1A | Open | Line | NO | 0.00642 | 0.04422 | 0.012 | 541 | 610 | 541
60105 | CALDWELL | 61269 | SIMPL TP | 138 | 138 | ZoneIP Central | ZoneIP Central | 1 | Closed | Line | NO | 0.00236 | 0.01227 | 0.00326 | 207 | 233.3 | 297.1
160153 | VINE | 160109 | DMP_CENTRAL | 138 | 138 | TEP | TEP | 1 | Open | Line | NO | 0.00202 | 0.01211 | 0.00464 | 541 | 610 | 541
60105 | CALDWELL | 61253 | SKWY | 138 | 138 | ZoneIP Central | ZoneIP Central | 1 | Closed | Line | NO | 0.00198 | 0.00392 | 0.00391 | 199.8 | 229.7 | 299.7
60101 | HORSEFLT | 60217 | STARKEY | 138 | 138 | ZoneIP Western | ZoneIP Western | 1 | Closed | Line | NO | 0.02677 | 0.14144 | 0.036 | 207 | 233.3 | 297.1
65000 | 5TH WEST | 66012 | MORT CRT | 138 | 138 | UT SALT LAKE | UT SALT LAKE | 1 | Closed | Line | NO | 0.00157 | 0.0046 | 0.00151 | 173 | 247 | 255
65001 | 70TH SO | 66500 | TAYLORSV | 138 | 138 | UT SALT LAKE | UT SALT LAKE | 1 | Closed | Line | NO | 0.00097 | 0.00979 | 0.00328 | 225 | 296 | 309
65000 | 5TH WEST | 65865 | JORDAN | 138 | 138 | UT SALT LAKE | UT SALT LAKE | 1 | Closed | Line | NO | 0.00055 | 0.00451 | 0.00146 | 229 | 332 | 342
79056 | RIFLE_CU | 79057 | RIFLE_CU | 138 | 230 | ZoneRW | ZoneRW | T3 | Closed | Transformer | YES | 0 | 0.05778 | 0 | 143 | 159 | 143
65014 | 70 W TAP | 67497 | HERRIMTP | 138 | 138 | UT SALT LAKE | UT SALT LAKE | 1 | Closed | Line | NO | 0.00065 | 0.0059 | 0.00249 | 307 | 375 | 402
65014 | 70 W TAP | 67557 | HERRIMAN | 138 | 138 | UT SALT LAKE | UT SALT LAKE | 1 | Closed | Line | NO | 0.00072 | 0.00727 | 0.00244 | 307 | 375 | 402
65012 | 106TH SO | 66085 | NINETY S | 138 | 138 | UT SALT LAKE | UT SALT LAKE | 1 | Closed | Line | NO | 0.00087 | 0.00864 | 0.00292 | 291 | 341 | 430
65020 | ROWLEY | 67560 | ATI TP | 138 | 138 | UT US MAG | UT TOOELE | 1 | Closed | Line | NO | 0.00013 | 0.00095 | 0.00029 | 174 | 185 | 276
160150 | TORTOLITA | 160132 | NORTH_LOOP | 138 | 138 | TEP | TEP | 4 | Closed | Line | NO | 0.00821 | 0.04926 | 0.01849 | 541 | 610 | 541
65015 | SCOV IPC | 65070 | ANTLOP 2 | 138 | 138 | ID NPC | ID NPC | 1 | Closed | Line | NO | 0.00068 | 0.00206 | 0.00051 | 133 | 169 | 180
65012 | 106TH SO | 65013 | 118TH SO | 138 | 138 | UT SALT LAKE | UT SALT LAKE | 1 | Closed | Line | NO | 0.0006 | 0.00479 | 0.00165 | 291 | 341 | 430
60070 | BRADY | 60998 | RKWP | 138 | 138 | ZoneIP Eastern | ZoneIP Eastern | 1 | Closed | Line | NO | 0.00423 | 0.02182 | 0.0074 | 217.7 | 245.5 | 293.5
65045 | ANGEL TAP | 67130 | STR 98 A | 138 | 138 | UT OGDEN | UT OGDEN | 1 | Open | Line | NO | 0.01473 | 0.05295 | 0.013 | 129 | 154 | 154
60070 | BRADY | 60124 | AF SOLAR | 138 | 138 | ZoneIP Eastern | ZoneIP Eastern | 1 | Closed | Line | NO | 0.00669 | 0.03595 | 0.00978 | 191.2 | 191.2 | 214.2
65040 | ANGEL | 65045 | ANGEL TAP | 138 | 138 | UT OGDEN | UT OGDEN | 1 | Open | Line | NO | 0.00191 | 0.0055 | 0.00151 | 132 | 163 | 191
65010 | SCOVILLE | 65015 | SCOV IPC | 138 | 138 | ID NPC | ID NPC | 1 | Closed | Line | NO | 0 | 0.003 | 0 | 100 | 100 | 100
60065 | BOMT_138 | 60330 | SWANFALL | 138 | 138 | ZoneIP Central | ZoneIP Central | 1 | Closed | Line | NO | 0.0121 | 0.0629 | 0.0172 | 208.4 | 235 | 299.3
60065 | BOMT_138 | 60257 | HAPPYVLY | 138 | 138 | ZoneIP Central | ZoneIP Central | 1 | Closed | Line | NO | 0.00411 | 0.02824 | 0.01149 | 286.8 | 321.2 | 364.3
60210 | LOWELL | 60065 | BOMT_138 | 138 | 138 | ZoneIP Central | ZoneIP Central | 1 | Closed | Line | NO | 0.00678 | 0.0352 | 0.00964 | 208.4 | 235 | 299.3
65087 | NAPLES | 79067 | VERNAL | 138 | 138 | UT UINTAH | ZoneR4 | 1 | Closed | Line | NO | 0.00087 | 0.00036 | 0.00012 | 224 | 326 | 369
65085 | ASHLEY | 79067 | VERNAL | 138 | 138 | UT UINTAH | ZoneR4 | 1 | Closed | Line | NO | 0.016 | 0.0482 | 0.012 | 137 | 137 | 137
65005 | ABAJO | 66230 | PINTO | 138 | 138 | UT MOAB PINT | UT MOAB PINT | 1 | Closed | Line | NO | 0.06052 | 0.17553 | 0.04745 | 132 | 163 | 191
65110 | BARNEY | 65345 | GRINDING | 138 | 138 | UT SALT LAKE | UT SALT LAKE | 1 | Closed | Line | NO | 0.00097 | 0.0055 | 0.00153 | 209 | 261 | 297
60040 | BOISEBCH | 61719 | ECKERTTP | 138 | 138 | ZoneIP Central | ZoneIP Central | 1 | Closed | Line | NO | 0.00026 | 0.00129 | 0.0004 | 165.6 | 198.6 | 226.8
60040 | BOISEBCH | 61241 | GROVE | 138 | 138 | ZoneIP Central | ZoneIP Central | 1 | Closed | Line | NO | 0.00195 | 0.01573 | 0.00554 | 292.3 | 330.3 | 423.1
65145 | BENLOMND | 65505 | EL MONTE | 138 | 138 | UT OGDEN | UT OGDEN | 1 | Closed | Line | NO | 0.00923 | 0.0525 | 0.0146 | 199 | 248 | 292
60040 | BOISEBCH | 60225 | MICRON | 138 | 138 | ZoneIP Central | ZoneIP Central | 1 | Closed | Line | NO | 0.00198 | 0.01138 | 0.00324 | 199.8 | 229.7 | 299.7
65145 | BENLOMND | 66238 | PLAINCTY | 138 | 138 | UT OGDEN | UT OGDEN | 1 | Closed | Line | NO | 0.0015 | 0.00735 | 0.00378 | 265 | 265 | 301
65145 | BENLOMND | 66650 | WARREN | 138 | 138 | UT OGDEN | UT OGDEN | 1 | Closed | Line | NO | 0.00231 | 0.01756 | 0.0052 | 173 | 218 | 275
60290 | PNGE JCT | 60031 | BLACKFT | 138 | 138 | ZoneIP Eastern | ZoneIP Eastern | 1 | Closed | Line | NO | 0.0185 | 0.0568 | 0.0141 | 144.6 | 162.3 | 194.6
79002 | AXIAL | 79046 | MEEKER | 138 | 138 | ZoneR4 | ZoneR4 | 1 | Closed | Line | NO | 0.02295 | 0.10521 | 0.02739 | 125 | 125 | 125
65125 | AGRIUM M | 65360 | CONDATAP | 138 | 138 | ID SPC | ID SPC | 1 | Closed | Line | NO | 0.00052 | 0.00157 | 0.00039 | 137 | 166 | 166
65920 | MALAD | 60020 | AMFLS | 138 | 138 | ID SPC | ZoneIP Eastern | 1 | Closed | Line | NO | 0.0755 | 0.2422 | 0.0552 | 127 | 152 | 152
65145 | BENLOMND | 69530 | RIVERDALE NT | 138 | 138 | UT OGDEN | UT OGDEN | 1 | Closed | Line | NO | 0.00512 | 0.04712 | 0.01231 | 264 | 264 | 264
65145 | BENLOMND | 67089 | COLDWATR | 138 | 138 | UT OGDEN | UT OGDEN | 1 | Closed | Line | NO | 0.00578 | 0.03271 | 0.00921 | 204 | 254 | 292
60020 | AMFLS | 60024 | AMFLS PP | 138 | 138 | ZoneIP Eastern | ZoneIP Eastern | 1 | Closed | Line | NO | 0.0003 | 0.0016 | 0.0004 | 207 | 233.3 | 293.5
60016 | ALMDA TP | 61640 | HIGHLDTP | 138 | 138 | ZoneIP Eastern | ZoneIP Eastern | 1 | Closed | Line | NO | 0.00301 | 0.00886 | 0.00253 | 144.6 | 162.3 | 206
60016 | ALMDA TP | 60335 | TERRY | 138 | 138 | ZoneIP Eastern | ZoneIP Eastern | 1 | Closed | Line | NO | 0.00271 | 0.00798 | 0.00228 | 144.6 | 162.3 | 194.6
65145 | BENLOMND | 67335 | ROCKYPTT | 138 | 138 | UT OGDEN | UT NO UT | 3 | Closed | Line | NO | 0.03772 | 0.12101 | 0.02817 | 132 | 132 | 160
60016 | ALMDA TP | 60015 | ALAMEDA | 138 | 138 | ZoneIP Eastern | ZoneIP Eastern | 1 | Closed | Line | NO | 0.00171 | 0.00508 | 0.00144 | 144.6 | 162.3 | 206
60010 | ADELAIDE | 608330 | ROE_ADE_CIO | 138 | 138 | ZoneIP Southern | Snake River / NW Wyoming | 1 | Closed | Line | NO | 0.0006 | 0.00375 | 9e-05 | 222.5 | 251 | 296.4
60010 | ADELAIDE | 61810 | MINIDOKA | 138 | 138 | ZoneIP Southern | Snake River / NW Wyoming | 1 | Closed | Line | NO | 0.009 | 0.0471 | 0.0128 | 191.2 | 191.2 | 214.2
60010 | ADELAIDE | 61430 | DUFFIN | 138 | 138 | ZoneIP Southern | ZoneIP Southern | 1 | Closed | Line | NO | 0.00087 | 0.0044 | 0.00138 | 165.6 | 198.6 | 226.8
60170 | HYBN JCT | 60010 | ADELAIDE | 138 | 138 | ZoneIP Southern | ZoneIP Southern | 1 | Closed | Line | NO | 0.00386 | 0.02018 | 0.00554 | 207 | 233.3 | 297.1
160142 | SPANIS_TRAIL | 160140 | ROBERTS | 138 | 138 | TEP | TEP | 1 | Closed | Line | NO | 0.00385 | 0.02037 | 0.00662 | 248 | 248 | 248
65001 | 70TH SO | 66660 | WEST JOR | 138 | 138 | UT SALT LAKE | UT SALT LAKE | 1 | Closed | Line | NO | 0.00049 | 0.00494 | 0.00165 | 292 | 365 | 431
160146 | SOUTH | 160149 | TORO | 138 | 138 | TEP | TEP | 1 | Open | Line | NO | 0.00522 | 0.03014 | 0.00975 | 341 | 341 | 341
65192 | BONANZA | 65457 | DG UPLCO | 138 | 138 | UT UINTAH | UT UINTAH | 1 | Closed | Line | NO | 0 | 0.0001 | 0 | 245 | 267 | 245
59405 | SALTCR2 | 99950 | mid_99950 | 138 | 240 | AIES-Fort McMurray | AIES-Fort McMurray | 1T | Closed | TransformerWinding | YES | 0.00044 | -0.00559 | 0 | 300 | 356 | 321
59288 | LIVOCK03 | 99954 | mid_99954 | 138 | 240 | AIES-Fort McMurray | AIES-Fort McMurray | T1 | Closed | TransformerWinding | YES | 0.00058 | -0.00285 | 0 | 300 | 356.3 | 321
65205 | BOUNTIFL | 66205 | PARRISH | 138 | 138 | UT OGDEN | UT OGDEN | 1 | Closed | Line | NO | 0 | 0.003 | 0 | 126 | 151 | 126
57291 | KETL RV7 | 99938 | mid_99938 | 138 | 240 | AIES-Fort McMurray | AIES-Fort McMurray | T2 | Closed | TransformerWinding | YES | 0.00054 | -0.02333 | 0 | 200 | 237.5 | 214
56769 | MCLGH_TP | 56770 | MCLGH2 | 138 | 138 | AIES-Fort MacLeod | AIES-Fort MacLeod | 4A | Closed | Line | NO | 0.00013 | 0.00031 | 8e-05 | 114 | 114 | 145
65207 | BOWLER | 66016 | MOYLE | 138 | 138 | UT RED DGT | UT RED DGT | 1 | Closed | Line | NO | 0.01311 | 0.04002 | 0.01003 | 95 | 95 | 95
79067 | VERNAL | 65192 | BONANZA | 138 | 138 | ZoneR4 | UT UINTAH | 1 | Closed | Line | NO | 0.0089 | 0.0962 | 0.0292 | 245 | 267 | 245
65192 | BONANZA | 65371 | COVE TP | 138 | 138 | UT UINTAH | UT UINTAH | 1 | Closed | Line | NO | 0.01615 | 0.18759 | 0.04792 | 245 | 267 | 245
65225 | BRIGHAM | 67045 | BRIDGLND | 138 | 138 | UT SEID UAMP | UT NO UT | 1 | Closed | Line | NO | 0.03029 | 0.09748 | 0.02222 | 132 | 132 | 180
56627 | 7LA97_TP | 57622 | TWR_RD1 | 138 | 138 | AIES-Fort McMurray | AIES-Fort McMurray | 97 | Closed | Line | NO | 0.02251 | 0.04902 | 0.01284 | 112.1 | 124.6 | 148.5
65225 | BRIGHAM | 68033 | WHITERK | 138 | 138 | UT SEID UAMP | UT NO UT | 1 | Closed | Line | NO | 0.00441 | 0.01647 | 0.00413 | 132 | 132 | 180
56419 | PEMUKN3 | 99942 | mid_99942 | 138 | 240 | AIES-Hanna | AIES-Hanna | T1 | Closed | TransformerWinding | YES | 0.00056 | -0.00279 | 0 | 300 | 356 | 321
56237 | EDD34T1 | 58604 | EDD-0085 | 138 | 138 | AIES-Fort McMurray | AIES-Fort McMurray | 7 | Closed | Line | NO | 0.03774 | 0.11769 | 0.0333 | 161.1 | 161.1 | 161.1
56007 | HEIS_TP8 | 58464 | HEISLER7 | 138 | 138 | AIES-Alliance/Battle River | AIES-Alliance/Battle River | 01 | Closed | Line | NO | 0.00121 | 0.00403 | 0.00105 | 127.5 | 127.5 | 127.5
160145 | SONORAN | 160146 | SOUTH | 138 | 138 | TEP | TEP | 1 | Closed | Line | NO | 0.00682 | 0.03952 | 0.01187 | 370 | 370 | 370
65192 | BONANZA | 65194 | CHAPITA | 138 | 138 | UT UINTAH | UT UINTAH | 1 | Closed | Line | NO | 0.00583 | 0.03305 | 0.00928 | 204 | 226 | 213
55780 | ED1001-2 | 56778 | ED1000-4 | 138 | 138 | AIES-Fort McMurray | AIES-Fort McMurray | 01 | Closed | Line | NO | 0.0009 | 0.00564 | 0.00155 | 436 | 436 | 464
55779 | ED1001-1 | 55780 | ED1001-2 | 138 | 138 | AIES-Fort McMurray | AIES-Fort McMurray | L1 | Closed | Line | NO | 0 | 1e-05 | 0 | 478 | 478 | 478
55777 | ED1000-3 | 56778 | ED1000-4 | 138 | 138 | AIES-Fort McMurray | AIES-Fort McMurray | L1 | Closed | Line | NO | 0 | 1e-05 | 0 | 498.8 | 498.8 | 498.8
55777 | ED1000-3 | 55779 | ED1001-1 | 138 | 138 | AIES-Fort McMurray | AIES-Fort McMurray | 00 | Closed | Line | NO | 0.00093 | 0.00578 | 0.00158 | 436 | 436 | 464
55769 | 769_HVR | 99943 | mid_99943 | 138 | 138 | AIES-Hanna | AIES-Hanna | T3 | Closed | TransformerWinding | YES | 0.00166 | 0.19781 | 0 | 66.7 | 66.7 | 66.7
55749 | NOVA_R3A | 58749 | NOVA TP1 | 138 | 138 | AIES-Red Deer | AIES-Red Deer | L3 | Closed | Line | NO | 0 | 0.0001 | 0 | 276.1 | 276.1 | 276.1
65245 | CAMERON | 67245 | MILFORD | 138 | 138 | UT SIGURD | UT SIGURD | 1 | Closed | Line | NO | 0.02379 | 0.09439 | 0.02812 | 130 | 161 | 189
59676 | EDD653 | 55676 | EDD65M1 | 138 | 240 | AIES-Fort McMurray | AIES-Fort McMurray | T1 | Closed | Transformer | YES | 0.00051 | -0.00409 | 0 | 300 | 300 | 300
55671 | EDD711 | 59676 | EDD653 | 138 | 138 | AIES-Fort McMurray | AIES-Fort McMurray | 7 | Closed | Line | NO | 0.00043 | 0.00371 | 0.00145 | 300 | 300 | 300
55671 | EDD711 | 57676 | EDD658 | 138 | 138 | AIES-Fort McMurray | AIES-Fort McMurray | 7 | Closed | Line | NO | 0.00043 | 0.00371 | 0.00145 | 300 | 300 | 300
55632 | BADLAND1 | 55646 | PARKER1 | 138 | 138 | AIES-Sheerness | AIES-Sheerness | 18 | Closed | Line | NO | 0.00038 | 0.00121 | 0.00034 | 139.9 | 190.7 | 179.2
55627 | HALF_01 | 56627 | 7LA97_TP | 138 | 138 | AIES-Fort McMurray | AIES-Fort McMurray | 97 | Closed | Line | NO | 0 | 0.00011 | 0 | 109.2 | 123.6 | 139.9
55625 | DAWES138 | 99945 | mid_99945 | 138 | 240 | AIES-Fort McMurray | AIES-Fort McMurray | T1 | Closed | TransformerWinding | YES | 0.00031 | 0.05063 | 0 | 300 | 356 | 321
65245 | CAMERON | 67105 | TUSHAR | 138 | 138 | UT SIGURD | UT SIGURD | 1 | Closed | Line | NO | 0.027 | 0.08148 | 0.02031 | 132 | 145 | 174
160111 | DMP_NORTH | 160130 | NORTH_EAST_E | 138 | 138 | TEP | TEP | 1 | Closed | Line | NO | 0.0032 | 0.02 | 0.006 | 541 | 610 | 541
65280 | CARBON | 65520 | EMMAPARK | 138 | 138 | UT CARB PRIC | UT UINTAH | 1 | Closed | Line | NO | 0.00945 | 0.02846 | 0.00713 | 133 | 150 | 166
55602 | GHOSTPI3 | 55603 | GHOSTPI1 | 138 | 138 | AIES-Hanna | AIES-Hanna | 59 | Closed | Line | NO | 0.00402 | 0.00885 | 0.00238 | 109.2 | 123.6 | 138.9
65280 | CARBON | 65755 | HELPER | 138 | 138 | UT CARB PRIC | UT CARB PRIC | 1 | Closed | Line | NO | 0.0018 | 0.00738 | 0.00194 | 169 | 206 | 234
65261 | CAMP WIL | 67217 | LEHI N TAP | 138 | 138 | UT SALT LAKE | UT UTAH VALL | 1 | Closed | Line | NO | 0.00309 | 0.01812 | 0.00535 | 204 | 254 | 268
65280 | CARBON | 66405 | SPAN FRK | 138 | 138 | UT CARB PRIC | UT UTAH VALL | 2 | Closed | Line | NO | 0.03553 | 0.20297 | 0.05671 | 204 | 226 | 267
65280 | CARBON | 66404 | REACT AT SF | 138 | 138 | UT CARB PRIC | UT UTAH VALL | 1 | Closed | Line | NO | 0.16722 | 0.23644 | 0.05009 | 75 | 88 | 113
55543 | OLDMAN1 | 55722 | WINDYTP | 138 | 138 | AIES-Fort MacLeod | AIES-Fort MacLeod | 93 | Closed | Line | NO | 0.0001 | 0.00023 | 6e-05 | 119 | 131 | 147
55509 | FNC_TAP | 58000 | BC BORDE | 138 | 138 | AIES-Rainbow Lake | AIES-Rainbow Lake | 59 | Closed | Line | NO | 0.00409 | 0.01336 | 0.00412 | 191.9 | 191.9 | 227.1
55509 | FNC_TAP | 55511 | FNC-1 | 138 | 138 | AIES-Rainbow Lake | AIES-Rainbow Lake | 59 | Closed | Line | NO | 0.00775 | 0.02534 | 0.00782 | 50 | 65 | 50
65280 | CARBON | 65760 | HELPER T | 138 | 138 | UT CARB PRIC | UT CARB PRIC | 1 | Closed | Line | NO | 0.001 | 0.0067 | 0.00192 | 172 | 172 | 172
65291 | 3MIKNOLL | 66385 | SODA | 138 | 138 | ID SPC | ID SPC | 1 | Closed | Line | NO | 0.00895 | 0.03162 | 0.00852 | 137 | 167 | 189
65291 | 3MIKNOLL | 66837 | HOOPERSP | 138 | 138 | ID SPC | ID BPA | 1 | Closed | Line | NO | 0.0001 | 0.00088 | 0.00022 | 194.3 | 221.1 | 253.4
65291 | 3MIKNOLL | 66005 | MONSANT2 | 138 | 138 | ID SPC | ID MONSANTO | 2 | Closed | Line | NO | 0.00077 | 0.00633 | 0.00209 | 218 | 270 | 295
55491 | BAT. RV7 | 56007 | HEIS_TP8 | 138 | 138 | AIES-Alliance/Battle River | AIES-Alliance/Battle River | 01 | Closed | Line | NO | 0.01514 | 0.04755 | 0.0133 | 141.8 | 159.1 | 191.7
55490 | JAROW TP | 55491 | BAT. RV7 | 138 | 138 | AIES-Wainwright | AIES-Alliance/Battle River | 50 | Closed | Line | NO | 0.08621 | 0.19354 | 0.0481 | 109.2 | 116.9 | 143.8
65291 | 3MIKNOLL | 66000 | MONSANT1 | 138 | 138 | ID SPC | ID MONSANTO | 1 | Closed | Line | NO | 0.00078 | 0.00636 | 0.00211 | 218 | 270 | 295
55483 | KIRBY1 | 55949 | ILAKE_02 | 138 | 138 | AIES-Athabasca/Lac La Biche | AIES-Athabasca/Lac La Biche | 57 | Closed | Line | NO | 0.00353 | 0.00789 | 0.00206 | 121 | 133 | 149
55474 | OYEN 7 | 56959 | LANFIN5 | 138 | 138 | AIES-Hanna | AIES-Hanna | 32 | Closed | Line | NO | 0.00641 | 0.02431 | 0.00698 | 112.1 | 138 | 140.9
55471 | MONITOR7 | 56649 | HANSMAN9 | 138 | 138 | AIES-Hanna | AIES-Provost | 24 | Closed | Line | NO | 0.04542 | 0.1014 | 0.03152 | 108.3 | 119.8 | 143.8
55471 | MONITOR7 | 56419 | PEMUKN3 | 138 | 138 | AIES-Hanna | AIES-Hanna | 27 | Closed | Line | NO | 0.00091 | 0.00345 | 0.00099 | 144.7 | 185.9 | 182.1
55468 | VETERAN7 | 56419 | PEMUKN3 | 138 | 138 | AIES-Hanna | AIES-Hanna | 79 | Closed | Line | NO | 0.05439 | 0.12158 | 0.03179 | 109.2 | 123.6 | 138.9
55463 | BULLPON7 | 55646 | PARKER1 | 138 | 138 | AIES-Sheerness | AIES-Sheerness | 85 | Closed | Line | NO | 0.01904 | 0.06044 | 0.01675 | 139.9 | 190.7 | 179.2
55463 | BULLPON7 | 55485 | ANDERSON | 138 | 138 | AIES-Sheerness | AIES-Sheerness | 85 | Closed | Line | NO | 0.03648 | 0.11554 | 0.03214 | 139 | 185 | 165.8
55460 | WINT HI7 | 55646 | PARKER1 | 138 | 138 | AIES-Sheerness | AIES-Sheerness | 03 | Closed | Line | NO | 0.00951 | 0.03021 | 0.00837 | 139.9 | 190.7 | 179.2
55459 | EXCEL7 | 56959 | LANFIN5 | 138 | 138 | AIES-Hanna | AIES-Hanna | 16 | Closed | Line | NO | 0.00243 | 0.00951 | 0.00255 | 95 | 95 | 95
55458 | LOYALIS7 | 55471 | MONITOR7 | 138 | 138 | AIES-Hanna | AIES-Hanna | 10 | Closed | Line | NO | 0.01307 | 0.02852 | 0.00749 | 94.9 | 94.9 | 94.9
55453 | KSP_TAP | 55474 | OYEN 7 | 138 | 138 | AIES-Empress | AIES-Hanna | 60 | Closed | Line | NO | 0.0753 | 0.1648 | 0.04316 | 110.2 | 122.7 | 146.6
55452 | CVD_TAP | 55456 | CAVDISH1 | 138 | 138 | AIES-Empress | AIES-Empress | 60 | Closed | Line | NO | 0.00422 | 0.00969 | 0.0024 | 124.6 | 153.3 | 153.3
55452 | CVD_TAP | 55454 | BINDLOS7 | 138 | 138 | AIES-Empress | AIES-Empress | 60 | Closed | Line | NO | 0.01307 | 0.02958 | 0.00754 | 109.3 | 150.5 | 139
55452 | CVD_TAP | 55453 | KSP_TAP | 138 | 138 | AIES-Empress | AIES-Empress | 60 | Closed | Line | NO | 0.0082 | 0.01855 | 0.00473 | 109.3 | 150.5 | 139
55448 | MICH. C7 | 55954 | 768S_HV | 138 | 138 | AIES-Hanna | AIES-Hanna | 25 | Closed | Line | NO | 0.05161 | 0.11406 | 0.0299 | 109.2 | 122.7 | 147.6
55448 | MICH. C7 | 55460 | WINT HI7 | 138 | 138 | AIES-Hanna | AIES-Sheerness | 71 | Closed | Line | NO | 0.0442 | 0.10054 | 0.02661 | 107.3 | 121.7 | 140.9
55433 | 3 HILLS7 | 55954 | 768S_HV | 138 | 138 | AIES-Hanna | AIES-Hanna | 37 | Closed | Line | NO | 0.05085 | 0.11241 | 0.02945 | 108.3 | 120.7 | 142.8
55433 | 3 HILLS7 | 55602 | GHOSTPI3 | 138 | 138 | AIES-Hanna | AIES-Hanna | 59 | Closed | Line | NO | 0.01853 | 0.04039 | 0.01058 | 107.3 | 118.8 | 142.8
55423 | NEVIS 7 | 55948 | 948S_HV | 138 | 138 | AIES-Hanna | AIES-Hanna | 16 | Closed | Line | NO | 0.04784 | 0.10455 | 0.02748 | 107.3 | 119.8 | 127.5
55423 | NEVIS 7 | 55769 | 769_HVR | 138 | 138 | AIES-Hanna | AIES-Hanna | 43 | Closed | Line | NO | 0.02213 | 0.0907 | 0.02646 | 94.9 | 94.9 | 95.8
55421 | COYTLK1 | 99940 | mid_99940 | 138 | 240 | AIES-Hanna | AIES-Hanna | T1 | Closed | TransformerWinding | YES | 0.00057 | -0.00275 | 0 | 300 | 356 | 321
55421 | COYTLK1 | 55448 | MICH. C7 | 138 | 138 | AIES-Hanna | AIES-Hanna | 28 | Closed | Line | NO | 0.02919 | 0.11903 | 0.02964 | 112.1 | 138 | 140.9
55409 | QUIGL1 | 55623 | ENGSTRM1 | 138 | 138 | AIES-Fort McMurray | AIES-Fort McMurray | 67 | Closed | Line | NO | 0.00364 | 0.0142 | 0.00386 | 158.1 | 194.5 | 212.8
65167 | BLACKHWK | 65935 | MCFADDEN | 138 | 138 | UT HUNT EMER | UT HUNT EMER | 1 | Closed | Line | NO | 0.00724 | 0.04042 | 0.01172 | 206 | 252 | 252
160153 | VINE | 160164 | OLSEN | 138 | 138 | TEP | TEP | 1 | Open | Line | NO | 0.0014 | 0.00841 | 0.00322 | 541 | 610 | 541
55393 | HILL 7 | 55455 | LLOYD 7 | 138 | 138 | AIES-Lloydminster | AIES-Lloydminster | 42 | Closed | Line | NO | 0.00736 | 0.01604 | 0.0042 | 124.6 | 136.1 | 143.8
55383 | VERMILO7 | 55387 | KITSCOT7 | 138 | 138 | AIES-Lloydminster | AIES-Lloydminster | 30 | Closed | Line | NO | 0.06109 | 0.13389 | 0.03513 | 109.2 | 119.8 | 144.7
55377 | IRISH C7 | 55383 | VERMILO7 | 138 | 138 | AIES-Lloydminster | AIES-Lloydminster | 17 | Closed | Line | NO | 0.0657 | 0.14745 | 0.03829 | 125.5 | 140.9 | 159.1
55367 | VEGREVL7 | 56366 | WATT_TAP | 138 | 138 | AIES-Vegreville | AIES-Vegreville | 92 | Closed | Line | NO | 0.04765 | 0.10405 | 0.02733 | 109.2 | 120.7 | 127.5
65315 | CENTRAL | 66420 | STGEORGE | 138 | 138 | UT RED PAC | UT RED PAC | 1 | Closed | Line | NO | 0.00453 | 0.0636 | 0.02738 | 265 | 333 | 393
55361 | WATTLAKE | 56366 | WATT_TAP | 138 | 138 | AIES-Vegreville | AIES-Vegreville | 92 | Closed | Line | NO | 7e-05 | 0.00016 | 4e-05 | 47 | 47 | 47
55357 | VILNA 7 | 56366 | WATT_TAP | 138 | 138 | AIES-Vegreville | AIES-Vegreville | 92 | Closed | Line | NO | 0.0441 | 0.0963 | 0.0253 | 109.2 | 120.7 | 127.5
55350 | WHITBY 7 | 55357 | VILNA 7 | 138 | 138 | AIES-Vegreville | AIES-Vegreville | 92 | Closed | Line | NO | 0.00811 | 0.01767 | 0.00462 | 109.2 | 120.7 | 127.5
55324 | 7LA65_TP | 59025 | STEELE | 138 | 138 | AIES-Lloydminster | AIES-Vegreville | 65 | Closed | Line | NO | 0.017 | 0.05338 | 0.01491 | 139.9 | 160 | 179.2
55324 | 7LA65_TP | 55383 | VERMILO7 | 138 | 138 | AIES-Lloydminster | AIES-Lloydminster | 65 | Closed | Line | NO | 0.00286 | 0.00642 | 0.0016 | 109.3 | 123.6 | 139.8
55324 | 7LA65_TP | 55363 | VINCENT8 | 138 | 138 | AIES-Lloydminster | AIES-Vegreville | 65 | Closed | Line | NO | 0.07964 | 0.17897 | 0.04453 | 109.3 | 123.6 | 139.8
65315 | CENTRAL | 66420 | STGEORGE | 138 | 138 | UT RED PAC | UT RED PAC | 2 | Closed | Line | NO | 0.00453 | 0.0636 | 0.02738 | 265 | 333 | 393
65313 | THREE PK | 69755 | STEVENSVILLE | 138 | 138 | UT SIGURD | UT SIGURD | 1 | Closed | Line | NO | 0.00259 | 0.01011 | 0.00299 | 96 | 96 | 119
65341 | CLIN WT | 66480 | SYRACUSE | 138 | 138 | UT OGDEN | UT OGDEN | 1 | Closed | Line | NO | 0.00216 | 0.00939 | 0.00459 | 173 | 218 | 275
55320 | ETHEL L7 | 55332 | GRND CTR | 138 | 138 | AIES-Cold Lake | AIES-Cold Lake | 28 | Closed | Line | NO | 0.02476 | 0.05524 | 0.01716 | 109.2 | 120.7 | 144.7
65341 | CLIN WT | 65949 | MIDLNW | 138 | 138 | UT OGDEN | UT OGDEN | 1 | Closed | Line | NO | 0.00231 | 0.00997 | 0.00495 | 265 | 265 | 360
55318 | 7LA24_TP | 55332 | GRND CTR | 138 | 138 | AIES-Cold Lake | AIES-Cold Lake | 24 | Closed | Line | NO | 0.0361 | 0.07872 | 0.02064 | 109.2 | 121.7 | 144.7
55315 | LACOREY7 | 55344 | BONNY 7 | 138 | 138 | AIES-Cold Lake | AIES-Cold Lake | 89 | Closed | Line | NO | 0.04276 | 0.09322 | 0.02444 | 109.2 | 119.8 | 144.7
55313 | MARG LK7 | 99952 | mid_99952 | 138 | 240 | AIES-Cold Lake | AIES-Cold Lake | 1T | Closed | TransformerWinding | YES | 0.00062 | 0.00428 | 0 | 200 | 200 | 200
65340 | CLINTONU | 65342 | CLIN ET | 138 | 138 | UT OGDEN | UT OGDEN | 1 | Open | Line | NO | 4e-05 | 0.00022 | 7e-05 | 209 | 255 | 255
55313 | MARG LK7 | 55315 | LACOREY7 | 138 | 138 | AIES-Cold Lake | AIES-Cold Lake | 89 | Closed | Line | NO | 0.02802 | 0.06178 | 0.01582 | 109.2 | 119.8 | 144.7
65342 | CLIN ET | 66480 | SYRACUSE | 138 | 138 | UT OGDEN | UT OGDEN | 1 | Closed | Line | NO | 0.0044 | 0.01425 | 0.00326 | 132 | 132 | 180
160155 | VAIL2 | 160154 | VAIL | 138 | 138 | TEP | TEP | 1 | Open | Line | NO | 1e-05 | 0.0003 | 0 | 717 | 717 | 717
55310 | LEMING 7 | 55313 | MARG LK7 | 138 | 138 | AIES-Cold Lake | AIES-Cold Lake | 91 | Closed | Line | NO | 0.06399 | 0.14114 | 0.03613 | 109.2 | 121.7 | 143.8
160152 | TWENTYSECOND | 160165 | SEARSWILMOT | 138 | 138 | TEP | TEP | 1 | Open | Line | NO | 0.00384 | 0.01252 | 0.00464 | 541 | 610 | 541
65342 | CLIN ET | 65948 | MIDLNE | 138 | 138 | UT OGDEN | UT OGDEN | 1 | Closed | Line | NO | 0.00467 | 0.015 | 0.00341 | 132 | 132 | 180
65340 | CLINTONU | 65341 | CLIN WT | 138 | 138 | UT OGDEN | UT OGDEN | 1 | Closed | Line | NO | 0.0001 | 0.00057 | 0.00017 | 209 | 255 | 255
65313 | THREE PK | 69750 | IRON SPRINGS | 138 | 138 | UT SIGURD | UT SIGURD | 1 | Closed | Line | NO | 0.00657 | 0.02259 | 0.00625 | 96 | 96 | 119
55309 | BOURQUE | 55310 | LEMING 7 | 138 | 138 | AIES-Cold Lake | AIES-Cold Lake | 83 | Closed | Line | NO | 0.00441 | 0.01738 | 0.00552 | 180.2 | 222.3 | 227.1
55308 | GRIZZLY | 59025 | STEELE | 138 | 138 | AIES-Vegreville | AIES-Vegreville | 66 | Closed | Line | NO | 0 | 1e-05 | 0 | 140 | 140 | 140
55304 | MAHNO1 | 55351 | NABIYE | 138 | 138 | AIES-Cold Lake | AIES-Cold Lake | 61 | Closed | Line | NO | 0.00511 | 0.03046 | 0.00934 | 245 | 245 | 301.9
55303 | MAHIHKA7 | 55309 | BOURQUE | 138 | 138 | AIES-Cold Lake | AIES-Cold Lake | 57 | Closed | Line | NO | 0.00032 | 0.00123 | 0.0004 | 158.1 | 188.8 | 191.7
55303 | MAHIHKA7 | 55304 | MAHNO1 | 138 | 138 | AIES-Cold Lake | AIES-Cold Lake | 05 | Closed | Line | NO | 0.0056 | 0.0122 | 0.0032 | 157.2 | 157.2 | 190.7
55302 | PRIMROSE | 541307 | PRIMEAST | 138 | 138 | AIES-Cold Lake | AIES-Cold Lake | E1 | Closed | Line | NO | 0.02256 | 0.04913 | 0.01293 | 121 | 159.5 | 145
160154 | VAIL | 999840 | VAIFT_11 | 138 | 138 | TEP | TEP | 1 | Open | Line | NO | 0.00835 | 0.0311 | 0.00458 | 359 | 359 | 359
65365 | COTTONWD | 65750 | HAMMER | 138 | 138 | UT SALT LAKE | UT SALT LAKE | 1 | Closed | Line | NO | 0.00362 | 0.01957 | 0.00602 | 174 | 247 | 265
55300 | WOLF LK7 | 55301 | FOSTERCK | 138 | 138 | AIES-Cold Lake | AIES-Cold Lake | 86 | Closed | Line | NO | 0.04481 | 0.14072 | 0.0393 | 143.8 | 166.8 | 186.9
55282 | WILO LK7 | 57025 | AHS_8 | 138 | 138 | AIES-Fort McMurray | AIES-Fort McMurray | 82 | Closed | Line | NO | 0 | 0.0001 | 0 | 286.8 | 286.8 | 286.8
65355 | COLUMBIA | 66015 | MOUND SW | 138 | 138 | UT CARB PRIC | UT CARB PRIC | 1 | Closed | Line | NO | 0.01434 | 0.02999 | 0.00703 | 107 | 129 | 131
55282 | WILO LK7 | 55625 | DAWES138 | 138 | 138 | AIES-Fort McMurray | AIES-Fort McMurray | 94 | Closed | Line | NO | 0.03736 | 0.0837 | 0.02177 | 111.2 | 123.6 | 147.6
160154 | VAIL | 161106 | GATEWAY_UNSE | 138 | 138 | TEP | UES (Nogales) | 1 | Open | Line | NO | 0.0218 | 0.1308 | 0.05178 | 540 | 606 | 540
55271 | MORSE RV | 55272 | FIELDGA7 | 138 | 138 | AIES-Swan Hills | AIES-Swan Hills | 67 | Closed | Line | NO | 0.0074 | 0.01611 | 0.00419 | 107.3 | 119.8 | 142.8
55270 | ESSO JU7 | 55271 | MORSE RV | 138 | 138 | AIES-Swan Hills | AIES-Swan Hills | 78 | Closed | Line | NO | 0.00109 | 0.00229 | 0.00059 | 94.9 | 94.9 | 94.9
55269 | FIREBAG | 56273 | FIREBAG6 | 138 | 138 | AIES-Fort McMurray | AIES-Fort McMurray | 72 | Closed | Line | NO | 6e-05 | 0.0002 | 1e-05 | 150.1 | 150.1 | 150.1
55269 | FIREBAG | 55671 | EDD711 | 138 | 138 | AIES-Fort McMurray | AIES-Fort McMurray | 7 | Closed | Line | NO | 0.00045 | 0.00147 | 0.00047 | 161.1 | 161.1 | 161.1
55266 | SARAH L7 | 55272 | FIELDGA7 | 138 | 138 | AIES-Swan Hills | AIES-Swan Hills | 67 | Closed | Line | NO | 0.01437 | 0.03136 | 0.00818 | 107.3 | 119.8 | 142.8
55261 | LOU CR.7 | 99956 | mid_99956 | 138 | 240 | AIES-Swan Hills | AIES-Swan Hills | T2 | Closed | TransformerWinding | YES | -0.0001 | -0.0047 | 0 | 200 | 245 | 214
55261 | LOU CR.7 | 55275 | VIRGINI7 | 138 | 138 | AIES-Swan Hills | AIES-Swan Hills | 56 | Closed | Line | NO | 0.02379 | 0.05185 | 0.01359 | 107.3 | 117.9 | 127.5
55261 | LOU CR.7 | 55271 | MORSE RV | 138 | 138 | AIES-Swan Hills | AIES-Swan Hills | 19 | Closed | Line | NO | 0.00642 | 0.01416 | 0.00368 | 108.3 | 119.8 | 119.8
65365 | COTTONWD | 67420 | UNDRGRND | 138 | 138 | UT SALT LAKE | UT SALT LAKE | 2 | Closed | Line | NO | 0.0004 | 0.00412 | 0 | 284 | 335 | 315
65365 | COTTONWD | 66387 | SNYDERVL | 138 | 138 | UT SALT LAKE | UT PARK CITY | 1 | Closed | Line | NO | 0.02613 | 0.08009 | 0.02231 | 126 | 142 | 188
65313 | THREE PK | 65314 | THREE PT | 138 | 138 | UT SIGURD | UT SIGURD | 1 | Closed | Line | NO | 0.00439 | 0.02354 | 0.0074 | 197 | 218 | 281
55261 | LOU CR.7 | 55266 | SARAH L7 | 138 | 138 | AIES-Swan Hills | AIES-Swan Hills | 55 | Closed | Line | NO | 0.00703 | 0.01533 | 0.00401 | 94.9 | 94.9 | 95.8
55256 | SWEETHE7 | 55625 | DAWES138 | 138 | 138 | AIES-Fort McMurray | AIES-Fort McMurray | 47 | Closed | Line | NO | 0.00519 | 0.02028 | 0.00551 | 157.1 | 180.1 | 201.2
55243 | EDITH L7 | 55266 | SARAH L7 | 138 | 138 | AIES-Swan Hills | AIES-Swan Hills | 72 | Closed | Line | NO | 0.03043 | 0.07037 | 0.01712 | 109.2 | 122.7 | 146.6
55242 | KINOSIS2 | 99958 | mid_99958 | 138 | 240 | AIES-Fort McMurray | AIES-Fort McMurray | T2 | Closed | TransformerWinding | YES | 0.00068 | -0.00543 | 0 | 200 | 238 | 214
55242 | KINOSIS2 | 55409 | QUIGL1 | 138 | 138 | AIES-Fort McMurray | AIES-Fort McMurray | 04 | Closed | Line | NO | 0.00788 | 0.03087 | 0.00832 | 160 | 196.5 | 215.6
55241 | LONGLK1 | 59246 | LNGLKC02 | 138 | 138 | AIES-Fort McMurray | AIES-Fort McMurray | 26 | Closed | Line | NO | 8e-05 | 0.00029 | 7e-05 | 137 | 137 | 137
55241 | LONGLK1 | 55249 | LNGLKC01 | 138 | 138 | AIES-Fort McMurray | AIES-Fort McMurray | 25 | Closed | Line | NO | 8e-05 | 0.00029 | 7e-05 | 137 | 137 | 137
55241 | LONGLK1 | 55242 | KINOSIS2 | 138 | 138 | AIES-Fort McMurray | AIES-Fort McMurray | 15 | Closed | Line | NO | 0.01138 | 0.03651 | 0.01216 | 160 | 189.8 | 193.6
55238 | GREGOIRE | 55282 | WILO LK7 | 138 | 138 | AIES-Fort McMurray | AIES-Fort McMurray | 55 | Closed | Line | NO | 0.01318 | 0.02943 | 0.00771 | 109.2 | 123.6 | 138.9
55229 | MITS E.7 | 99962 | mid_99962 | 138 | 240 | AIES-High Prairie | AIES-High Prairie | 1T | Closed | TransformerWinding | YES | 0.00087 | -0.00307 | 0 | 200 | 237.5 | 214
55229 | MITS E.7 | 55234 | OTAUWAU7 | 138 | 138 | AIES-High Prairie | AIES-High Prairie | 62 | Closed | Line | NO | 0.00121 | 0.00269 | 0.0007 | 109.2 | 121.7 | 145.7
55229 | MITS E.7 | 55234 | OTAUWAU7 | 138 | 138 | AIES-High Prairie | AIES-High Prairie | 49 | Closed | Line | NO | 0.00109 | 0.00248 | 0.00062 | 109.3 | 121.7 | 145.7
55229 | MITS E.7 | 55230 | AEC MILL | 138 | 138 | AIES-High Prairie | AIES-High Prairie | 31 | Closed | Line | NO | 0.00436 | 0.01383 | 0.00387 | 140.9 | 166.8 | 187.8
55229 | MITS E.7 | 55230 | AEC MILL | 138 | 138 | AIES-High Prairie | AIES-High Prairie | 30 | Closed | Line | NO | 0.00587 | 0.01309 | 0.00407 | 140.9 | 166.8 | 187.8
55224 | HANGSTO7 | 59405 | SALTCR2 | 138 | 138 | AIES-Fort McMurray | AIES-Fort McMurray | 35 | Closed | Line | NO | 0.00329 | 0.0129 | 0.00348 | 144.7 | 185.9 | 182.1
55224 | HANGSTO7 | 56627 | 7LA97_TP | 138 | 138 | AIES-Fort McMurray | AIES-Fort McMurray | 97 | Closed | Line | NO | 0.00027 | 0.00058 | 0.00015 | 112.1 | 124.6 | 148.5
65395 | CUTLER | 98282 | mid_98282 | 138 | 138 | UT NO UT | UT NO UT | 1 | Closed | TransformerWinding | YES | 0.00375 | 0.22063 | 0 | 50 | 56 | 50
55224 | HANGSTO7 | 55282 | WILO LK7 | 138 | 138 | AIES-Fort McMurray | AIES-Fort McMurray | 36 | Closed | Line | NO | 0.03324 | 0.07457 | 0.01934 | 112.1 | 124.6 | 149.5
55222 | PARS CR7 | 57622 | TWR_RD1 | 138 | 138 | AIES-Fort McMurray | AIES-Fort McMurray | 65 | Closed | Line | NO | 0.01337 | 0.03082 | 0.00781 | 111.2 | 123.6 | 143.8
65454 | DIMP DEL | 65475 | DUMAS | 138 | 138 | UT SALT LAKE | UT SALT LAKE | 1 | Closed | Line | NO | 0.0032 | 0.0076 | 0 | 97 | 140 | 97
55202 | RUTH LA7 | 99966 | mid_99966 | 138 | 138 | AIES-Fort McMurray | AIES-Fort McMurray | 3T | Closed | TransformerWinding | YES | 0.00169 | 0.20462 | 0 | 75 | 75 | 75
55202 | RUTH LA7 | 55222 | PARS CR7 | 138 | 138 | AIES-Fort McMurray | AIES-Fort McMurray | 47 | Closed | Line | NO | 0.03184 | 0.07053 | 0.01836 | 94.9 | 94.9 | 94.9
65457 | DG UPLCO | 65458 | BLUE BENCH | 138 | 138 | UT UINTAH | UT UINTAH | 1 | Closed | Line | NO | 0.0067 | 0.043 | 0.01165 | 143 | 143 | 143
55175 | FOX CRK7 | 56131 | MUIR_TAP | 138 | 138 | AIES-Fox Creek | AIES-Fox Creek | 90 | Closed | Line | NO | 0.00451 | 0.00987 | 0.00259 | 108.3 | 116.9 | 143.8
65455 | DECKLAKE | 66190 | PARKWAY | 138 | 138 | UT SALT LAKE | UT SALT LAKE | 1 | Closed | Line | NO | 0.0004 | 0.0034 | 0.001 | 231 | 332 | 342
55164 | L.SMOKY7 | 99970 | mid_99970 | 138 | 240 | AIES-Valleyview | AIES-Valleyview | 2T | Closed | TransformerWinding | YES | 0.00064 | -0.00269 | 0 | 200 | 200 | 200
55164 | L.SMOKY7 | 56131 | MUIR_TAP | 138 | 138 | AIES-Valleyview | AIES-Fox Creek | 90 | Closed | Line | NO | 0.07337 | 0.16045 | 0.04209 | 108.3 | 116.9 | 143.8
55164 | L.SMOKY7 | 55180 | GOOSE R7 | 138 | 138 | AIES-Valleyview | AIES-Valleyview | 56 | Closed | Line | NO | 0.05784 | 0.12612 | 0.03307 | 107.3 | 117.9 | 127.5
55164 | L.SMOKY7 | 55170 | SIMONET7 | 138 | 138 | AIES-Valleyview | AIES-Grande Cache | 40 | Closed | Line | NO | 0.10024 | 0.21897 | 0.05753 | 108.3 | 161 | 108.3
55164 | L.SMOKY7 | 55165 | STURGEO7 | 138 | 138 | AIES-Valleyview | AIES-Valleyview | 57 | Closed | Line | NO | 0.00028 | 0.00065 | 0.00053 | 110.2 | 123.6 | 147.6
160150 | TORTOLITA | 160500 | TORTOLITA | 138 | 500 | TEP | TEP | 3 | Closed | Transformer | YES | 0.00039 | 0.0255 | 0 | 672 | 940 | 672
10991 | ARAGONNE | 10992 | ARAGONNE_HV | 138 | 138 | PNM: EHV and Gen | PNM: EHV and Gen | 1 | Closed | Line | NO | 0.016 | 0.087 | 0.0258 | 266 | 266 | 266
55160 | BEZANSON | 55164 | L.SMOKY7 | 138 | 138 | AIES-Grande Prairie | AIES-Valleyview | 32 | Closed | Line | NO | 0.10488 | 0.22914 | 0.06021 | 109.3 | 115 | 144.7
65454 | DIMP DEL | 67319 | QUARRYTP | 138 | 138 | UT SALT LAKE | UT SALT LAKE | 1 | Closed | Line | NO | 0.00067 | 0.00308 | 0 | 189 | 315 | 189
65371 | COVE TP | 65457 | DG UPLCO | 138 | 138 | UT UINTAH | UT UINTAH | 1 | Closed | Line | NO | 0.00238 | 0.02767 | 0.00707 | 245 | 267 | 245
55151 | 7L48TAP | 55336 | HIGHPR9 | 138 | 138 | AIES-Valleyview | AIES-High Prairie | 48 | Closed | Line | NO | 0.01439 | 0.03181 | 0.00863 | 109.2 | 121.7 | 144.7
55151 | 7L48TAP | 55155 | VALLEYV7 | 138 | 138 | AIES-Valleyview | AIES-Valleyview | 48 | Closed | Line | NO | 0.08764 | 0.19582 | 0.04988 | 109.2 | 121.7 | 144.7
55151 | 7L48TAP | 55153 | TRIANGL7 | 138 | 138 | AIES-Valleyview | AIES-Valleyview | 48 | Closed | Line | NO | 0.00089 | 0.00206 | 0.0005 | 94.9 | 94.9 | 94.9
65471 | DRY CREK | 66067 | NEBO PP | 138 | 138 | UT SUVPS | UT SUVPS | 1 | Closed | Line | NO | 0.00363 | 0.02925 | 0.01 | 276 | 276 | 276
55147 | HR MILN7 | 99972 | mid_99972 | 138 | 138 | AIES-Grande Cache | AIES-Grande Cache | 3T | Closed | TransformerWinding | YES | 0.0083 | 0.36826 | 0 | 41.7 | 50.9 | 44.6
55147 | HR MILN7 | 55149 | KAKWA1 | 138 | 138 | AIES-Grande Cache | AIES-Grande Cache | 80 | Closed | Line | NO | 0.02302 | 0.05024 | 0.01319 | 80.5 | 119.8 | 88.2
55144 | DOME CU7 | 55147 | HR MILN7 | 138 | 138 | AIES-Grande Cache | AIES-Grande Cache | 20 | Closed | Line | NO | 0.02001 | 0.08747 | 0.05024 | 246.3 | 286.5 | 267.4
55143 | BIG MTN7 | 55164 | L.SMOKY7 | 138 | 138 | AIES-Grande Prairie | AIES-Valleyview | 46 | Closed | Line | NO | 0.08445 | 0.27582 | 0.07373 | 139 | 159.1 | 186.9
55143 | BIG MTN7 | 55145 | BRDGE C7 | 138 | 138 | AIES-Grande Prairie | AIES-Grande Prairie | 45 | Closed | Line | NO | 0.00224 | 0.00586 | 0.00239 | 139 | 159.1 | 186.9
55142 | BEARCK1 | 99973 | mid_99973 | 138 | 138 | AIES-Grande Prairie | AIES-Grande Prairie | T1 | Closed | TransformerWinding | YES | -0.00089 | 0.01525 | 0 | 125 | 125 | 125
55138 | BCTAP | 55142 | BEARCK1 | 138 | 138 | AIES-Grande Prairie | AIES-Grande Prairie | 13 | Closed | Line | NO | 0.0002 | 0.00054 | 0.00016 | 144.7 | 158.1 | 182.1
55138 | BCTAP | 55140 | P&G 7 | 138 | 138 | AIES-Grande Prairie | AIES-Grande Prairie | 13 | Closed | Line | NO | 0.00014 | 0.00044 | 0.00012 | 140.9 | 166.8 | 187.8
55137 | AWTAP | 55143 | BIG MTN7 | 138 | 138 | AIES-Grande Prairie | AIES-Grande Prairie | 13 | Closed | Line | NO | 0.00292 | 0.00915 | 0.00256 | 140.9 | 166.8 | 187.8
55137 | AWTAP | 55138 | BCTAP | 138 | 138 | AIES-Grande Prairie | AIES-Grande Prairie | 13 | Closed | Line | NO | 0.00068 | 0.00215 | 0.0006 | 140.9 | 166.8 | 187.8
55132 | WAP JCT7 | 55135 | WAPITI 7 | 138 | 138 | AIES-Grande Prairie | AIES-Grande Prairie | 09 | Closed | Line | NO | 0.02493 | 0.05433 | 0.01424 | 109.2 | 109.2 | 139.8
55132 | WAP JCT7 | 55134 | ELMWORT7 | 138 | 138 | AIES-Grande Prairie | AIES-Grande Prairie | 03 | Closed | Line | NO | 0.04766 | 0.10456 | 0.02708 | 124.6 | 138 | 155.3
55130 | MUIR-HV | 56131 | MUIR_TAP | 138 | 138 | AIES-Fox Creek | AIES-Fox Creek | 90 | Closed | Line | NO | 0.00806 | 0.0185 | 0.00459 | 125.5 | 125.5 | 159.1
55126 | FLYINGS7 | 55143 | BIG MTN7 | 138 | 138 | AIES-Grande Prairie | AIES-Grande Prairie | 44 | Closed | Line | NO | 0.01252 | 0.03931 | 0.011 | 160 | 182.1 | 201.3
55126 | FLYINGS7 | 55132 | WAP JCT7 | 138 | 138 | AIES-Grande Prairie | AIES-Grande Prairie | 03 | Closed | Line | NO | 0.02602 | 0.05832 | 0.01541 | 124.6 | 138 | 155.3
55123 | SADHL TP | 55124 | SADDLE 7 | 138 | 138 | AIES-Grande Prairie | AIES-Grande Prairie | 88 | Closed | Line | NO | 0.0173 | 0.03771 | 0.00988 | 109.2 | 109.2 | 139.8
55121 | CRYST L7 | 55126 | FLYINGS7 | 138 | 138 | AIES-Grande Prairie | AIES-Grande Prairie | 84 | Closed | Line | NO | 0.00934 | 0.03624 | 0.01409 | 143.8 | 143.8 | 150.5
55119 | GOODFAR7 | 56114 | UPDIKE1 | 138 | 138 | AIES-Grande Prairie | AIES-Grande Prairie | 34 | Closed | Line | NO | 0.02755 | 0.06192 | 0.01895 | 109.2 | 123.6 | 139.9
65505 | EL MONTE | 67302 | PIONEER | 138 | 138 | UT OGDEN | UT OGDEN | 1 | Closed | Line | NO | 0.00043 | 0.0035 | 0.00117 | 100 | 112 | 131
65499 | E BENCH | 66310 | RIVRDAL | 138 | 138 | UT OGDEN | UT OGDEN | 1 | Closed | Line | NO | 0.00341 | 0.02891 | 0.00893 | 266 | 334 | 394
55118 | POPLAR 7 | 55123 | SADHL TP | 138 | 138 | AIES-Grande Prairie | AIES-Grande Prairie | 22 | Closed | Line | NO | 0.00933 | 0.02045 | 0.00529 | 108.3 | 120.7 | 144.7
55118 | POPLAR 7 | 55120 | LOWE1 | 138 | 138 | AIES-Grande Prairie | AIES-Grande Prairie | 01 | Closed | Line | NO | 0.00105 | 0.00234 | 0.00072 | 110.2 | 122.7 | 146.6
55118 | POPLAR 7 | 55119 | GOODFAR7 | 138 | 138 | AIES-Grande Prairie | AIES-Grande Prairie | 07 | Closed | Line | NO | 0.03887 | 0.0846 | 0.02219 | 108.3 | 120.7 | 144.7
55117 | CLAIR L | 55123 | SADHL TP | 138 | 138 | AIES-Grande Prairie | AIES-Grande Prairie | 22 | Closed | Line | NO | 0.04233 | 0.09229 | 0.02419 | 108.3 | 120.7 | 144.7
55115 | MOWATTAP | 57116 | MOWAT1 | 138 | 138 | AIES-Grande Prairie | AIES-Grande Prairie | 10 | Closed | Line | NO | 6e-05 | 0.00013 | 3e-05 | 123.6 | 138 | 155.3
55112 | BEARTRA1 | 55318 | 7LA24_TP | 138 | 138 | AIES-Cold Lake | AIES-Cold Lake | 24 | Closed | Line | NO | 0.02015 | 0.04643 | 0.01143 | 123.6 | 123.6 | 150.4
55110 | MERC TAP | 55117 | CLAIR L | 138 | 138 | AIES-Grande Prairie | AIES-Grande Prairie | 39 | Closed | Line | NO | 0.00458 | 0.00812 | 0.00325 | 124.6 | 135.1 | 155.3
55109 | MERCER 7 | 55110 | MERC TAP | 138 | 138 | AIES-Grande Prairie | AIES-Grande Prairie | 18 | Closed | Line | NO | 0.00695 | 0.01514 | 0.00397 | 109.2 | 124.5 | 139.8
55104 | KSIT RV7 | 55115 | MOWATTAP | 138 | 138 | AIES-Grande Prairie | AIES-Grande Prairie | 10 | Closed | Line | NO | 0.03076 | 0.06863 | 0.01804 | 123.6 | 138 | 155.3
55103 | THORN_144 | 55144 | DOME CU7 | 138 | 138 | AIES-Grande Cache | AIES-Grande Cache | 20 | Closed | Line | NO | 0.00429 | 0.01864 | 0.01145 | 257 | 299 | 279
55103 | THORN_144 | 55143 | BIG MTN7 | 138 | 138 | AIES-Grande Cache | AIES-Grande Prairie | 28 | Closed | Line | NO | 0.02608 | 0.1126 | 0.07 | 250.1 | 254 | 254
55102 | BOUCH C7 | 55105 | FRIEDEN7 | 138 | 138 | AIES-Peace River | AIES-Peace River | 73 | Closed | Line | NO | 0.02018 | 0.04407 | 0.01148 | 109.2 | 118.8 | 145.7
55100 | RYCROFT7 | 55117 | CLAIR L | 138 | 138 | AIES-Grande Prairie | AIES-Grande Prairie | 68 | Closed | Line | NO | 0.0663 | 0.14462 | 0.03794 | 111.2 | 123.6 | 148.5
55100 | RYCROFT7 | 55102 | BOUCH C7 | 138 | 138 | AIES-Grande Prairie | AIES-Peace River | 73 | Closed | Line | NO | 0.05784 | 0.12612 | 0.03307 | 109.2 | 118.8 | 145.7
55085 | PEACE RV | 55150 | DONNELL7 | 138 | 138 | AIES-Peace River | AIES-Peace River | 06 | Closed | Line | NO | 0.07672 | 0.16741 | 0.04394 | 109.2 | 121.7 | 143.8
55085 | PEACE RV | 55105 | FRIEDEN7 | 138 | 138 | AIES-Peace River | AIES-Peace River | 75 | Closed | Line | NO | 0.06163 | 0.19599 | 0.05428 | 112.1 | 135.1 | 140.9
55082 | WESLY C7 | 99977 | mid_99977 | 138 | 240 | AIES-Peace River | AIES-Peace River | 1T | Closed | TransformerWinding | YES | -3e-05 | -0.00268 | 0 | 299 | 299 | 299
55082 | WESLY C7 | 55090 | MEIKLE1 | 138 | 138 | AIES-Peace River | AIES-Peace River | 31 | Closed | Line | NO | 0.03985 | 0.24009 | 0.10984 | 286.6 | 286.6 | 286.6
65530 | ENTERP V | 69725 | HOLT | 138 | 138 | UT RED PAC | UT SIGURD | 1 | Closed | Line | NO | 0.00477 | 0.01542 | 0.00389 | 137 | 150 | 189
65525 | ENOCH T | 66200 | PAROWAN | 138 | 138 | UT SIGURD | UT SIGURD | 1 | Closed | Line | NO | 0.01403 | 0.04233 | 0.01055 | 137 | 150 | 190
55082 | WESLY C7 | 55085 | PEACE RV | 138 | 138 | AIES-Peace River | AIES-Peace River | 27 | Closed | Line | NO | 0.03019 | 0.06736 | 0.02093 | 124.6 | 133.2 | 156.2
55082 | WESLY C7 | 55083 | CARMON 7 | 138 | 138 | AIES-Peace River | AIES-Peace River | 08 | Closed | Line | NO | 0.02035 | 0.04434 | 0.01162 | 94.9 | 94.9 | 94.9
55077 | 7L23 TAP | 58284 | NARROWS | 138 | 138 | AIES-Peace River | AIES-Peace River | SC | Closed | Line | NO | 0 | 0.0001 | 0 | 999.1 | 999.1 | 999.1
55077 | 7L23 TAP | 55285 | NIPISI 7 | 138 | 138 | AIES-Peace River | AIES-Peace River | 23 | Closed | Line | NO | 0.04585 | 0.09994 | 0.0262 | 110.2 | 120.7 | 147.6
55075 | SEAL LK7 | 55082 | WESLY C7 | 138 | 138 | AIES-Peace River | AIES-Peace River | 12 | Closed | Line | NO | 0.06519 | 0.14219 | 0.0373 | 109.2 | 119.8 | 145.7
55065 | LUBICON7 | 55285 | NIPISI 7 | 138 | 138 | AIES-Peace River | AIES-Peace River | 61 | Closed | Line | NO | 0.04972 | 0.11101 | 0.0345 | 110.2 | 122.7 | 146.6
55065 | LUBICON7 | 55075 | SEAL LK7 | 138 | 138 | AIES-Peace River | AIES-Peace River | 12 | Closed | Line | NO | 0.02942 | 0.06412 | 0.01681 | 109.2 | 119.8 | 145.7
55060 | NORCEN 7 | 55065 | LUBICON7 | 138 | 138 | AIES-Peace River | AIES-Peace River | 63 | Closed | Line | NO | 0.04824 | 0.10518 | 0.02757 | 110.2 | 122.7 | 143.8
55055 | CADOTTE7 | 55060 | NORCEN 7 | 138 | 138 | AIES-Peace River | AIES-Peace River | 63 | Closed | Line | NO | 0.05786 | 0.12616 | 0.03309 | 110.2 | 122.7 | 143.8
55053 | RING CK7 | 56054 | ARCENC1 | 138 | 138 | AIES-Peace River | AIES-Rainbow Lake | 13 | Closed | Line | NO | 0.11797 | 0.26398 | 0.06867 | 109.2 | 121.7 | 156.2
65540 | EVANSTON | 66545 | THIEF TP | 138 | 138 | WY NAUGHTON | WY NAUGHTON | 1 | Closed | Line | NO | 0.01282 | 0.07116 | 0.02089 | 209 | 257 | 294
55050 | HOTCHKS7 | 55090 | MEIKLE1 | 138 | 138 | AIES-Peace River | AIES-Peace River | 38 | Closed | Line | NO | 0.00207 | 0.00457 | 0.00119 | 125.5 | 137 | 157.2
55050 | HOTCHKS7 | 55090 | MEIKLE1 | 138 | 138 | AIES-Peace River | AIES-Peace River | 20 | Closed | Line | NO | 0.00218 | 0.0049 | 0.00129 | 110.2 | 121.7 | 146.6
55050 | HOTCHKS7 | 55055 | CADOTTE7 | 138 | 138 | AIES-Peace River | AIES-Peace River | 63 | Closed | Line | NO | 0.08981 | 0.19607 | 0.05149 | 110.2 | 122.7 | 143.8
55046 | 7LA183TP | 55623 | ENGSTRM1 | 138 | 138 | AIES-Fort McMurray | AIES-Fort McMurray | 83 | Closed | Line | NO | 0.00333 | 0.0207 | 0.00604 | 253 | 286.5 | 286.5
55046 | 7LA183TP | 55292 | MEAD_144 | 138 | 138 | AIES-Fort McMurray | AIES-Fort McMurray | 83 | Closed | Line | NO | 0.00065 | 0.00242 | 0.00072 | 157.2 | 180.1 | 201.3
55046 | 7LA183TP | 55242 | KINOSIS2 | 138 | 138 | AIES-Fort McMurray | AIES-Fort McMurray | 83 | Closed | Line | NO | 0.00264 | 0.01642 | 0.00479 | 253 | 286.5 | 286.5
65553 | FORTPRCE | 66900 | MAJESTIC | 138 | 138 | UT RED DGT | UT RED DGT | F | Open | Line | NO | 0.005 | 0.04102 | 0.01352 | 289 | 289 | 289
55043 | AHS_7 | 55282 | WILO LK7 | 138 | 138 | AIES-Fort McMurray | AIES-Fort McMurray | 26 | Closed | Line | NO | 0 | 0.0001 | 0 | 286.8 | 286.8 | 286.8
55041 | BUCHN C7 | 55050 | HOTCHKS7 | 138 | 138 | AIES-Peace River | AIES-Peace River | 51 | Closed | Line | NO | 0.02523 | 0.05523 | 0.01454 | 111.2 | 124.6 | 149.5
65570 | FRANKLIN | 66570 | TREASTON | 138 | 138 | ID SPC | ID SPC | 1 | Closed | Line | NO | 0.00719 | 0.03917 | 0.01185 | 199 | 248 | 291
55036 | KEG RVR7 | 55090 | MEIKLE1 | 138 | 138 | AIES-Rainbow Lake | AIES-Peace River | 58 | Closed | Line | NO | 0.09201 | 0.20514 | 0.05382 | 112.1 | 125.5 | 150.5
55036 | KEG RVR7 | 55044 | KEMP RV7 | 138 | 138 | AIES-Rainbow Lake | AIES-Rainbow Lake | 62 | Closed | Line | NO | 0.02901 | 0.0645 | 0.01698 | 112.1 | 124.6 | 143.8
55036 | KEG RVR7 | 55038 | OSB-TAP7 | 138 | 138 | AIES-Rainbow Lake | AIES-High Level | 59 | Closed | Line | NO | 0.09511 | 0.2077 | 0.05455 | 110.2 | 122.7 | 146.6
65570 | FRANKLIN | 65792 | RICHMOND | 138 | 138 | ID SPC | UT NO UT | 1 | Closed | Line | NO | 0.01687 | 0.04862 | 0.0133 | 132 | 163 | 172
55028 | RBW LAK7 | 58000 | BC BORDE | 138 | 138 | AIES-Rainbow Lake | AIES-Rainbow Lake | 81 | Closed | Line | NO | 0.03001 | 0.11285 | 0.03318 | 144.7 | 182.1 | 189.8
55028 | RBW LAK7 | 56054 | ARCENC1 | 138 | 138 | AIES-Rainbow Lake | AIES-Rainbow Lake | 22 | Closed | Line | NO | 0.00316 | 0.01211 | 0.00343 | 144.7 | 189.8 | 182.1
55028 | RBW LAK7 | 56054 | ARCENC1 | 138 | 138 | AIES-Rainbow Lake | AIES-Rainbow Lake | 09 | Closed | Line | NO | 0.003 | 0.01152 | 0.00325 | 144.7 | 189.8 | 182.1
55023 | SULPH PT | 56054 | ARCENC1 | 138 | 138 | AIES-Rainbow Lake | AIES-Rainbow Lake | 93 | Closed | Line | NO | 0.02061 | 0.07682 | 0.02208 | 110.2 | 120.7 | 146.6
55023 | SULPH PT | 55026 | ZAMA LK7 | 138 | 138 | AIES-Rainbow Lake | AIES-Rainbow Lake | 72 | Closed | Line | NO | 0.03871 | 0.14367 | 0.04147 | 109.2 | 123.6 | 139.9
55020 | HIGH LV7 | 55038 | OSB-TAP7 | 138 | 138 | AIES-High Level | AIES-High Level | 59 | Closed | Line | NO | 0.00962 | 0.02097 | 0.00549 | 110.2 | 122.7 | 146.6
55020 | HIGH LV7 | 55023 | SULPH PT | 138 | 138 | AIES-High Level | AIES-Rainbow Lake | 33 | Closed | Line | NO | 0.10923 | 0.24524 | 0.07522 | 110.2 | 123.6 | 147.6
55018 | BASSET 7 | 56054 | ARCENC1 | 138 | 138 | AIES-Rainbow Lake | AIES-Rainbow Lake | 64 | Closed | Line | NO | 0.06758 | 0.15155 | 0.03992 | 109.2 | 120.7 | 146.6
55016 | FORT NE7 | 55508 | KLC_TAP | 138 | 138 | AIES-Rainbow Lake | AIES-Rainbow Lake | 59 | Closed | Line | NO | 0.01832 | 0.0599 | 0.01849 | 191.9 | 191.9 | 227.1
55016 | FORT NE7 | 55017 | WSP_138 | 138 | 138 | AIES-Rainbow Lake | AIES-Rainbow Lake | 81 | Closed | Line | NO | 0.00758 | 0.02476 | 0.00764 | 172.6 | 172.6 | 201.3
999843 | DRETEP11 | 160171 | TEPTDA | 138 | 138 | TEP | TEP | 1 | Open | Line | NO | 0.00017 | 0.00101 | 0.00039 | 456 | 456 | 456
54996 | BBIRD_HV | 56959 | LANFIN5 | 138 | 138 | AIES-Hanna | AIES-Hanna | 1 | Closed | Line | NO | 0.00353 | 0.01572 | 0.04133 | 187 | 233 | 233
65590 | GADSBY | 67524 | THIRD W | 138 | 138 | UT SALT LAKE | UT SALT LAKE | 1 | Closed | Line | NO | 0.00079 | 0.00646 | 0.00213 | 229 | 330 | 258
65590 | GADSBY | 65865 | JORDAN | 138 | 138 | UT SALT LAKE | UT SALT LAKE | 1 | Closed | Line | NO | 0.00016 | 0.00127 | 0.00041 | 231 | 332 | 372
54983 | MARION T | 54984 | HIGHVL T | 138 | 138 | AIES-Lake Wabamun Generation | AIES-Lake Wabamun Generation | 67 | Closed | Line | NO | 0.02084 | 0.04707 | 0.01206 | 120.9 | 133 | 148
54982 | MADDEN T | 55790 | JOHNSON2 | 138 | 138 | AIES-Didsbury | AIES-Didsbury | 18 | Closed | Line | NO | 0.0224 | 0.05116 | 0.01286 | 122 | 134 | 147
54973 | 199A_TAP | 55674 | CHKD CK7 | 138 | 138 | AIES-Swan Hills | AIES-Swan Hills | 99 | Closed | Line | NO | 0.00036 | 0.00083 | 0.0002 | 124 | 136 | 150
54957 | 166L JNC | 55790 | JOHNSON2 | 138 | 138 | AIES-Didsbury | AIES-Didsbury | 66 | Closed | Line | NO | 0.00683 | 0.01516 | 0.00402 | 81 | 89 | 122
54954 | ABEE_01 | 55420 | WEASEL1 | 138 | 138 | AIES-Fort Saskatchewan 2000 | AIES-Fort Saskatchewan 2000 | 37 | Closed | Line | NO | 0.01315 | 0.03031 | 0.00741 | 121 | 133 | 150
54948 | 808_BNDY | 55420 | WEASEL1 | 138 | 138 | AIES-Fort Saskatchewan 2000 | AIES-Fort Saskatchewan 2000 | 08 | Closed | Line | NO | 0.01876 | 0.04324 | 0.01058 | 121 | 133 | 150
54938 | STEL TAP | 54987 | CIL TAP7 | 138 | 138 | AIES-Edmonton | AIES-Edmonton | L1 | Open | Line | NO | 5e-05 | 0.00016 | 5e-05 | 174 | 191 | 215
54936 | 808L_TAP | 54948 | 808_BNDY | 138 | 138 | AIES-Fort Saskatchewan 2000 | AIES-Fort Saskatchewan 2000 | 08 | Closed | Line | NO | 0.01094 | 0.02481 | 0.0063 | 120.9 | 150.1 | 120.9
54931 | 746L NO | 54961 | 746L JNC | 138 | 138 | AIES-Edmonton | AIES-Fort Saskatchewan 2000 | 46 | Open | Line | NO | 0.00897 | 0.02007 | 0.00516 | 85.1 | 94 | 90.1
54931 | 746L NO | 54953 | FIBE TAP | 138 | 138 | AIES-Edmonton | AIES-Edmonton | 46 | Open | Line | NO | 0 | 0.00024 | 6e-05 | 85.1 | 94 | 90.1
54924 | CH KGT T | 54962 | KAYBOBTP | 138 | 138 | AIES-Fox Creek | AIES-Fox Creek | 64 | Closed | Line | NO | 0.00097 | 0.00218 | 0.00056 | 86.1 | 95 | 91.1
54923 | W.CASC T | 54965 | 54L JNC | 138 | 138 | AIES-Seebe | AIES-Seebe | 54 | Closed | Line | NO | 0.01249 | 0.03988 | 0.00935 | 44 | 48 | 129
65458 | BLUE BENCH | 65459 | DUCHESNE | 138 | 138 | UT UINTAH | UT UINTAH | 1 | Closed | Line | NO | 0.0017 | 0.0108 | 0.00291 | 143 | 143 | 143
54912 | 740L JNC | 54913 | G.ROBB T | 138 | 138 | AIES-Hinton/Edson | AIES-Hinton/Edson | 40 | Closed | Line | NO | 0.00951 | 0.02151 | 0.0052 | 99 | 109 | 132.9
54909 | DALEH TP | 54910 | OBED TAP | 138 | 138 | AIES-Hinton/Edson | AIES-Hinton/Edson | 45 | Closed | Line | NO | 0 | 0.001 | 0.00025 | 126 | 139 | 169
54905 | 105S TAP | 55364 | CARVEL01 | 138 | 138 | AIES-Lake Wabamun Generation | AIES-Lake Wabamun Generation | 90 | Closed | Line | NO | 0.01041 | 0.02006 | 0.00533 | 120 | 132 | 148
54887 | CAN L TP | 54953 | FIBE TAP | 138 | 138 | AIES-Edmonton | AIES-Edmonton | 46 | Closed | Line | NO | 0.00114 | 0.00256 | 0.00066 | 116 | 128 | 151
54881 | RAVEN TP | 54890 | AMOCO TP | 138 | 138 | AIES-Caroline | AIES-Caroline | 19 | Closed | Line | NO | 0.01063 | 0.02358 | 0.00591 | 120 | 132 | 148
54874 | 715AL TP | 56649 | HANSMAN9 | 138 | 138 | AIES-Provost | AIES-Provost | 15 | Closed | Line | NO | 0.00089 | 0.00202 | 0.00051 | 98 | 135 | 131.9
54873 | RATTLESNK | 54875 | 879AL_TAP | 138 | 138 | AIES-Medicine Hat | AIES-Vauxhall | 79 | Closed | Line | NO | 6e-05 | 0.00013 | 3e-05 | 121 | 163 | 148
54872 | 180AL-TAP | 54894 | CLARESHOLM4 | 138 | 138 | AIES-Stavely | AIES-Stavely | 80 | Closed | Line | NO | 2e-05 | 7e-05 | 2e-05 | 173 | 235 | 214
54862 | PV-TAP7 | 55314 | BRIKER1 | 138 | 138 | AIES-Lloydminster | AIES-Lloydminster | 49 | Closed | Line | NO | 0.01382 | 0.03081 | 0.00807 | 109.2 | 124.5 | 139.8
54860 | BATSD_TP | 55609 | BAT SND1 | 138 | 138 | AIES-Wainwright | AIES-Wainwright | 69 | Closed | Line | NO | 0.00106 | 0.00236 | 0.00062 | 122 | 134 | 150
54850 | 7LA106TP | 55082 | WESLY C7 | 138 | 138 | AIES-Peace River | AIES-Peace River | 06 | Closed | Line | NO | 0.00344 | 0.02069 | 0.00802 | 274.6 | 357.3 | 274.6
54844 | ASBNE TP | 55266 | SARAH L7 | 138 | 138 | AIES-Lake Wabamun Generation | AIES-Swan Hills | 30 | Closed | Line | NO | 0.07252 | 0.15854 | 0.04167 | 96 | 119.8 | 96
54842 | QUEENS7 | 54946 | KING TAP | 138 | 138 | AIES-Wetaskiwin | AIES-Wetaskiwin | 32 | Closed | Line | NO | 0.01087 | 0.02082 | 0.00553 | 86 | 95 | 91
54827 | ANTHNYTP | 54977 | ANTHONY7 | 138 | 138 | AIES-Edmonton | AIES-Edmonton | 15 | Closed | Line | NO | 6e-05 | 0.00012 | 3e-05 | 120 | 146 | 146
54825 | CGETAP | 55126 | FLYINGS7 | 138 | 138 | AIES-Grande Prairie | AIES-Grande Prairie | 33 | Closed | Line | NO | 0.00422 | 0.01328 | 0.00371 | 160 | 186.9 | 201.3
65695 | GRACE | 66131 | ONEIDA TAP | 138 | 138 | ID SPC | ID SPC | 2 | Closed | Line | NO | 0.02544 | 0.08119 | 0.01867 | 132 | 132 | 159
54823 | 725BL | 54901 | MCBRIDE1 | 138 | 138 | AIES-Fort MacLeod | AIES-Fort MacLeod | 25 | Closed | Line | NO | 0.01272 | 0.02783 | 0.00783 | 121 | 133 | 147
54820 | FICKL TP | 547005 | P2015TAP | 138 | 138 | AIES-Hinton/Edson | AIES-Hinton/Edson | 47 | Closed | Line | NO | 0.05031 | 0.11678 | 0.0284 | 121 | 133 | 148
54803 | 803/804N | 54804 | 803/804X | 138 | 138 | AIES-Wetaskiwin | AIES-Wetaskiwin | 04 | Closed | Line | NO | 0.0054 | 0.01749 | 0.00471 | 126 | 139.1 | 169
54800 | PRIM TAP | 55309 | BOURQUE | 138 | 138 | AIES-Cold Lake | AIES-Cold Lake | 74 | Closed | Line | NO | 0.00557 | 0.03488 | 0.01196 | 248.2 | 286.6 | 248.2
54800 | PRIM TAP | 55300 | WOLF LK7 | 138 | 138 | AIES-Cold Lake | AIES-Cold Lake | 74 | Closed | Line | NO | 0.00171 | 0.01072 | 0.0031 | 248.2 | 286.5 | 286.5
65725 | GRCYN TP | 65735 | GREENCA | 138 | 138 | UT NO UT | UT NO UT | 1 | Closed | Line | NO | 0.00875 | 0.02653 | 0.00655 | 132 | 163 | 191
65725 | GRCYN TP | 65792 | RICHMOND | 138 | 138 | UT NO UT | UT NO UT | 1 | Closed | Line | NO | 0.00656 | 0.01891 | 0.00517 | 132 | 163 | 172
54795 | LINDB_TP | 55377 | IRISH C7 | 138 | 138 | AIES-Cold Lake | AIES-Lloydminster | 53 | Closed | Line | NO | 0.03631 | 0.08149 | 0.02119 | 124.6 | 139 | 155.3
54794 | MAGRATH9 | 55251 | GARDN1 | 138 | 138 | AIES-Glenwood | AIES-Glenwood | 91 | Closed | Line | NO | 0.00843 | 0.0184 | 0.0048 | 120 | 131.9 | 145.1
54784 | ED1004-2 | 56778 | ED1000-4 | 138 | 138 | AIES-Fort McMurray | AIES-Fort McMurray | 03 | Closed | Line | NO | 0.00018 | 0.00111 | 0.0003 | 253.1 | 253.1 | 308.1
65725 | GRCYN TP | 66375 | SMITHFIE | 138 | 138 | UT NO UT | UT NO UT | 1 | Open | Line | NO | 0.00204 | 0.00587 | 0.00161 | 137 | 166 | 166
54782 | ED1003-1 | 55780 | ED1001-2 | 138 | 138 | AIES-Fort McMurray | AIES-Fort McMurray | 05 | Closed | Line | NO | 8e-05 | 0.00051 | 0.00014 | 253.1 | 268.2 | 308.1
54781 | ED1002-1 | 55779 | ED1001-1 | 138 | 138 | AIES-Fort McMurray | AIES-Fort McMurray | 04 | Closed | Line | NO | 8e-05 | 0.00051 | 0.00014 | 253.1 | 268.2 | 308.1
54779 | PADDLE R | 54888 | 106S TAP | 138 | 138 | AIES-Lake Wabamun Generation | AIES-Lake Wabamun Generation | 44 | Closed | Line | NO | 0.00012 | 0.00027 | 7e-05 | 120 | 132 | 145.1
65695 | GRACE | 66570 | TREASTON | 138 | 138 | ID SPC | ID SPC | 1 | Closed | Line | NO | 0.03394 | 0.10833 | 0.02492 | 132 | 132 | 159
65735 | GREENCA | 65900 | LOGAN | 138 | 138 | UT NO UT | UT NO UT | 2 | Closed | Line | NO | 0 | 0.003 | 0 | 159 | 206 | 220
54766 | BAUERTAP | 55383 | VERMILO7 | 138 | 138 | AIES-Lloydminster | AIES-Lloydminster | 29 | Closed | Line | NO | 0.02366 | 0.05333 | 0.01316 | 120 | 132 | 148
54760 | NOVA_R3B | 541760 | NOVA TP2 | 138 | 138 | AIES-Red Deer | AIES-Red Deer | L4 | Closed | Line | NO | 0 | 0.0001 | 0 | 276.1 | 276.1 | 276.1
54752 | FIDLER02 | 55722 | WINDYTP | 138 | 138 | AIES-Fort MacLeod | AIES-Fort MacLeod | 93 | Closed | Line | NO | 0.00207 | 0.00801 | 0.00221 | 172 | 189 | 212
65735 | GREENCA | 65900 | LOGAN | 138 | 138 | UT NO UT | UT NO UT | 1 | Closed | Line | NO | 0 | 0.003 | 0 | 159 | 206 | 220
54747 | WT_144 | 54850 | 7LA106TP | 138 | 138 | AIES-Peace River | AIES-Peace River | 06 | Closed | Line | NO | 0 | 0.0001 | 0 | 274.6 | 357.3 | 274.6
65740 | GROW | 66205 | PARRISH | 138 | 138 | UT OGDEN | UT OGDEN | 1 | Closed | Line | NO | 0.01648 | 0.05072 | 0.01274 | 132 | 132 | 180
65740 | GROW | 66601 | GOGGIN B TAP | 138 | 138 | UT OGDEN | UT SALT LAKE | 1 | Closed | Line | NO | 0.00087 | 0.00537 | 0.0016 | 173 | 180 | 275
54745 | WINDYFLAT2 | 54748 | 608AL_TP | 138 | 138 | AIES-Fort MacLeod | AIES-Fort MacLeod | 08 | Closed | Line | NO | 0.00175 | 0.00694 | 0.00184 | 172 | 189 | 213
65737 | GRNVL138 | 66187 | SKYLINE | 138 | 138 | UT RED UAMPS | UT RED UAMPS | 1 | Closed | Line | NO | 0.00286 | 0.02589 | 0.00897 | 200 | 200 | 200
65735 | GREENCA | 68136 | NIBLEY | 138 | 138 | UT NO UT | UT NO UT | 1 | Closed | Line | NO | 0.00308 | 0.02632 | 0.00799 | 266 | 334 | 394
54744 | MHS-7 | 54976 | ROTBAUR | 138 | 138 | AIES-Medicine Hat | AIES-Medicine Hat | 82 | Closed | Line | NO | 0 | 0.0001 | 0 | 287 | 344 | 287
54734 | SHELL A1 | 54735 | SHELL TP | 138 | 138 | AIES-Fort Saskatchewan 2000 | AIES-Fort Saskatchewan 2000 | 07 | Closed | Line | NO | 0.00026 | 0.00097 | 0.00029 | 175 | 193 | 217
54732 | SKARO138 | 58730 | 109ST2 | 138 | 138 | AIES-Fort Saskatchewan 2000 | AIES-Fort Saskatchewan 2000 | T2 | Closed | Transformer | YES | -0.00417 | 0.00019 | 0 | 125 | 125 | 125
54729 | SUMMITTP | 54810 | AMOCOTAP | 138 | 138 | AIES-Airdrie | AIES-Airdrie | 88 | Closed | Line | NO | 0.00229 | 0.00503 | 0.00131 | 120 | 133 | 142
54721 | RDCO_TAP | 57630 | REDCOAT1 | 138 | 138 | AIES-Lethbridge | AIES-Lethbridge | 20 | Closed | Line | NO | 0.00562 | 0.01275 | 0.00323 | 120 | 163 | 148
54721 | RDCO_TAP | 54869 | CHIN CH | 138 | 138 | AIES-Lethbridge | AIES-Lethbridge | 20 | Closed | Line | NO | 0.00842 | 0.01912 | 0.00484 | 120 | 163 | 148
65735 | GREENCA | 68107 | CACHE | 138 | 138 | UT NO UT | UT NO UT | 1 | Closed | Line | NO | 0.0017 | 0.01381 | 0.00463 | 266 | 334 | 362
54718 | WESWOOD | 54961 | 746L JNC | 138 | 138 | AIES-Fort Saskatchewan 2000 | AIES-Fort Saskatchewan 2000 | 00 | Closed | Line | NO | 0.00974 | 0.02179 | 0.00563 | 119 | 131 | 146
54699 | RIVERBN7 | 54939 | RVBD TAP | 138 | 138 | AIES-Lethbridge | AIES-Fort MacLeod | 25 | Closed | Line | NO | 0.00374 | 0.00816 | 0.00211 | 120 | 132 | 148
54699 | RIVERBN7 | 54794 | MAGRATH9 | 138 | 138 | AIES-Lethbridge | AIES-Glenwood | 63 | Closed | Line | NO | 0.0259 | 0.05678 | 0.01502 | 120 | 132 | 148
54698 | LETH674S | 54939 | RVBD TAP | 138 | 138 | AIES-Lethbridge | AIES-Fort MacLeod | 25 | Closed | Line | NO | 0.00373 | 0.00817 | 0.00211 | 121.9 | 121.9 | 150.1
65745 | HALE | 66253 | PLUMTREE | 138 | 138 | UT UTAH VALL | UT UTAH VALL | 1 | Closed | Line | NO | 0.00386 | 0.01355 | 0.0038 | 150 | 150 | 150
54697 | LETH593S | 54699 | RIVERBN7 | 138 | 138 | AIES-Lethbridge | AIES-Lethbridge | 24 | Closed | Line | NO | 0.01453 | 0.04225 | 0.01033 | 167 | 184 | 201
54696 | LETH146S | 54697 | LETH593S | 138 | 138 | AIES-Lethbridge | AIES-Lethbridge | 23 | Closed | Line | NO | 0.0043 | 0.01132 | 0.00338 | 142 | 174 | 142
54694 | MAGRATH7 | 54794 | MAGRATH9 | 138 | 138 | AIES-Glenwood | AIES-Glenwood | 63 | Closed | Line | NO | 0.00023 | 0.00049 | 0.00014 | 120 | 132 | 148
54692 | N LETHB7 | 54696 | LETH146S | 138 | 138 | AIES-Lethbridge | AIES-Lethbridge | 67 | Closed | Line | NO | 0.00208 | 0.0125 | 0.00501 | 174 | 191 | 214.9
54691 | LETH241S | 54696 | LETH146S | 138 | 138 | AIES-Lethbridge | AIES-Lethbridge | 13 | Closed | Line | NO | 0.00234 | 0.01029 | 0.00323 | 175 | 215 | 175
54691 | LETH241S | 54692 | N LETHB7 | 138 | 138 | AIES-Lethbridge | AIES-Lethbridge | 34 | Closed | Line | NO | 0.00168 | 0.01008 | 0.00392 | 167 | 184 | 201
54690 | COALDAL7 | 54869 | CHIN CH | 138 | 138 | AIES-Lethbridge | AIES-Lethbridge | 20 | Closed | Line | NO | 0.04103 | 0.09267 | 0.02376 | 120 | 132 | 148
65745 | HALE | 65765 | HILAND | 138 | 138 | UT UTAH VALL | UT UTAH VALL | 1 | Closed | Line | NO | 0.00695 | 0.03951 | 0.01102 | 204 | 254 | 298
54690 | COALDAL7 | 54692 | N LETHB7 | 138 | 138 | AIES-Lethbridge | AIES-Lethbridge | 72 | Closed | Line | NO | 0.02795 | 0.06204 | 0.01619 | 119 | 131 | 146
54679 | LETH111S | 54939 | RVBD TAP | 138 | 138 | AIES-Lethbridge | AIES-Fort MacLeod | 25 | Closed | Line | NO | 0.00772 | 0.01663 | 0.00442 | 122 | 134 | 150
65755 | HELPER | 65760 | HELPER T | 138 | 138 | UT CARB PRIC | UT CARB PRIC | 1 | Open | Line | NO | 0.0001 | 0.003 | 0 | 136 | 163 | 136
54679 | LETH111S | 54692 | N LETHB7 | 138 | 138 | AIES-Lethbridge | AIES-Lethbridge | 07 | Closed | Line | NO | 0.00589 | 0.01357 | 0.00329 | 120 | 132 | 148
54678 | DEERH7 | 54830 | MARLBTAP | 138 | 138 | AIES-Hinton/Edson | AIES-Hinton/Edson | 54 | Closed | Line | NO | 0.00497 | 0.02823 | 0.01459 | 190 | 209 | 287
65745 | HALE | 67077 | CHRYWOOD | 138 | 138 | UT UTAH VALL | UT UTAH VALL | 1 | Closed | Line | NO | 0.00088 | 0.00921 | 0.00352 | 291 | 364 | 436
65765 | HILAND | 68999 | LP_TAP | 138 | 138 | UT UTAH VALL | UT UTAH VALL | 1 | Closed | Line | NO | 0.00078 | 0.00633 | 0.00212 | 266 | 334 | 394
54675 | DOGRIB01 | 55222 | PARS CR7 | 138 | 138 | AIES-Fort McMurray | AIES-Fort McMurray | 71 | Closed | Line | NO | 0.01926 | 0.04324 | 0.01279 | 94.9 | 94.9 | 94.9
54675 | DOGRIB01 | 55203 | RUTH LK7 | 138 | 138 | AIES-Fort McMurray | AIES-Fort McMurray | 71 | Closed | Line | NO | 0.01014 | 0.0221 | 0.00687 | 94.9 | 94.9 | 94.9
54674 | CYPRES1 | 55473 | MCNEILL | 138 | 138 | AIES-Empress | AIES-Empress | 30 | Closed | Line | NO | 0.00568 | 0.02168 | 0.00618 | 158.1 | 184 | 184
65771 | HILLTAP | 66461 | SWEBER | 138 | 138 | UT OGDEN | UT OGDEN | 1 | Closed | Line | NO | 0.00069 | 0.00429 | 0.00136 | 206 | 252 | 252
65760 | HELPER T | 65952 | HEYS | 138 | 138 | UT CARB PRIC | UT CARB PRIC | 1 | Closed | Line | NO | 0.00975 | 0.02943 | 0.00734 | 137 | 137 | 189
65781 | ROCKET SOL | 65890 | LAMPO | 138 | 138 | UT NO UT | UT NO UT | 1 | Closed | Line | NO | 0.00133 | 0.00353 | 0.00378 | 84.5 | 84.5 | 84.5
65780 | HOGGARD | 68188 | MTNVIEW | 138 | 138 | UT SALT LAKE | UT SALT LAKE | 1 | Closed | Line | NO | 0.00138 | 0.01458 | 0.00443 | 291 | 343 | 343
65780 | HOGGARD | 66135 | OQUIRRH | 138 | 138 | UT SALT LAKE | UT SALT LAKE | 1 | Closed | Line | NO | 0.00108 | 0.01155 | 0.00346 | 291 | 343 | 343
65787 | BEARRIVER | 67333 | ROCKYPT | 138 | 138 | UT NO UT | UT NO UT | 1 | Closed | Line | NO | 0.00194 | 0.00557 | 0.00154 | 137 | 166 | 166
54654 | WINDYFLAT3 | 549031 | WINDRISE4 | 138 | 138 | AIES-Fort MacLeod | AIES-Fort MacLeod | 97 | Closed | Line | NO | 0.00679 | 0.04324 | 0.15682 | 230 | 230 | 230
65785 | HONEYVIL | 66680 | WHEELON | 138 | 138 | UT NO UT | UT NO UT | 1 | Closed | Line | NO | 0.01865 | 0.05954 | 0.01369 | 132 | 132 | 167
54645 | BOWMAN3 | 54875 | 879AL_TAP | 138 | 138 | AIES-Medicine Hat | AIES-Vauxhall | 79 | Closed | Line | NO | 0.08355 | 0.19411 | 0.05012 | 85 | 94 | 90
54645 | BOWMAN3 | 54659 | BOWMAN2 | 138 | 138 | AIES-Medicine Hat | AIES-Medicine Hat | 1 | Closed | Line | NO | 0 | 0.0001 | 0 | 478 | 478 | 478
65785 | HONEYVIL | 65888 | GOLDRUSH | 138 | 138 | UT NO UT | UT NO UT | 1 | Closed | Line | NO | 0.00931 | 0.0301 | 0.00884 | 137 | 166 | 166
65745 | HALE | 66485 | TANNER | 138 | 138 | UT UTAH VALL | UT UTAH VALL | 1 | Closed | Line | NO | 0.00312 | 0.02695 | 0.008 | 247 | 323 | 344
65735 | GREENCA | 66370 | SMFLD TP | 138 | 138 | UT NO UT | UT NO UT | 1 | Closed | Line | NO | 0.00866 | 0.02495 | 0.00683 | 131 | 162 | 190
54628 | ALC SCOT | 54734 | SHELL A1 | 138 | 138 | AIES-Fort Saskatchewan 2000 | AIES-Fort Saskatchewan 2000 | 03 | Closed | Line | NO | 0.00079 | 0.00485 | 0.00813 | 248.2 | 326.8 | 312.4
65810 | HUNTNGTN | 65935 | MCFADDEN | 138 | 138 | UT HUNT EMER | UT HUNT EMER | 1 | Closed | Line | NO | 0.00979 | 0.02953 | 0.00736 | 136 | 165 | 188
54600 | ENMAXGIS | 54601 | 2.83 TAP | 138 | 138 | AIES-Calgary | AIES-Calgary | 83 | Closed | Line | NO | 0.00059 | 0.0058 | 0.00496 | 338 | 342 | 343
54592 | ENMX41S7 | 54594 | ENMX33S7 | 138 | 138 | AIES-Calgary | AIES-Calgary | 83 | Closed | Line | NO | 0.00177 | 0.01322 | 0.00442 | 265 | 291 | 287
54590 | ENMX24S7 | 56570 | ENMX65S7 | 138 | 138 | AIES-Calgary | AIES-Calgary | 82 | Closed | Line | NO | 0.00276 | 0.02063 | 0.00694 | 285 | 285 | 350
65855 | JERUSALM | 66070 | NEBO | 138 | 138 | UT CLOVER | UT CLOVER | 1 | Closed | Line | NO | 0.0357 | 0.10772 | 0.02685 | 137 | 166 | 172
54588 | ENMX8S 7 | 55569 | ENMX3S 7 | 138 | 138 | AIES-Calgary | AIES-Calgary | 82 | Closed | Line | NO | 0.00055 | 0.0043 | 0.09649 | 242.4 | 266.6 | 251.5
54588 | ENMX8S 7 | 54600 | ENMAXGIS | 138 | 138 | AIES-Calgary | AIES-Calgary | 84 | Closed | Line | NO | 0.00043 | 0.00584 | 0.11849 | 306 | 357 | 306
54587 | ENMX6S7 | 54631 | ENMX35S7 | 138 | 138 | AIES-Calgary | AIES-Calgary | 80 | Closed | Line | NO | 0.00333 | 0.02105 | 0.00667 | 164 | 180 | 208
65790 | HORSSHOE | 67998 | JNSWTTP | 138 | 138 | UT TOOELE | UT TOOELE | 1 | Closed | Line | NO | 0.01478 | 0.08395 | 0.02344 | 174 | 195 | 276
54585 | ENMX9S 7 | 54600 | ENMAXGIS | 138 | 138 | AIES-Calgary | AIES-Calgary | 81 | Closed | Line | NO | 0.00119 | 0.0081 | 0.00623 | 287 | 316 | 287
54583 | ENMX32S7 | 54591 | ENMX40S7 | 138 | 138 | AIES-Calgary | AIES-Calgary | 83 | Closed | Line | NO | 0.00281 | 0.01064 | 0.00308 | 164 | 180 | 208
54583 | ENMX32S7 | 54589 | ENMX26S7 | 138 | 138 | AIES-Calgary | AIES-Calgary | 81 | Closed | Line | NO | 0.00283 | 0.0208 | 0.00717 | 285 | 285 | 287
54579 | ENMX31S7 | 54590 | ENMX24S7 | 138 | 138 | AIES-Calgary | AIES-Calgary | 81 | Closed | Line | NO | 0.00159 | 0.00795 | 0.0052 | 287 | 316 | 287
54579 | ENMX31S7 | 54585 | ENMX9S 7 | 138 | 138 | AIES-Calgary | AIES-Calgary | 80 | Closed | Line | NO | 0.00166 | 0.00864 | 0.00531 | 287 | 316 | 287
54579 | ENMX31S7 | 54583 | ENMX32S7 | 138 | 138 | AIES-Calgary | AIES-Calgary | 84 | Closed | Line | NO | 0.00334 | 0.01357 | 0.004 | 161 | 177 | 191
65790 | HORSSHOE | 67561 | CRANRFLT | 138 | 138 | UT TOOELE | UT TOOELE | 1 | Closed | Line | NO | 0.00762 | 0.04402 | 0.01186 | 174 | 185 | 276
54573 | ENMX38S7 | 54574 | ENMX37S7 | 138 | 138 | AIES-Calgary | AIES-Calgary | 81 | Closed | Line | NO | 0.00159 | 0.00797 | 0.0052 | 287 | 316 | 287
54571 | ENMX43S7 | 54594 | ENMX33S7 | 138 | 138 | AIES-Calgary | AIES-Calgary | 84 | Closed | Line | NO | 0.00163 | 0.00996 | 0.01847 | 234 | 234 | 242
65870 | WASHAK T | 66680 | WHEELON | 138 | 138 | UT NO UT | UT NO UT | 1 | Closed | Line | NO | 0.00578 | 0.03255 | 0.00921 | 135 | 165 | 183
54568 | ENMX5S 7 | 54601 | 2.83 TAP | 138 | 138 | AIES-Calgary | AIES-Calgary | 83 | Closed | Line | NO | 0.00077 | 0.00388 | 0.00248 | 322 | 354 | 408
54568 | ENMX5S 7 | 54600 | ENMAXGIS | 138 | 138 | AIES-Calgary | AIES-Calgary | 82 | Closed | Line | NO | 0.00074 | 0.00458 | 0.02241 | 322 | 327 | 328
54567 | ENMX1S 7 | 54588 | ENMX8S 7 | 138 | 138 | AIES-Calgary | AIES-Calgary | 85 | Closed | Line | NO | 6e-05 | 0.00062 | 0.01803 | 235 | 235 | 259
65867 | AIR LIQUID | 66520 | TERMINAL | 138 | 138 | UT SALT LAKE | UT SALT LAKE | 1 | Closed | Line | NO | 0.00014 | 0.0011 | 0.00039 | 231 | 332 | 363
54567 | ENMX1S 7 | 54568 | ENMX5S 7 | 138 | 138 | AIES-Calgary | AIES-Calgary | 84 | Closed | Line | NO | 0.00018 | 0.0017 | 0.0505 | 259 | 259 | 264
54566 | ENMX20S7 | 54567 | ENMX1S 7 | 138 | 138 | AIES-Calgary | AIES-Calgary | 81 | Closed | Line | NO | 0.00148 | 0.00685 | 0.03663 | 160 | 176 | 199
65870 | WASHAK T | 67434 | WASHAKIE | 138 | 138 | UT NO UT | UT NO UT | 1 | Closed | Line | NO | 0.00116 | 0.00328 | 0.00094 | 137 | 166 | 166
54559 | ENMX13S7 | 55569 | ENMX3S 7 | 138 | 138 | AIES-Calgary | AIES-Calgary | 84 | Closed | Line | NO | 0.00176 | 0.00675 | 0.00191 | 161 | 177 | 204
54559 | ENMX13S7 | 54601 | 2.83 TAP | 138 | 138 | AIES-Calgary | AIES-Calgary | 83 | Closed | Line | NO | 0.00154 | 0.00817 | 0.00483 | 287 | 316 | 287
54559 | ENMX13S7 | 54561 | ENMX11S7 | 138 | 138 | AIES-Calgary | AIES-Calgary | 81 | Closed | Line | NO | 0.00156 | 0.00809 | 0.00496 | 287 | 316 | 287
65865 | JORDAN | 67320 | BECK TAP | 138 | 138 | UT SALT LAKE | UT SALT LAKE | 1 | Closed | Line | NO | 0.00023 | 0.00185 | 0.0006 | 229 | 296 | 296
54555 | ENMX14S7 | 54561 | ENMX11S7 | 138 | 138 | AIES-Calgary | AIES-Calgary | 82 | Closed | Line | NO | 0.00616 | 0.02316 | 0.00678 | 161.1 | 177.2 | 191.2
54552 | ENMX21S7 | 54566 | ENMX20S7 | 138 | 138 | AIES-Calgary | AIES-Calgary | 82 | Closed | Line | NO | 0.00264 | 0.01078 | 0.00272 | 160 | 176 | 191
54551 | ENMX28S7 | 54567 | ENMX1S 7 | 138 | 138 | AIES-Calgary | AIES-Calgary | 80 | Closed | Line | NO | 0.00514 | 0.02605 | 0.0418 | 160 | 176 | 199
54550 | ENMX22S7 | 54559 | ENMX13S7 | 138 | 138 | AIES-Calgary | AIES-Calgary | 82 | Closed | Line | NO | 0.00274 | 0.01016 | 0.00308 | 161 | 177 | 204
54549 | INLANDCT | 54898 | GENSTR T | 138 | 138 | AIES-Edmonton | AIES-Edmonton | 11 | Closed | Line | NO | 0.00591 | 0.01322 | 0.0034 | 96.1 | 105.9 | 96.1
54548 | ENMX10S7 | 54581 | ENMX12S7 | 138 | 138 | AIES-Calgary | AIES-Calgary | 32 | Closed | Line | NO | 0.00084 | 0.00564 | 0.0014 | 195 | 215 | 265
54541 | ATP 4R 7 | 54987 | CIL TAP7 | 138 | 138 | AIES-Edmonton | AIES-Edmonton | 38 | Closed | Line | NO | 0 | 0.00102 | 0.00026 | 111 | 111 | 141
54538 | ATP 5R 7 | 54541 | ATP 4R 7 | 138 | 138 | AIES-Edmonton | AIES-Edmonton | 5R | Closed | Line | NO | 0.00027 | 0.00068 | 0.00019 | 85.1 | 85.1 | 90.1
54537 | FIBERGL7 | 54953 | FIBE TAP | 138 | 138 | AIES-Edmonton | AIES-Edmonton | 46 | Closed | Line | NO | 0.00091 | 0.00203 | 0.00052 | 85.1 | 85.1 | 90.1
65885 | LAKEPARK | 66642 | WEST VAL | 138 | 138 | UT SALT LAKE | UT SALT LAKE | 1 | Closed | Line | NO | 0.0011 | 0.01179 | 0.0035 | 291 | 344 | 344
161101 | KANTOR | 161100 | CANEZ | 138 | 138 | UES (Nogales) | UES (Nogales) | 1 | Closed | Line | NO | 0.00776 | 0.05095 | 0.01783 | 287 | 287 | 287
54526 | GENESEE7 | 57614 | SUNNYB7 | 138 | 138 | AIES-Lake Wabamun Generation | AIES-Lake Wabamun Generation | 30 | Closed | Line | NO | 0.00123 | 0.00285 | 0.00069 | 143 | 172 | 172
65930 | MCCELAND | 66012 | MORT CRT | 138 | 138 | UT SALT LAKE | UT SALT LAKE | 1 | Closed | Line | NO | 0.00086 | 0.0047 | 0.0014 | 173 | 247 | 255
65930 | MCCELAND | 67367 | SO EAST | 138 | 138 | UT SALT LAKE | UT SALT LAKE | 1 | Closed | Line | NO | 0.0021 | 0.01169 | 0.00342 | 173 | 247 | 276
65930 | MCCELAND | 65946 | MIDVALLY | 138 | 138 | UT SALT LAKE | UT SALT LAKE | 1 | Closed | Line | NO | 0.00438 | 0.02418 | 0.00717 | 205 | 256 | 301
65934 | MCPLT138 | 66261 | CHRCHFRM | 138 | 138 | UT RED UAMPS | UT RED DGT | NO | Open | Line | NO | 0.00124 | 0.0102 | 0.0033 | 249 | 300 | 249
54515 | BROADMO7 | 54970 | 746L JCT | 138 | 138 | AIES-Edmonton | AIES-Edmonton | 31 | Closed | Line | NO | 0.00048 | 0.00107 | 0.00027 | 119 | 131 | 146
65920 | MALAD | 66105 | NUCOR TP | 138 | 138 | ID SPC | UT NO UT | 1 | Closed | Line | NO | 0.0281 | 0.09018 | 0.02051 | 132 | 132 | 178
65937 | MEADOWBR | 65946 | MIDVALLY | 138 | 138 | UT SALT LAKE | UT SALT LAKE | 1 | Closed | Line | NO | 0.00119 | 0.00972 | 0.00319 | 231 | 294 | 371
54503 | SUMMIT_7 | 54933 | AIRD TAP | 138 | 138 | AIES-Airdrie | AIES-Airdrie | 52 | Closed | Line | NO | 0.00766 | 0.01702 | 0.00448 | 120.9 | 133 | 142
54484 | CLIPPER7 | 54715 | CLIPP_TP | 138 | 138 | AIES-Wainwright | AIES-Wainwright | 69 | Closed | Line | NO | 0.0001 | 0.00023 | 6e-05 | 121.9 | 134 | 150.1
65946 | MIDVALLY | 66285 | RIDING R | 138 | 138 | UT SALT LAKE | UT SALT LAKE | 1 | Closed | Line | NO | 0.00193 | 0.01667 | 0.00497 | 231 | 332 | 359
54483 | TUCUMAN7 | 57574 | NILREM5 | 138 | 138 | AIES-Wainwright | AIES-Wainwright | 79 | Closed | Line | NO | 0.00417 | 0.01591 | 0.00456 | 167 | 184 | 191
54477 | RIBSTON1 | 55716 | LAKESEN7 | 138 | 138 | AIES-Hanna | AIES-Hanna | 96 | Closed | Line | NO | 0.03047 | 0.06847 | 0.01766 | 94.9 | 94.9 | 94.9
54472 | HORNBECK | 54910 | OBED TAP | 138 | 138 | AIES-Hinton/Edson | AIES-Hinton/Edson | 45 | Closed | Line | NO | 0.0325 | 0.12425 | 0.03523 | 172 | 212 | 212
54468 | LEISMER7 | 54799 | CHARD_TP | 138 | 138 | AIES-Fort McMurray | AIES-Fort McMurray | 14 | Closed | Line | NO | 0.0115 | 0.04429 | 0.01243 | 157.2 | 180.1 | 201
65947 | MIDLAND | 65948 | MIDLNE | 138 | 138 | UT OGDEN | UT OGDEN | 1 | Open | Line | NO | 8e-05 | 0.00024 | 6e-05 | 258 | 308 | 308
54459 | ROSEVAL1 | 54984 | HIGHVL T | 138 | 138 | AIES-Lake Wabamun Generation | AIES-Lake Wabamun Generation | 67 | Closed | Line | NO | 0.00126 | 0.00285 | 0.00072 | 120.9 | 133 | 148
65946 | MIDVALLY | 67867 | DECADE | 138 | 138 | UT SALT LAKE | UT SALT LAKE | 1 | Closed | Line | NO | 0.00161 | 0.01393 | 0.00413 | 269 | 336 | 362
65940 | MIDDLETN | 66420 | STGEORGE | 138 | 138 | UT RED PAC | UT RED PAC | 1 | Closed | Line | NO | 0.00025 | 0.00109 | 0.0003 | 134 | 165 | 166
54445 | CUTNG L7 | 54826 | 831A TAP | 138 | 138 | AIES-Brooks | AIES-Brooks | 31 | Closed | Line | NO | 3e-05 | 0.0001 | 0 | 120.9 | 133 | 148
54444 | SPRINGB7 | 54925 | JUMP TP2 | 138 | 138 | AIES-Seebe | AIES-Seebe | 03 | Closed | Line | NO | 0.02133 | 0.05063 | 0.01177 | 118 | 130 | 146
65950 | MIDWAY | 67198 | HEBERTAP | 138 | 138 | UT PARK CITY | UT PARK CITY | 1 | Closed | Line | NO | 0.00296 | 0.01693 | 0.00464 | 204 | 254 | 254
54438 | CAN LIQ7 | 54887 | CAN L TP | 138 | 138 | AIES-Edmonton | AIES-Edmonton | 46 | Closed | Line | NO | 0.00097 | 0.00225 | 0.00054 | 119 | 131 | 146
65949 | MIDLNW | 66638 | WOGDN NT | 138 | 138 | UT OGDEN | UT OGDEN | 1 | Closed | Line | NO | 0.00144 | 0.00624 | 0.0031 | 265 | 265 | 360
65947 | MIDLAND | 65949 | MIDLNW | 138 | 138 | UT OGDEN | UT OGDEN | 1 | Closed | Line | NO | 8e-05 | 0.00024 | 6e-05 | 258 | 308 | 308
54433 | QUENSLD7 | 54842 | QUEENS7 | 138 | 138 | AIES-Wetaskiwin | AIES-Wetaskiwin | 32 | Closed | Line | NO | 9e-05 | 0.00021 | 5e-05 | 121 | 133 | 149
65953 | MATHNTON | 65963 | MATHN SVC | 138 | 138 | UT CARB PRIC | UT CARB PRIC | 1 | Closed | Line | NO | 0 | 0.0005 | 0 | 206 | 253 | 206
54423 | KEEPHIL7 | 57621 | SUNNYB8 | 138 | 138 | AIES-Lake Wabamun Generation | AIES-Lake Wabamun Generation | 09 | Closed | Line | NO | 0.02326 | 0.05898 | 0.01589 | 85 | 94 | 90
54423 | KEEPHIL7 | 56431 | KEEP_3 | 138 | 138 | AIES-Lake Wabamun Generation | AIES-Lake Wabamun Generation | 01 | Closed | Line | NO | 0.0007 | 0.00163 | 0.00039 | 120 | 133 | 120
54423 | KEEPHIL7 | 54984 | HIGHVL T | 138 | 138 | AIES-Lake Wabamun Generation | AIES-Lake Wabamun Generation | 67 | Open | Line | NO | 0.00316 | 0.00777 | 0.00202 | 120.9 | 133 | 148
65888 | GOLDRUSH | 65890 | LAMPO | 138 | 138 | UT NO UT | UT NO UT | 1 | Closed | Line | NO | 0.02217 | 0.06891 | 0.01853 | 137 | 166 | 166
54423 | KEEPHIL7 | 54500 | KEEPHIL1 | 138 | 138 | AIES-Lake Wabamun Generation | AIES-Lake Wabamun Generation | 00 | Closed | Line | NO | 0.00019 | 0.00042 | 0.00011 | 120 | 133 | 120
160150 | TORTOLITA | 160500 | TORTOLITA | 138 | 500 | TEP | TEP | 1 | Closed | Transformer | YES | 0.00039 | 0.0255 | 0 | 672 | 940 | 672
54417 | WAUP1 | 54637 | ALPACTAP | 138 | 138 | AIES-Athabasca/Lac La Biche | AIES-Athabasca/Lac La Biche | 96 | Closed | Line | NO | 0.00412 | 0.00923 | 0.0024 | 121.9 | 134 | 147
54415 | MARLBOR1 | 54830 | MARLBTAP | 138 | 138 | AIES-Hinton/Edson | AIES-Hinton/Edson | 54 | Closed | Line | NO | 0.01263 | 0.02912 | 0.00716 | 115 | 126 | 137.9
65953 | MATHNTON | 66398 | GRAPHITE SOL | 138 | 138 | UT CARB PRIC | UT CARB PRIC | 1 | Closed | Line | NO | 0.0024 | 0.0106 | 0.0026 | 100 | 100 | 100
54412 | BENBOW 7 | 54678 | DEERH7 | 138 | 138 | AIES-Fox Creek | AIES-Hinton/Edson | 85 | Closed | Line | NO | 0.01225 | 0.07618 | 0.03172 | 167 | 184 | 201
54411 | CHEV KG7 | 54924 | CH KGT T | 138 | 138 | AIES-Fox Creek | AIES-Fox Creek | 64 | Closed | Line | NO | 0 | 0.00025 | 6e-05 | 99 | 109 | 132.9
54406 | CHIN CH7 | 54869 | CHIN CH | 138 | 138 | AIES-Lethbridge | AIES-Lethbridge | 20 | Closed | Line | NO | 0.01462 | 0.03275 | 0.00851 | 82 | 90 | 88
161107 | RIO_RICO | 161105 | VALENCIA | 138 | 138 | UES (Nogales) | UES (Nogales) | 1 | Closed | Line | NO | 0.00185 | 0.0111 | 0.00425 | 215 | 215 | 215
54400 | MONARCH7 | 54916 | MONAR TP | 138 | 138 | AIES-Lethbridge | AIES-Lethbridge | 63 | Closed | Line | NO | 0.01347 | 0.03042 | 0.00767 | 98 | 108 | 114
54399 | BASSAN7 | 55877 | BASNTAP | 138 | 138 | AIES-Brooks | AIES-Brooks | 53 | Closed | Line | NO | 0.02313 | 0.05249 | 0.0133 | 120 | 132 | 145
65953 | MATHNTON | 66015 | MOUND SW | 138 | 138 | UT CARB PRIC | UT CARB PRIC | 1 | Closed | Line | NO | 0.02329 | 0.07243 | 0.01774 | 101 | 101 | 138
65790 | HORSSHOE | 65812 | HORSHOE SOL | 138 | 138 | UT TOOELE | UT TOOELE | 1 | Closed | Line | NO | 0.00035 | 0.00173 | 0.00177 | 85 | 85 | 85
54395 | NITON 7 | 54397 | PINEDAL7 | 138 | 138 | AIES-Hinton/Edson | AIES-Hinton/Edson | 44 | Closed | Line | NO | 0.0288 | 0.0537 | 0.0132 | 75.1 | 83 | 79.1
54392 | ALPAC1 | 54637 | ALPACTAP | 138 | 138 | AIES-Athabasca/Lac La Biche | AIES-Athabasca/Lac La Biche | 96 | Closed | Line | NO | 0.03585 | 0.08034 | 0.02084 | 121.9 | 134 | 150.1
54389 | HILL_DG1 | 54834 | CHIN_CHT | 138 | 138 | AIES-Lethbridge | AIES-Lethbridge | 72 | Closed | Line | NO | 0.02272 | 0.05155 | 0.01306 | 121 | 133 | 149
54387 | COMINCO7 | 54975 | COMINTAP | 138 | 138 | AIES-Red Deer | AIES-Red Deer | 84 | Closed | Line | NO | 0.00529 | 0.01193 | 0.00312 | 101.1 | 111 | 135
54386 | SHELL EA | 54883 | EAGLE TP | 138 | 138 | AIES-Caroline | AIES-Caroline | 19 | Closed | Line | NO | 0.00898 | 0.0202 | 0.00518 | 121 | 133 | 100
54385 | SHELL SC | 54882 | SCHRA TP | 138 | 138 | AIES-Caroline | AIES-Caroline | 48 | Closed | Line | NO | 0 | 0.00036 | 9e-05 | 120.9 | 133 | 148
65997 | CLOVER | 65998 | CLOVERT1 | 138 | 138 | UT CLOVER | UT CLOVER | 1 | Closed | Line | NO | 0.00095 | 0.00777 | 0.00256 | 240 | 288 | 240
54383 | JOFFRE 7 | 58749 | NOVA TP1 | 138 | 138 | AIES-Red Deer | AIES-Red Deer | L1 | Closed | Line | NO | 0 | 0.0001 | 0 | 342 | 376 | 410
54383 | JOFFRE 7 | 54975 | COMINTAP | 138 | 138 | AIES-Red Deer | AIES-Red Deer | 84 | Closed | Line | NO | 0.00199 | 0.00641 | 0.00179 | 154 | 169 | 190
54383 | JOFFRE 7 | 54398 | BROOKFLD | 138 | 138 | AIES-Red Deer | AIES-Red Deer | 89 | Closed | Line | NO | 0.00295 | 0.00644 | 0.00168 | 120.9 | 133 | 147
54383 | JOFFRE 7 | 54384 | UC PRENT | 138 | 138 | AIES-Red Deer | AIES-Red Deer | 75 | Closed | Line | NO | 0.00943 | 0.02972 | 0.00834 | 138 | 152 | 169
54382 | SHELL RA | 54881 | RAVEN TP | 138 | 138 | AIES-Caroline | AIES-Caroline | 19 | Closed | Line | NO | 0.00707 | 0.01643 | 0.00395 | 120.9 | 133 | 148
54374 | BIGSTON7 | 54804 | 803/804X | 138 | 138 | AIES-Wetaskiwin | AIES-Wetaskiwin | 04 | Closed | Line | NO | 0 | 0.00044 | 0.00011 | 126 | 139.1 | 169
54373 | IPL HAR7 | 54715 | CLIPP_TP | 138 | 138 | AIES-Wainwright | AIES-Wainwright | 69 | Closed | Line | NO | 5e-05 | 9e-05 | 2e-05 | 86 | 95 | 115
54370 | SHELL C7 | 54882 | SCHRA TP | 138 | 138 | AIES-Caroline | AIES-Caroline | 48 | Closed | Line | NO | 0.00557 | 0.02181 | 0.0059 | 174 | 191 | 214.9
54370 | SHELL C7 | 54881 | RAVEN TP | 138 | 138 | AIES-Caroline | AIES-Caroline | 19 | Closed | Line | NO | 0.00539 | 0.01197 | 0.00302 | 120 | 132 | 148
54368 | CHEVIOT1 | 54915 | CHEV TP | 138 | 138 | AIES-Hinton/Edson | AIES-Hinton/Edson | 62 | Closed | Line | NO | 3e-05 | 0.0001 | 2e-05 | 98 | 108 | 132
54367 | CHINOOK1 | 54916 | MONAR TP | 138 | 138 | AIES-Lethbridge | AIES-Lethbridge | 63 | Closed | Line | NO | 0.0057 | 0.01288 | 0.00307 | 107 | 118 | 138
66001 | CLOVERT2 | 67027 | ASHGROVE | 138 | 138 | UT CLOVER | UT CLOVER | 1 | Closed | Line | NO | 0.03249 | 0.09804 | 0.02444 | 132 | 163 | 166
54363 | NW CARD7 | 55366 | VISCOUNT | 138 | 138 | AIES-Edmonton | AIES-Edmonton | 92 | Closed | Line | NO | 0.02069 | 0.04627 | 0.01196 | 85.1 | 94 | 90.1
54362 | EDGERTO7 | 54814 | KILRY TP | 138 | 138 | AIES-Provost | AIES-Provost | 49 | Closed | Line | NO | 0.03173 | 0.07047 | 0.01854 | 96 | 134 | 96
66016 | MOYLE | 67261 | N.CASTLE | 138 | 138 | UT RED DGT | UT SIGURD | 1 | Closed | Line | NO | 0.0012 | 0.0041 | 0.001 | 137 | 166 | 137
54360 | STONY P7 | 54905 | 105S TAP | 138 | 138 | AIES-Lake Wabamun Generation | AIES-Lake Wabamun Generation | 90 | Closed | Line | NO | 0.00833 | 0.01594 | 0.00423 | 120 | 132 | 148
54359 | ACHESON | 55092 | HSMITH7 | 138 | 138 | AIES-Edmonton | AIES-Lake Wabamun Generation | 53 | Closed | Line | NO | 0.00249 | 0.01926 | 0.00599 | 284 | 287 | 287
54359 | ACHESON | 55092 | HSMITH7 | 138 | 138 | AIES-Edmonton | AIES-Lake Wabamun Generation | 46 | Closed | Line | NO | 0.0025 | 0.0194 | 0.00603 | 284 | 287 | 287
65990 | MOAB | 66413 | TAMARISK | 138 | 138 | UT MOAB PINT | UT CARB PRIC | 1 | Open | Line | NO | 0.05411 | 0.16328 | 0.04071 | 75 | 75 | 108
54358 | SODER1 | 55837 | SODGLTAP | 138 | 138 | AIES-Fort MacLeod | AIES-Fort MacLeod | 03 | Closed | Line | NO | 0.0129 | 0.02929 | 0.00742 | 121 | 133 | 149
54357 | STALBE7 | 54428 | SPRUCGV7 | 138 | 138 | AIES-Edmonton | AIES-Edmonton | 12 | Closed | Line | NO | 0.01579 | 0.05222 | 0.01424 | 108 | 119 | 114
66075 | CANYON COMP | 66320 | RYCMN TP | 138 | 138 | WY NAUGHTON | WY NAUGHTON | 1 | Closed | Line | NO | 0.00252 | 0.01432 | 0.00399 | 209 | 256 | 268
54355 | NOVA C27 | 58749 | NOVA TP1 | 138 | 138 | AIES-Red Deer | AIES-Red Deer | L1 | Closed | Line | NO | 0.00013 | 0.00166 | 0 | 342 | 376 | 409.9
54354 | NOVA C17 | 541760 | NOVA TP2 | 138 | 138 | AIES-Red Deer | AIES-Red Deer | L2 | Closed | Line | NO | 0.00013 | 0.00166 | 0 | 342 | 376 | 409.9
66075 | CANYON COMP | 67097 | COMPRE T | 138 | 138 | WY NAUGHTON | WY NAUGHTON | 1 | Closed | Line | NO | 0.00075 | 0.00412 | 0.00125 | 209 | 256 | 264
54343 | TABERW1 | 54828 | PURSPRW4 | 138 | 138 | AIES-Vauxhall | AIES-Vauxhall | 07 | Closed | Line | NO | 0.00189 | 0.0043 | 0.00108 | 120 | 132 | 145.1
54336 | SUMMER01 | 54752 | FIDLER02 | 138 | 138 | AIES-Fort MacLeod | AIES-Fort MacLeod | 24 | Closed | Line | NO | 0.00324 | 0.00891 | 0.00234 | 150 | 165 | 150
54333 | QUENSTWN | 547070 | 161AL_TAP | 138 | 138 | AIES-Strathmore/Blackie | AIES-Stavely | 61 | Closed | Line | NO | 0.06449 | 0.14561 | 0.03728 | 117 | 160 | 145
54333 | QUENSTWN | 55877 | BASNTAP | 138 | 138 | AIES-Strathmore/Blackie | AIES-Brooks | 53 | Closed | Line | NO | 0.06139 | 0.1463 | 0.0337 | 121 | 133 | 148
54331 | VIOL GR7 | 55628 | MOON LA7 | 138 | 138 | AIES-Drayton Valley | AIES-Drayton Valley | 73 | Closed | Line | NO | 0.01789 | 0.06791 | 0.01949 | 167 | 184 | 201
54328 | MACLEOD1 | 54748 | 608AL_TP | 138 | 138 | AIES-Fort MacLeod | AIES-Fort MacLeod | 08 | Closed | Line | NO | 0.00403 | 0.00883 | 0.0024 | 119 | 131 | 146
54326 | COAL VA7 | 54912 | 740L JNC | 138 | 138 | AIES-Hinton/Edson | AIES-Hinton/Edson | 43 | Closed | Line | NO | 0.02643 | 0.0589 | 0.01467 | 99 | 109 | 132.9
54324 | COALSPU7 | 54912 | 740L JNC | 138 | 138 | AIES-Hinton/Edson | AIES-Hinton/Edson | 40 | Closed | Line | NO | 0 | 0.00017 | 4e-05 | 99 | 109 | 132.9
54321 | HEARTLAK2 | 99986 | mid_99986 | 138 | 240 | AIES-Athabasca/Lac La Biche | AIES-Athabasca/Lac La Biche | T2 | Closed | TransformerWinding | YES | 0.0006 | -0.0043 | 0 | 200 | 238 | 214
54321 | HEARTLAK2 | 54832 | 788_TP | 138 | 138 | AIES-Athabasca/Lac La Biche | AIES-Athabasca/Lac La Biche | 88 | Closed | Line | NO | 0.04091 | 0.0919 | 0.02272 | 119 | 131 | 146
54320 | CHAPPIC7 | 54674 | CYPRES1 | 138 | 138 | AIES-Medicine Hat | AIES-Empress | 58 | Closed | Line | NO | 0.07033 | 0.15959 | 0.04043 | 121 | 133 | 149
54318 | W CROSSF | 54933 | AIRD TAP | 138 | 138 | AIES-Airdrie | AIES-Airdrie | 52 | Closed | Line | NO | 0.00267 | 0.00605 | 0.00153 | 118 | 130 | 145
54314 | JOSEPH2 | 54952 | DIAM TAP | 138 | 138 | AIES-Fort Saskatchewan 2000 | AIES-Fort Saskatchewan 2000 | 06 | Closed | Line | NO | 0.00171 | 0.00382 | 0.00099 | 119 | 131 | 146
66085 | NINETY S | 67171 | SOPARKTE | 138 | 138 | UT SALT LAKE | UT SALT LAKE | 1 | Closed | Line | NO | 0.00056 | 0.00565 | 0.00187 | 225 | 296 | 306
54314 | JOSEPH2 | 54735 | SHELL TP | 138 | 138 | AIES-Fort Saskatchewan 2000 | AIES-Fort Saskatchewan 2000 | 07 | Closed | Line | NO | 0.00225 | 0.0089 | 0.00237 | 175 | 193 | 217
54314 | JOSEPH2 | 54391 | ALBCHEM7 | 138 | 138 | AIES-Fort Saskatchewan 2000 | AIES-Fort Saskatchewan 2000 | 76 | Closed | Line | NO | 0.0121 | 0.04759 | 0.01336 | 140.1 | 154 | 140.1
66130 | ONEIDA | 66131 | ONEIDA TAP | 138 | 138 | ID SPC | ID SPC | 1 | Open | Line | NO | 0 | 0.0001 | 0 | 132 | 148 | 180
54312 | E CROSS7 | 54933 | AIRD TAP | 138 | 138 | AIES-Airdrie | AIES-Airdrie | 52 | Closed | Line | NO | 0.01316 | 0.02834 | 0.00753 | 119 | 131 | 136
54311 | LEDUC1 | 54365 | BUFORD 7 | 138 | 138 | AIES-Edmonton | AIES-Wetaskiwin | 32 | Closed | Line | NO | 0.01953 | 0.0444 | 0.01126 | 121 | 133 | 110
54309 | MCMILLA7 | 55227 | CROWLK7 | 138 | 138 | AIES-Fort McMurray | AIES-Fort McMurray | 02 | Closed | Line | NO | 0.00173 | 0.00642 | 0.0034 | 110.2 | 122.7 | 146.6
54308 | FLATLK-2 | 54637 | ALPACTAP | 138 | 138 | AIES-Athabasca/Lac La Biche | AIES-Athabasca/Lac La Biche | 96 | Closed | Line | NO | 0.00084 | 0.00188 | 0.00049 | 121.9 | 134 | 147
54306 | WINEFRE7 | 547003 | MARGIETP | 138 | 138 | AIES-Athabasca/Lac La Biche | AIES-Athabasca/Lac La Biche | 89 | Closed | Line | NO | 0.01349 | 0.03049 | 0.00745 | 86 | 91 | 91
66130 | ONEIDA | 66570 | TREASTON | 138 | 138 | ID SPC | ID SPC | 1 | Closed | Line | NO | 0.0085 | 0.02729 | 0.0062 | 132 | 132 | 180
54305 | LAC LA 7 | 55350 | WHITBY 7 | 138 | 138 | AIES-Athabasca/Lac La Biche | AIES-Vegreville | 94 | Closed | Line | NO | 0.07531 | 0.17098 | 0.04354 | 110.2 | 123.6 | 127.5
54305 | LAC LA 7 | 54832 | 788_TP | 138 | 138 | AIES-Athabasca/Lac La Biche | AIES-Athabasca/Lac La Biche | 88 | Closed | Line | NO | 0.01584 | 0.03482 | 0.00908 | 119 | 131 | 146
54304 | PLAMOND7 | 54417 | WAUP1 | 138 | 138 | AIES-Athabasca/Lac La Biche | AIES-Athabasca/Lac La Biche | 28 | Closed | Line | NO | 0.02401 | 0.05264 | 0.01361 | 72 | 95 | 72
54303 | STELCO 1 | 54938 | STEL TAP | 138 | 138 | AIES-Edmonton | AIES-Edmonton | 22 | Closed | Line | NO | 0 | 0.00024 | 6e-05 | 119 | 131 | 146
54302 | MARION 7 | 54983 | MARION T | 138 | 138 | AIES-Lake Wabamun Generation | AIES-Lake Wabamun Generation | 67 | Closed | Line | NO | 4e-05 | 9e-05 | 2e-05 | 85.1 | 94 | 90.1
54297 | WAINWRI7 | 54483 | TUCUMAN7 | 138 | 138 | AIES-Wainwright | AIES-Wainwright | 04 | Closed | Line | NO | 0.06014 | 0.12536 | 0.03123 | 75 | 83 | 79
66085 | NINETY S | 67343 | SANDYTAP | 138 | 138 | UT SALT LAKE | UT SALT LAKE | 1 | Closed | Line | NO | 0.00059 | 0.00316 | 0.00098 | 173 | 245 | 275
66135 | OQUIRRH | 67391 | SUNRSPP | 138 | 138 | UT SALT LAKE | UT SALT LAKE | 1 | Closed | Line | NO | 0.00084 | 0.00881 | 0.00272 | 290 | 343 | 343
54296 | GOOSEL7 | 54409 | KETTLES | 138 | 138 | AIES-Fort MacLeod | AIES-Fort MacLeod | 16 | Closed | Line | NO | 0.00618 | 0.0192 | 0.00458 | 153 | 168 | 190
54296 | GOOSEL7 | 54334 | SUMMER04 | 138 | 138 | AIES-Fort MacLeod | AIES-Fort MacLeod | 93 | Open | Line | NO | 0.00813 | 0.01805 | 0.00478 | 119 | 131 | 147
54293 | STIRLIN7 | 54721 | RDCO_TAP | 138 | 138 | AIES-Glenwood | AIES-Lethbridge | 20 | Closed | Line | NO | 0.0146 | 0.03314 | 0.0084 | 120 | 163 | 148
54292 | JENNER7 | 54344 | WARLOW7 | 138 | 138 | AIES-Empress | AIES-Empress | 01 | Closed | Line | NO | 0.02895 | 0.06419 | 0.01703 | 96 | 133 | 96
54291 | CONRAD 7 | 54828 | PURSPRW4 | 138 | 138 | AIES-Vauxhall | AIES-Vauxhall | 07 | Closed | Line | NO | 0.02237 | 0.04815 | 0.01287 | 119 | 131 | 119
54286 | ENCHANT7 | 54928 | ENCH TAP | 138 | 138 | AIES-Vauxhall | AIES-Vauxhall | 63 | Closed | Line | NO | 0.02464 | 0.05524 | 0.01426 | 96 | 108 | 96
54285 | BAYMAG | 54950 | 742L JCT | 138 | 138 | AIES-Seebe | AIES-Seebe | 54 | Closed | Line | NO | 0.00328 | 0.01117 | 0.00281 | 153 | 168 | 189
54284 | BUTTE7 | 54839 | 600AL TA | 138 | 138 | AIES-Medicine Hat | AIES-Medicine Hat | 00 | Closed | Line | NO | 0.00511 | 0.01139 | 0 | 121 | 133 | 149
54283 | CANMORE7 | 54965 | 54L JNC | 138 | 138 | AIES-Seebe | AIES-Seebe | 54 | Closed | Line | NO | 0.00314 | 0.01021 | 0.00279 | 105 | 116 | 157
54283 | CANMORE7 | 54285 | BAYMAG | 138 | 138 | AIES-Seebe | AIES-Seebe | 54 | Closed | Line | NO | 0.00702 | 0.02278 | 0.00574 | 94 | 103 | 135
66135 | OQUIRRH | 68135 | TOOELETP | 138 | 138 | UT SALT LAKE | UT TOOELE | 1 | Closed | Line | NO | 0.00471 | 0.06656 | 0.02869 | 266 | 334 | 394
189008 | SANDY | 189020 | GAMEBIRD | 138 | 138 | VEA-Main | VEA-Main | 1 | Closed | Line | NO | 0.0278 | 0.08023 | 0.00961 | 106.6 | 146 | 106.6
54276 | W BROOK7 | 55877 | BASNTAP | 138 | 138 | AIES-Brooks | AIES-Brooks | 53 | Closed | Line | NO | 0.01955 | 0.04539 | 0.01103 | 121 | 133 | 148
54276 | W BROOK7 | 54928 | ENCH TAP | 138 | 138 | AIES-Brooks | AIES-Vauxhall | 63 | Closed | Line | NO | 0.04084 | 0.09157 | 0.02364 | 120 | 132 | 148
66156 | MUDDYCRK | 67221 | LONGHOLW | 138 | 138 | WY NAUGHTON | WY NAUGHTON | 1 | Closed | Line | NO | 0.0047 | 0.0252 | 0.00792 | 209 | 256 | 293
54275 | TILLEY 7 | 54276 | W BROOK7 | 138 | 138 | AIES-Brooks | AIES-Brooks | 66 | Closed | Line | NO | 0.0346 | 0.07942 | 0.01991 | 120 | 133 | 120
54274 | VAUXHAL7 | 56400 | HULL | 138 | 138 | AIES-Vauxhall | AIES-Vauxhall | 63 | Closed | Line | NO | 0.0164 | 0.03663 | 0.00956 | 120 | 132 | 148
54274 | VAUXHAL7 | 54928 | ENCH TAP | 138 | 138 | AIES-Vauxhall | AIES-Vauxhall | 63 | Closed | Line | NO | 0.02184 | 0.04896 | 0.01264 | 120 | 132 | 148
54274 | VAUXHAL7 | 54401 | HAYS 7 | 138 | 138 | AIES-Vauxhall | AIES-Vauxhall | 21 | Closed | Line | NO | 0.03249 | 0.07368 | 0.0186 | 85.1 | 94 | 90.1
189020 | GAMEBIRD | 189022 | THSNDAIR | 138 | 138 | VEA-Main | VEA-Main | 1 | Closed | Line | NO | 0.00254 | 0.0177 | 0.00281 | 198.2 | 275.8 | 198.2
66156 | MUDDYCRK | 66425 | STR 204 | 138 | 138 | WY NAUGHTON | WY NAUGHTON | 1 | Closed | Line | NO | 0.00835 | 0.04721 | 0.01326 | 232 | 276 | 320
54272 | TABER 7 | 54834 | CHIN_CHT | 138 | 138 | AIES-Vauxhall | AIES-Lethbridge | 72 | Closed | Line | NO | 0.02183 | 0.04853 | 0.0127 | 119 | 131 | 146
54271 | BULLS H7 | 549034 | HOLSOM_1 | 138 | 138 | AIES-Medicine Hat | AIES-Medicine Hat | 98 | Closed | Line | NO | 0.01535 | 0.0571 | 0.01653 | 177 | 233 | 212
54271 | BULLS H7 | 54976 | ROTBAUR | 138 | 138 | AIES-Medicine Hat | AIES-Medicine Hat | 80 | Closed | Line | NO | 0.0141 | 0.03245 | 0.00801 | 121 | 133 | 150
54271 | BULLS H7 | 54659 | BOWMAN2 | 138 | 138 | AIES-Medicine Hat | AIES-Medicine Hat | 76 | Closed | Line | NO | 0.00917 | 0.1013 | 0.03404 | 369 | 406 | 458
54270 | SUFFIEL7 | 54645 | BOWMAN3 | 138 | 138 | AIES-Medicine Hat | AIES-Medicine Hat | 92 | Closed | Line | NO | 0.07105 | 0.16401 | 0.04035 | 80 | 88 | 122
54270 | SUFFIEL7 | 54275 | TILLEY 7 | 138 | 138 | AIES-Medicine Hat | AIES-Brooks | 00 | Closed | Line | NO | 0.05053 | 0.11733 | 0.02849 | 78 | 86 | 120
54269 | BURDETT7 | 54277 | WESTFLD7 | 138 | 138 | AIES-Vauxhall | AIES-Vauxhall | 22 | Closed | Line | NO | 0.0226 | 0.05068 | 0.01308 | 85.1 | 94 | 90.1
54267 | DOME EM7 | 54911 | EMPLIQTP | 138 | 138 | AIES-Empress | AIES-Empress | 60 | Closed | Line | NO | 0.00502 | 0.01082 | 0.00287 | 110.2 | 122.7 | 142
54267 | DOME EM7 | 54674 | CYPRES1 | 138 | 138 | AIES-Empress | AIES-Empress | 69 | Closed | Line | NO | 0.00277 | 0.01065 | 0.003 | 177 | 195 | 191
54266 | EMPRESA7 | 54674 | CYPRES1 | 138 | 138 | AIES-Empress | AIES-Empress | 68 | Closed | Line | NO | 0.00302 | 0.00783 | 0.00207 | 121 | 133 | 149
54266 | EMPRESA7 | 54267 | DOME EM7 | 138 | 138 | AIES-Empress | AIES-Empress | 60 | Closed | Line | NO | 0.00091 | 0.00198 | 0.00052 | 119 | 131 | 146
54263 | EMP LIQ7 | 54911 | EMPLIQTP | 138 | 138 | AIES-Empress | AIES-Empress | 60 | Closed | Line | NO | 0.00324 | 0.00705 | 0.00184 | 86 | 95 | 125
189011 | VALLEYTP | 189005 | LTHRPWLS | 138 | 138 | VEA-Main | VEA-Main | 1 | Closed | Line | NO | 0.0137 | 0.0396 | 0.0047 | 106.6 | 146 | 106.6
69710 | RED HILLS | 66200 | PAROWAN | 138 | 138 | UT SIGURD | UT SIGURD | 1 | Closed | Line | NO | 0 | 0.0003 | 0 | 204 | 239 | 204
189102 | STOCK-WASH | 189104 | VALLEY-NTS | 138 | 138 | VEA-North | VEA-North | 1 | Closed | Line | NO | 0.02826 | 0.04633 | 0.00458 | 69 | 86 | 69
54259 | STRATHM7 | 56949 | CHESTER1 | 138 | 138 | AIES-Strathmore/Blackie | AIES-Strathmore/Blackie | 65 | Closed | Line | NO | 0.03851 | 0.0863 | 0.02242 | 85 | 94 | 90
54259 | STRATHM7 | 55340 | NAMAKA 7 | 138 | 138 | AIES-Strathmore/Blackie | AIES-Strathmore/Blackie | 33 | Closed | Line | NO | 0.02025 | 0.04445 | 0.01164 | 120 | 132 | 143
54256 | BROOKS 7 | 54826 | 831A TAP | 138 | 138 | AIES-Brooks | AIES-Brooks | 31 | Closed | Line | NO | 0.01245 | 0.02825 | 0.00705 | 96 | 108 | 96
54256 | BROOKS 7 | 54401 | HAYS 7 | 138 | 138 | AIES-Brooks | AIES-Vauxhall | 95 | Closed | Line | NO | 0.06556 | 0.14802 | 0.03768 | 119 | 131 | 146
66202 | SKYPARK | 66204 | ONION | 138 | 138 | UT OGDEN | UT OGDEN | 1 | Closed | Line | NO | 0.00125 | 0.00804 | 0.00256 | 173 | 245 | 275
54256 | BROOKS 7 | 54276 | W BROOK7 | 138 | 138 | AIES-Brooks | AIES-Brooks | 14 | Closed | Line | NO | 0.00552 | 0.02223 | 0.00566 | 167 | 184 | 191
54254 | GLEICHE7 | 55340 | NAMAKA 7 | 138 | 138 | AIES-Strathmore/Blackie | AIES-Strathmore/Blackie | 33 | Closed | Line | NO | 0.02697 | 0.05918 | 0.01549 | 120 | 132 | 148
54253 | BLACKIE7 | 54254 | GLEICHE7 | 138 | 138 | AIES-Strathmore/Blackie | AIES-Strathmore/Blackie | 76 | Closed | Line | NO | 0.05917 | 0.1337 | 0.03415 | 110 | 121 | 121
54252 | CARSELA7 | 54253 | BLACKIE7 | 138 | 138 | AIES-Strathmore/Blackie | AIES-Strathmore/Blackie | 51 | Closed | Line | NO | 0.03723 | 0.09204 | 0.02358 | 85.1 | 94 | 90.1
54250 | DUCHESS7 | 54826 | 831A TAP | 138 | 138 | AIES-Brooks | AIES-Brooks | 31 | Closed | Line | NO | 0.01412 | 0.0319 | 0.00804 | 98 | 108 | 114
54249 | 878S | 55070 | CRANBER7 | 138 | 138 | AIES-Peace River | AIES-Peace River | 94 | Closed | Line | NO | 0.09304 | 0.20812 | 0.06482 | 109.2 | 123.6 | 139.9
66204 | ONION | 66207 | PARRI TAP A | 138 | 138 | UT OGDEN | UT OGDEN | 1 | Closed | Line | NO | 0.00122 | 0.00702 | 0.00219 | 173 | 245 | 275
54247 | CAVALIER | 99991 | mid_99991 | 138 | 138 | AIES-Strathmore/Blackie | AIES-Strathmore/Blackie | T1 | Closed | TransformerWinding | YES | 3e-05 | 0.00549 | 0 | 175 | 175 | 175
54244 | VULCAN 7 | 547070 | 161AL_TAP | 138 | 138 | AIES-Stavely | AIES-Stavely | 61 | Closed | Line | NO | 0.00637 | 0.01453 | 0.00365 | 117 | 160 | 120
10913 | AR_EXP_HV | 10992 | ARAGONNE_HV | 138 | 138 | PNM: EHV and Gen | PNM: EHV and Gen | 1 | Closed | Line | NO | 0.00373 | 0.0222 | 0.00699 | 160 | 160 | 160
54244 | VULCAN 7 | 54279 | STAVELEY | 138 | 138 | AIES-Stavely | AIES-Stavely | 80 | Closed | Line | NO | 0.03737 | 0.08404 | 0.02166 | 118 | 130 | 144
54243 | HARTELL7 | 54960 | HART TAP | 138 | 138 | AIES-High River | AIES-High River | 12 | Closed | Line | NO | 0 | 0.00018 | 5e-05 | 98 | 108 | 131.9
54242 | HIGH RI7 | 99992 | mid_99992 | 138 | 138 | AIES-High River | AIES-High River | T1 | Closed | TransformerWinding | YES | 0.01296 | 0.26972 | 0 | 18.8 | 18.8 | 18.8
54242 | HIGH RI7 | 54960 | HART TAP | 138 | 138 | AIES-High River | AIES-High River | 12 | Closed | Line | NO | 0.03154 | 0.07122 | 0.01795 | 48 | 72 | 48
54242 | HIGH RI7 | 54640 | FOOTHLL2 | 138 | 138 | AIES-High River | AIES-High River | 34 | Closed | Line | NO | 0.00499 | 0.03852 | 0.01207 | 279 | 307 | 287
54242 | HIGH RI7 | 54253 | BLACKIE7 | 138 | 138 | AIES-High River | AIES-Strathmore/Blackie | 53 | Closed | Line | NO | 0.04603 | 0.10223 | 0.02689 | 121 | 133 | 143
54240 | MAGCAN 7 | 54886 | MAG TAP7 | 138 | 138 | AIES-High River | AIES-High River | 27 | Closed | Line | NO | 0.00329 | 0.00751 | 0.00187 | 94 | 103 | 104
54239 | OKOTOKS7 | 54640 | FOOTHLL2 | 138 | 138 | AIES-High River | AIES-High River | 46 | Closed | Line | NO | 0.00881 | 0.06187 | 0.02073 | 280 | 308 | 287
54238 | BLACK D7 | 54960 | HART TAP | 138 | 138 | AIES-High River | AIES-High River | 12 | Closed | Line | NO | 0.00888 | 0.02004 | 0.00505 | 85.1 | 94 | 90.1
66207 | PARRI TAP A | 67131 | STR 256 A | 138 | 138 | UT OGDEN | UT OGDEN | 1 | Open | Line | NO | 0.00073 | 0.00393 | 0.00121 | 206 | 252 | 252
66205 | PARRISH | 67136 | PARRISH TAP | 138 | 138 | UT OGDEN | UT OGDEN | 1 | Closed | Line | NO | 0.00075 | 0.00414 | 0.00123 | 129 | 154 | 154
54237 | FORT MA7 | 54872 | 180AL-TAP | 138 | 138 | AIES-Fort MacLeod | AIES-Stavely | 80 | Closed | Line | NO | 0.04132 | 0.09372 | 0.02374 | 120 | 132 | 148
54237 | FORT MA7 | 54823 | 725BL | 138 | 138 | AIES-Fort MacLeod | AIES-Fort MacLeod | 25 | Closed | Line | NO | 0.0138 | 0.03104 | 0.00796 | 119 | 131 | 146
54235 | STAVELY7 | 54279 | STAVELEY | 138 | 138 | AIES-Stavely | AIES-Stavely | 97 | Closed | Line | NO | 0.01835 | 0.04131 | 0.01061 | 112 | 124 | 135
54234 | CASTRIV1 | 54656 | RUSSEL1 | 138 | 138 | AIES-Fort MacLeod | AIES-Fort MacLeod | 13 | Closed | Line | NO | 6e-05 | 0.00012 | 3e-05 | 120 | 132 | 148
54233 | DRYWOOD7 | 56769 | MCLGH_TP | 138 | 138 | AIES-Glenwood | AIES-Fort MacLeod | 64 | Closed | Line | NO | 0.02463 | 0.05592 | 0.01434 | 85.1 | 90.1 | 90.1
54230 | OLDMAN D | 54334 | SUMMER04 | 138 | 138 | AIES-Fort MacLeod | AIES-Fort MacLeod | 93 | Closed | Line | NO | 0.00049 | 0.00114 | 0.00028 | 121 | 133 | 148
54656 | RUSSEL1 | 54229 | 170AL-TA | 138 | 138 | AIES-Fort MacLeod | AIES-Fort MacLeod | PS | Closed | Transformer | YES | 0.0018 | 0.08949 | 0 | 150 | 150 | 150
54229 | 170AL-TA | 54656 | RUSSEL1 | 138 | 138 | AIES-Fort MacLeod | AIES-Fort MacLeod | 1 | Open | Line | NO | 0 | 0.0001 | 0 | 150 | 150 | 150
54229 | 170AL-TA | 54232 | COLEMAN7 | 138 | 138 | AIES-Fort MacLeod | AIES-Fort MacLeod | 70 | Closed | Line | NO | 0.0344 | 0.10586 | 0.02473 | 121 | 133 | 148
66230 | PINTO | 69708 | CONCHO | 138 | 138 | UT MOAB PINT | UT MOAB PINT | 1 | Closed | Line | NO | 0.00649 | 0.01852 | 0.00517 | 132 | 145 | 191
54224 | PINCHER7 | 54656 | RUSSEL1 | 138 | 138 | AIES-Fort MacLeod | AIES-Fort MacLeod | 12 | Closed | Line | NO | 0.00564 | 0.01997 | 0.00465 | 121 | 133 | 148
54224 | PINCHER7 | 54296 | GOOSEL7 | 138 | 138 | AIES-Fort MacLeod | AIES-Fort MacLeod | 13 | Closed | Line | NO | 0.00054 | 0.00124 | 0.00031 | 119 | 131 | 147
54219 | KILLARN7 | 54814 | KILRY TP | 138 | 138 | AIES-Provost | AIES-Provost | 49 | Closed | Line | NO | 0.02022 | 0.0454 | 0.01169 | 120.9 | 133 | 148
54219 | KILLARN7 | 54220 | HAYTER 7 | 138 | 138 | AIES-Provost | AIES-Provost | 48 | Closed | Line | NO | 0.02352 | 0.05307 | 0.01347 | 119 | 131 | 146
66205 | PARRISH | 66482 | SYRACUSE T | 138 | 138 | UT OGDEN | UT OGDEN | 1 | Closed | Line | NO | 0.00641 | 0.05895 | 0.01541 | 266 | 334 | 394
66187 | SKYLINE | 66420 | STGEORGE | 138 | 138 | UT RED UAMPS | UT RED PAC | 2 | Closed | Line | NO | 0.00088 | 0.00778 | 0.00226 | 201 | 245 | 299
54217 | SJPC_TP | 54900 | JUMP TP1 | 138 | 138 | AIES-Seebe | AIES-Seebe | 50 | Closed | Line | NO | 0.00262 | 0.00587 | 0.00152 | 98 | 108 | 132
54215 | TEX.W.P7 | 54815 | TWP TAP7 | 138 | 138 | AIES-Drayton Valley | AIES-Drayton Valley | 02 | Closed | Line | NO | 0.00097 | 0.00217 | 0.00056 | 119 | 131 | 146
54213 | HAIGRIVE | 55034 | CHINCHA7 | 138 | 138 | AIES-Rainbow Lake | AIES-Rainbow Lake | 64 | Closed | Line | NO | 0.02655 | 0.05784 | 0.01469 | 109.2 | 120.7 | 146.6
54211 | MOUNT A7 | 54310 | SPRAY S | 138 | 138 | AIES-Seebe | AIES-Seebe | 76 | Closed | Line | NO | 0.018 | 0.05412 | 0.05626 | 113 | 124 | 120
54211 | MOUNT A7 | 54216 | BARRIER7 | 138 | 138 | AIES-Seebe | AIES-Seebe | 90 | Closed | Line | NO | 0.01449 | 0.03301 | 0.00835 | 81 | 89 | 110
54207 | JANET 7 | 56949 | CHESTER1 | 138 | 138 | AIES-Calgary | AIES-Strathmore/Blackie | 91 | Closed | Line | NO | 0.00656 | 0.01469 | 0.00382 | 85 | 94 | 90
66238 | PLAINCTY | 66638 | WOGDN NT | 138 | 138 | UT OGDEN | UT OGDEN | 1 | Closed | Line | NO | 0.00431 | 0.01864 | 0.00926 | 265 | 265 | 360
54207 | JANET 7 | 54577 | ENMX23S7 | 138 | 138 | AIES-Calgary | AIES-Calgary | 80 | Closed | Line | NO | 0.00235 | 0.01803 | 0.00576 | 285 | 285 | 287
54207 | JANET 7 | 54574 | ENMX37S7 | 138 | 138 | AIES-Calgary | AIES-Calgary | 82 | Closed | Line | NO | 0.00103 | 0.00548 | 0.00322 | 287 | 352 | 287
54205 | AMOCO R7 | 54890 | AMOCO TP | 138 | 138 | AIES-Caroline | AIES-Caroline | 19 | Closed | Line | NO | 0.0201 | 0.04682 | 0.01109 | 120.9 | 133 | 148
54205 | AMOCO R7 | 54257 | LIMESTO7 | 138 | 138 | AIES-Caroline | AIES-Caroline | 64 | Closed | Line | NO | 0.03553 | 0.0823 | 0.01991 | 97 | 107 | 131
54202 | SARCEE 7 | 99994 | mid_99994 | 138 | 138 | AIES-Calgary | AIES-Calgary | T2 | Closed | TransformerWinding | YES | 0 | -0.00104 | 0 | 341.8 | 400 | 341.8
54202 | SARCEE 7 | 54900 | JUMP TP1 | 138 | 138 | AIES-Calgary | AIES-Seebe | 50 | Closed | Line | NO | 0.01339 | 0.08783 | 0.02321 | 173 | 190 | 250
54202 | SARCEE 7 | 54631 | ENMX35S7 | 138 | 138 | AIES-Calgary | AIES-Calgary | 81 | Closed | Line | NO | 0.00176 | 0.01335 | 0.00431 | 287 | 344 | 287
66253 | PLUMTREE | 66661 | WEST GT | 138 | 138 | UT UTAH VALL | UT UTAH VALL | 1 | Closed | Line | NO | 0.00376 | 0.01319 | 0.0037 | 150 | 150 | 150
54202 | SARCEE 7 | 54551 | ENMX28S7 | 138 | 138 | AIES-Calgary | AIES-Calgary | 80 | Closed | Line | NO | 4e-05 | 0.0005 | 0.00887 | 287 | 344 | 287
54202 | SARCEE 7 | 54548 | ENMX10S7 | 138 | 138 | AIES-Calgary | AIES-Calgary | 93 | Closed | Line | NO | 0.0018 | 0.0136 | 0.06285 | 207 | 228 | 275
54201 | JUMPPND7 | 54925 | JUMP TP2 | 138 | 138 | AIES-Seebe | AIES-Seebe | 3A | Closed | Line | NO | 0 | 0.0012 | 0.00031 | 99 | 109 | 132.9
54200 | UNDRWD7 | 56974 | PIKE_02 | 138 | 138 | AIES-Fort McMurray | AIES-Fort McMurray | 45 | Closed | Line | NO | 0.00308 | 0.007 | 0.00176 | 122 | 134 | 150
54199 | SHELL J7 | 54217 | SJPC_TP | 138 | 138 | AIES-Seebe | AIES-Seebe | 50 | Closed | Line | NO | 0.00099 | 0.00222 | 0.00058 | 35 | 39 | 100
54198 | BALZAC 7 | 54295 | DRYCREEK | 138 | 138 | AIES-Calgary | AIES-Airdrie | 11 | Closed | Line | NO | 0.01231 | 0.02765 | 0.00717 | 119 | 131 | 147
54198 | BALZAC 7 | 54290 | BALZ COG | 138 | 138 | AIES-Calgary | AIES-Calgary | 02 | Closed | Line | NO | 0.00069 | 0.00423 | 0.00371 | 167.1 | 184 | 201
54195 | RUNDLE S | 54965 | 54L JNC | 138 | 138 | AIES-Seebe | AIES-Seebe | 85 | Closed | Line | NO | 0.00239 | 0.00548 | 0.00136 | 96 | 133 | 96
54195 | RUNDLE S | 54310 | SPRAY S | 138 | 138 | AIES-Seebe | AIES-Seebe | 84 | Closed | Line | NO | 0.00303 | 0.00693 | 0.00172 | 98 | 108 | 132
54192 | NELSON L | 55789 | WOLFCRE2 | 138 | 138 | AIES-Wetaskiwin | AIES-Wetaskiwin | 83 | Closed | Line | NO | 0.01959 | 0.04404 | 0.01137 | 77 | 85 | 120
54185 | SCOT4_8 | 54734 | SHELL A1 | 138 | 138 | AIES-Fort Saskatchewan 2000 | AIES-Fort Saskatchewan 2000 | 01 | Closed | Line | NO | 0.00061 | 0.00382 | 0.00633 | 248.2 | 286.5 | 286.5
54184 | BEARSPAW | 54564 | ENMX36S7 | 138 | 138 | AIES-Seebe | AIES-Calgary | 81 | Closed | Line | NO | 0.00214 | 0.00812 | 0.00233 | 142.9 | 172 | 172
54180 | GHOST 7 | 54982 | MADDEN T | 138 | 138 | AIES-Seebe | AIES-Didsbury | 18 | Closed | Line | NO | 0.04699 | 0.10739 | 0.02699 | 122 | 134 | 147
54180 | GHOST 7 | 54900 | JUMP TP1 | 138 | 138 | AIES-Seebe | AIES-Seebe | 50 | Closed | Line | NO | 0.00397 | 0.02639 | 0.00673 | 142.9 | 157 | 172.1
54180 | GHOST 7 | 54310 | SPRAY S | 138 | 138 | AIES-Seebe | AIES-Seebe | 13 | Closed | Line | NO | 0.03515 | 0.14197 | 0.07963 | 120 | 132 | 120
66274 | REDBUTTE | 66420 | STGEORGE | 138 | 138 | UT RED PAC | UT RED PAC | 1 | Closed | Line | NO | 0.00884 | 0.0803 | 0.02155 | 201 | 245 | 299
54179 | MARIANA7 | 55290 | HORSERV7 | 138 | 138 | AIES-Fort McMurray | AIES-Fort McMurray | 21 | Closed | Line | NO | 0.01991 | 0.04447 | 0.01377 | 109.3 | 122.7 | 145.7
54177 | AIRDRIE | 54810 | AMOCOTAP | 138 | 138 | AIES-Airdrie | AIES-Airdrie | 88 | Closed | Line | NO | 0.01154 | 0.02563 | 0.00674 | 120.9 | 133 | 142
66275 | RAILRDPP | 66854 | CROYDON | 138 | 138 | WY NAUGHTON | UT PARK CITY | 1 | Closed | Line | NO | 0.01706 | 0.13447 | 0.04488 | 211 | 258 | 295
54177 | AIRDRIE | 54295 | DRYCREEK | 138 | 138 | AIES-Airdrie | AIES-Airdrie | 31 | Closed | Line | NO | 0.01446 | 0.03241 | 0.00843 | 120 | 132 | 117
54175 | CASCADE7 | 54923 | W.CASC T | 138 | 138 | AIES-Seebe | AIES-Seebe | 54 | Closed | Line | NO | 0 | 0.00029 | 6e-05 | 44 | 48 | 129
54171 | SEEBE 7 | 54950 | 742L JCT | 138 | 138 | AIES-Seebe | AIES-Seebe | 54 | Closed | Line | NO | 0.01206 | 0.03052 | 0.00764 | 112 | 123 | 120
54171 | SEEBE 7 | 54925 | JUMP TP2 | 138 | 138 | AIES-Seebe | AIES-Seebe | 03 | Closed | Line | NO | 0.02596 | 0.06209 | 0.01515 | 118 | 130 | 146
54171 | SEEBE 7 | 54216 | BARRIER7 | 138 | 138 | AIES-Seebe | AIES-Seebe | 58 | Closed | Line | NO | 0.01015 | 0.02321 | 0.00578 | 105 | 116 | 120
54171 | SEEBE 7 | 54193 | KANANAS7 | 138 | 138 | AIES-Seebe | AIES-Seebe | 87 | Closed | Line | NO | 0.00313 | 0.00716 | 0.00178 | 98 | 108 | 131.9
54171 | SEEBE 7 | 54180 | GHOST 7 | 138 | 138 | AIES-Seebe | AIES-Seebe | 56 | Closed | Line | NO | 0.02124 | 0.07016 | 0.01858 | 108 | 119 | 114
54170 | COCHRAN7 | 54191 | ANG COCH | 138 | 138 | AIES-Seebe | AIES-Seebe | 33 | Closed | Line | NO | 0.00712 | 0.0237 | 0.00591 | 121 | 133 | 148
54170 | COCHRAN7 | 54184 | BEARSPAW | 138 | 138 | AIES-Seebe | AIES-Seebe | 60 | Closed | Line | NO | 0.01918 | 0.0477 | 0.01014 | 108 | 119 | 139
54169 | CAN CEM7 | 54950 | 742L JCT | 138 | 138 | AIES-Seebe | AIES-Seebe | 42 | Closed | Line | NO | 0.00067 | 0.00154 | 0.00038 | 85 | 94 | 90
54169 | CAN CEM7 | 54644 | CAN CEF7 | 138 | 138 | AIES-Seebe | AIES-Seebe | L3 | Closed | Line | NO | 0.00082 | 0.00182 | 0.00037 | 47.8 | 47.8 | 47.8
54166 | PEIGAN 7 | 54409 | KETTLES | 138 | 138 | AIES-Fort MacLeod | AIES-Fort MacLeod | 16 | Closed | Line | NO | 0.02696 | 0.0607 | 0.0155 | 119 | 131 | 146
169050 | WHETSTONE | 162050 | Q50_Q70_138 | 138 | 138 | TEP | TEP | 1 | Closed | Line | NO | 0.00034 | 0.00192 | 0.00054 | 418 | 418 | 418
66261 | CHRCHFRM | 66900 | MAJESTIC | 138 | 138 | UT RED DGT | UT RED DGT | F | Open | Line | NO | 0.00111 | 0.00908 | 0.00299 | 144 | 144 | 144
66285 | RIDING R | 67201 | JORDNPRK | 138 | 138 | UT SALT LAKE | UT SALT LAKE | 1 | Closed | Line | NO | 0.0009 | 0.00778 | 0.00233 | 231 | 332 | 359
54207 | JANET 7 | 54160 | JANET 4 | 138 | 240 | AIES-Calgary | AIES-Calgary | T2 | Closed | Transformer | YES | 0.00063 | 0.03506 | 0 | 341.8 | 400 | 341.8
66290 | RIDGLAND | 67867 | DECADE | 138 | 138 | UT SALT LAKE | UT SALT LAKE | 1 | Closed | Line | NO | 0.00046 | 0.00398 | 0.00118 | 269 | 336 | 352
54207 | JANET 7 | 54160 | JANET 4 | 138 | 240 | AIES-Calgary | AIES-Calgary | T1 | Closed | Transformer | YES | 0.00063 | 0.03516 | 0 | 341.8 | 400 | 341.8
66290 | RIDGLAND | 66520 | TERMINAL | 138 | 138 | UT SALT LAKE | UT SALT LAKE | 1 | Closed | Line | NO | 0.00087 | 0.00756 | 0.00224 | 269 | 336 | 352
66278 | RANGELY | 79265 | CALAMRDG | 138 | 138 | UT UINTAH | Zone69 | 1 | Closed | Line | NO | 0.01245 | 0.0464 | 0.01151 | 114 | 117 | 114
66297 | RIVER | 66420 | STGEORGE | 138 | 138 | UT RED UAMPS | UT RED PAC | 1 | Closed | Line | NO | 0.00162 | 0.01402 | 0.00416 | 201 | 245 | 299
66310 | RIVRDAL | 67463 | COZYDALE | 138 | 138 | UT OGDEN | UT OGDEN | 3 | Closed | Line | NO | 0.00107 | 0.0061 | 0.00167 | 200 | 249 | 252
54148 | GAETZ 7 | 54465 | TIMBRLD7 | 138 | 138 | AIES-Red Deer | AIES-Red Deer | 64 | Closed | Line | NO | 0.00205 | 0.00946 | 0.00221 | 151 | 166 | 186
54148 | GAETZ 7 | 54384 | UC PRENT | 138 | 138 | AIES-Red Deer | AIES-Red Deer | 59 | Closed | Line | NO | 0.01411 | 0.04581 | 0.01232 | 151.1 | 166 | 186.9
66310 | RIVRDAL | 69530 | RIVERDALE NT | 138 | 138 | UT OGDEN | UT OGDEN | 1 | Closed | Line | NO | 0.00246 | 0.01397 | 0.0039 | 205 | 255 | 264
54148 | GAETZ 7 | 54383 | JOFFRE 7 | 138 | 138 | AIES-Red Deer | AIES-Red Deer | 56 | Closed | Line | NO | 0.01005 | 0.03261 | 0.00912 | 153.9 | 169 | 190
54148 | GAETZ 7 | 54147 | GAETZ 4 | 138 | 240 | AIES-Red Deer | AIES-Red Deer | T2 | Closed | Transformer | YES | 0.00322 | 0.05966 | 0 | 224 | 224 | 224
66330 | SEVR TAP | 66350 | SIGURD | 138 | 138 | UT SIGURD | UT SIGURD | 1 | Closed | Line | NO | 0.0321 | 0.09685 | 0.02414 | 132 | 145 | 174
54144 | ALGAR 7 | 55625 | DAWES138 | 138 | 138 | AIES-Fort McMurray | AIES-Fort McMurray | 70 | Closed | Line | NO | 0.0017 | 0.00403 | 0.00093 | 124.6 | 139.9 | 156.2
54144 | ALGAR 7 | 55290 | HORSERV7 | 138 | 138 | AIES-Fort McMurray | AIES-Fort McMurray | 38 | Closed | Line | NO | 0.02393 | 0.05344 | 0.01656 | 111.2 | 124.6 | 148.5
54142 | KINGMAN7 | 54842 | QUEENS7 | 138 | 138 | AIES-Wetaskiwin | AIES-Wetaskiwin | 32 | Closed | Line | NO | 5e-05 | 0.00012 | 3e-05 | 86 | 95 | 91
54141 | DALEHUR7 | 54909 | DALEH TP | 138 | 138 | AIES-Hinton/Edson | AIES-Hinton/Edson | 45 | Closed | Line | NO | 0 | 0.0001 | 1e-05 | 126 | 139 | 169
66320 | RYCMN TP | 66425 | STR 204 | 138 | 138 | WY NAUGHTON | WY NAUGHTON | 1 | Closed | Line | NO | 0.00562 | 0.03199 | 0.00892 | 209 | 256 | 268
66360 | SILVR CR | 66386 | LSTCANYONPMP | 138 | 138 | UT PARK CITY | UT PARK CITY | 1 | Closed | Line | NO | 0.00367 | 0.02992 | 0.00998 | 224 | 326 | 369
54134 | WABAMUN7 | 55364 | CARVEL01 | 138 | 138 | AIES-Lake Wabamun Generation | AIES-Lake Wabamun Generation | 96 | Closed | Line | NO | 0.02964 | 0.06682 | 0.01782 | 120.9 | 133 | 148.9
54134 | WABAMUN7 | 54947 | GAINTAP2 | 138 | 138 | AIES-Lake Wabamun Generation | AIES-Lake Wabamun Generation | 56 | Closed | Line | NO | 0.01355 | 0.04473 | 0.01195 | 126 | 139 | 169
66370 | SMFLD TP | 66680 | WHEELON | 138 | 138 | UT NO UT | UT NO UT | 1 | Closed | Line | NO | 0.01924 | 0.05724 | 0.01141 | 119 | 147 | 171
66360 | SILVR CR | 67199 | JORDANEL | 138 | 138 | UT PARK CITY | UT PARK CITY | 1 | Closed | Line | NO | 0.00922 | 0.03369 | 0.00991 | 202 | 253 | 285
54132 | SUNDANC7 | 54983 | MARION T | 138 | 138 | AIES-Lake Wabamun Generation | AIES-Lake Wabamun Generation | 67 | Closed | Line | NO | 0.01071 | 0.02455 | 0.00611 | 97 | 107 | 131
18686 | MTNEDGE | 18693 | RILEY | 138 | 138 | ZoneN6 | ZoneN6 | 1 | Closed | Line | NO | 0.00211 | 0.01281 | 0.00494 | 428.3 | 428.3 | 428.3
66397 | GRAPH_HS | 66398 | GRAPHITE SOL | 138 | 138 | UT CARB PRIC | UT CARB PRIC | 1 | Closed | Line | NO | 0 | 0.0001 | 0 | 100 | 100 | 100
18900 | TROP2 | 18675 | TROPICAL | 138 | 138 | ZoneN3 | ZoneN3 | 1 | Closed | Line | NO | 3e-05 | 0.00017 | 6e-05 | 428.3 | 428.3 | 428.3
54127 | BEDDING2 | 55576 | ENMX47S7 | 138 | 138 | AIES-Calgary | AIES-Calgary | 71 | Closed | Line | NO | 0.00411 | 0.024 | 0.01081 | 327.9 | 361 | 406.1
54127 | BEDDING2 | 54561 | ENMX11S7 | 138 | 138 | AIES-Calgary | AIES-Calgary | 83 | Closed | Line | NO | 0.00398 | 0.02306 | 0.01142 | 330 | 330 | 398
54127 | BEDDING2 | 54198 | BALZAC 7 | 138 | 138 | AIES-Calgary | AIES-Calgary | 81 | Closed | Line | NO | 0.0006 | 0.003 | 0.00196 | 286.8 | 318 | 286.8
54126 | SHELL H7 | 54957 | 166L JNC | 138 | 138 | AIES-Didsbury | AIES-Didsbury | 66 | Closed | Line | NO | 0.00482 | 0.01081 | 0.00279 | 85.1 | 94 | 90.1
54125 | YASAA7 | 54827 | ANTHNYTP | 138 | 138 | AIES-Edmonton | AIES-Edmonton | 15 | Closed | Line | NO | 0.00162 | 0.00369 | 0.00092 | 120 | 146 | 146
54125 | YASAA7 | 54173 | BRETV A7 | 138 | 138 | AIES-Edmonton | AIES-Edmonton | 05 | Closed | Line | NO | 0.00156 | 0.00349 | 9e-05 | 120 | 132 | 146
54124 | HARMATT7 | 54883 | EAGLE TP | 138 | 138 | AIES-Didsbury | AIES-Caroline | 19 | Closed | Line | NO | 0.03489 | 0.07621 | 0.01909 | 120 | 132 | 148
54121 | OLDS 7 | 55790 | JOHNSON2 | 138 | 138 | AIES-Didsbury | AIES-Didsbury | 17 | Closed | Line | NO | 0.01804 | 0.04121 | 0.01036 | 122 | 134 | 143
66405 | SPAN FRK | 67411 | TIMP | 138 | 138 | UT UTAH VALL | UT UTAH VALL | 1 | Closed | Line | NO | 0.01021 | 0.08689 | 0.02665 | 266 | 334 | 394
54120 | INNISFA7 | 55787 | HAZLWOD2 | 138 | 138 | AIES-Didsbury | AIES-Didsbury | 19 | Closed | Line | NO | 0.00907 | 0.03534 | 0.00967 | 173 | 190 | 214
54120 | INNISFA7 | 54121 | OLDS 7 | 138 | 138 | AIES-Didsbury | AIES-Didsbury | 43 | Closed | Line | NO | 0.03151 | 0.07371 | 0.01803 | 122 | 134 | 147
54119 | N RED D7 | 54465 | TIMBRLD7 | 138 | 138 | AIES-Red Deer | AIES-Red Deer | 68 | Closed | Line | NO | 0.00387 | 0.01524 | 0.00378 | 151 | 166 | 186
18671 | RAILRD | 18720 | MYS | 138 | 138 | ZoneN3 | ZoneN3 | 1 | Closed | Line | NO | 0.00023 | 0.00141 | 0.00054 | 428.3 | 428.3 | 428.3
54118 | RED DE B | 54780 | SYLV_138 | 138 | 138 | AIES-Red Deer | AIES-Red Deer | 48 | Closed | Line | NO | 0.0051 | 0.03992 | 0.01217 | 281 | 309 | 344
54118 | RED DE B | 54664 | PIPER CR | 138 | 138 | AIES-Red Deer | AIES-Red Deer | 27 | Closed | Line | NO | 0.00218 | 0.01839 | 0.00473 | 282 | 310 | 344
66415 | SPHINX T | 68069 | LILA T | 138 | 138 | UT CARB PRIC | UT CARB PRIC | 1 | Closed | Line | NO | 0.03225 | 0.0973 | 0.02426 | 75 | 75 | 108
54117 | RED DE A | 54118 | RED DE B | 138 | 138 | AIES-Red Deer | AIES-Red Deer | 51 | Closed | Line | NO | 0 | 0.0001 | 0 | 279.9 | 365.9 | 279.9
54115 | S RED DE | 54119 | N RED D7 | 138 | 138 | AIES-Red Deer | AIES-Red Deer | 25 | Closed | Line | NO | 0.00116 | 0.01251 | 0.0044 | 367 | 404 | 456
54115 | S RED DE | 54117 | RED DE A | 138 | 138 | AIES-Red Deer | AIES-Red Deer | 26 | Closed | Line | NO | 0.00089 | 0.00973 | 0.03036 | 366 | 403 | 456
18671 | RAILRD | 18695 | CAMERO | 138 | 138 | ZoneN3 | ZoneN3 | 1 | Closed | Line | NO | 0.00194 | 0.01177 | 0.00454 | 428.3 | 428.3 | 428.3
54113 | BLACKFA7 | 54119 | N RED D7 | 138 | 138 | AIES-Red Deer | AIES-Red Deer | 44 | Closed | Line | NO | 0.0118 | 0.0274 | 0.00667 | 122 | 134 | 147
54112 | SUNKEN7 | 54861 | 472ALTAP | 138 | 138 | AIES-Provost | AIES-Provost | 72 | Closed | Line | NO | 0.00019 | 0.00043 | 0.00011 | 85 | 94 | 90
66425 | STR 204 | 67221 | LONGHOLW | 138 | 138 | WY NAUGHTON | WY NAUGHTON | 1 | Open | Line | NO | 0.01106 | 0.06224 | 0.0174 | 203 | 225 | 203
54111 | SANDHIL7 | 54267 | DOME EM7 | 138 | 138 | AIES-Empress | AIES-Empress | 71 | Closed | Line | NO | 0.00038 | 0.00144 | 0.0004 | 120 | 179 | 120
18669 | ROBINDAL | 18693 | RILEY | 138 | 138 | ZoneN6 | ZoneN6 | 1 | Closed | Line | NO | 0.0026 | 0.01577 | 0.00608 | 428.3 | 428.3 | 428.3
66425 | STR 204 | 67154 | GLENCO T | 138 | 138 | WY NAUGHTON | WY NAUGHTON | 1 | Closed | Line | NO | 0.01168 | 0.06643 | 0.01853 | 232 | 276 | 320
54107 | SUNDRE 7 | 54883 | EAGLE TP | 138 | 138 | AIES-Caroline | AIES-Caroline | 19 | Closed | Line | NO | 0 | 0.00043 | 0.00011 | 120 | 132 | 148
54107 | SUNDRE 7 | 54370 | SHELL C7 | 138 | 138 | AIES-Caroline | AIES-Caroline | 19 | Closed | Line | NO | 0.01293 | 0.02881 | 0.00721 | 119 | 131 | 101
54106 | DEERLAN7 | 54936 | 808L_TAP | 138 | 138 | AIES-Fort Saskatchewan 2000 | AIES-Fort Saskatchewan 2000 | 08 | Closed | Line | NO | 0.01285 | 0.0288 | 0.00748 | 98 | 108 | 114
54106 | DEERLAN7 | 54732 | SKARO138 | 138 | 138 | AIES-Fort Saskatchewan 2000 | AIES-Fort Saskatchewan 2000 | 21 | Closed | Line | NO | 9e-05 | 0.0007 | 0.00021 | 281.1 | 313 | 348
18684 | VILAGE19 | 18651 | REDROCK | 138 | 138 | ZoneN3 | ZoneN6 | 1 | Closed | Line | NO | 0.001 | 0.00578 | 0.00222 | 258.1 | 258.1 | 258.1
54105 | PIGEON 7 | 54374 | BIGSTON7 | 138 | 138 | AIES-Wetaskiwin | AIES-Wetaskiwin | 05 | Closed | Line | NO | 0.03482 | 0.07806 | 0.02015 | 85.1 | 94 | 90.1
54105 | PIGEON 7 | 54365 | BUFORD 7 | 138 | 138 | AIES-Wetaskiwin | AIES-Wetaskiwin | 37 | Closed | Line | NO | 0.03585 | 0.0836 | 0.02192 | 87 | 96 | 95
54103 | BIG HOR7 | 54104 | STRACHA7 | 138 | 138 | AIES-Abraham Lake | AIES-Caroline | 18 | Closed | Line | NO | 0.03495 | 0.16737 | 0.07914 | 143 | 143 | 143
54101 | COOKING7 | 54209 | BRETONA1 | 138 | 138 | AIES-Edmonton | AIES-Edmonton | 74 | Closed | Line | NO | 0.02629 | 0.05934 | 0.01506 | 85.1 | 94 | 90.1
54100 | ROCKY M7 | 54104 | STRACHA7 | 138 | 138 | AIES-Caroline | AIES-Caroline | 70 | Closed | Line | NO | 0.04689 | 0.10208 | 0.02682 | 120 | 132 | 148
54099 | BENALTO7 | 54882 | SCHRA TP | 138 | 138 | AIES-Red Deer | AIES-Caroline | 48 | Closed | Line | NO | 0.03564 | 0.13602 | 0.03859 | 167.1 | 184 | 201
54099 | BENALTO7 | 54780 | SYLV_138 | 138 | 138 | AIES-Red Deer | AIES-Red Deer | 37 | Closed | Line | NO | 0.00456 | 0.03564 | 0.01086 | 281 | 309 | 344
18646 | TOMSIK | 18669 | ROBINDAL | 138 | 138 | ZoneN6 | ZoneN6 | 1 | Closed | Line | NO | 0.00124 | 0.00753 | 0.00291 | 428.3 | 428.3 | 428.3
66436 | DYNAMO | 68009 | SHORELIN | 138 | 138 | UT UTAH VALL | UT UTAH VALL | 2 | Closed | Line | NO | 0.00026 | 0.00201 | 0.00121 | 409 | 510 | 600
54099 | BENALTO7 | 54100 | ROCKY M7 | 138 | 138 | AIES-Red Deer | AIES-Caroline | 17 | Closed | Line | NO | 0.06094 | 0.13142 | 0.03489 | 93 | 102 | 130
54097 | ECKVILL7 | 54956 | 758L JCT | 138 | 138 | AIES-Red Deer | AIES-Red Deer | 58 | Closed | Line | NO | 0.00627 | 0.01392 | 0.00363 | 85 | 94 | 123
18720 | MYS | 18635 | PROCYON | 138 | 138 | ZoneN3 | ZoneN3 | 1 | Closed | Line | NO | 0.00209 | 0.01271 | 0.0049 | 428.3 | 428.3 | 428.3
54096 | DEVON 7 | 56219 | BLACKMUD | 138 | 138 | AIES-Edmonton | AIES-Edmonton | 39 | Closed | Line | NO | 0.01945 | 0.04219 | 0.0112 | 81 | 89 | 123
54096 | DEVON 7 | 54359 | ACHESON | 138 | 138 | AIES-Edmonton | AIES-Edmonton | 39 | Closed | Line | NO | 0.01754 | 0.0548 | 0.01544 | 110 | 121 | 130
54096 | DEVON 7 | 54311 | LEDUC1 | 138 | 138 | AIES-Edmonton | AIES-Edmonton | 38 | Closed | Line | NO | 0.03151 | 0.07162 | 0.01815 | 121 | 133 | 143
54095 | PONOKA 7 | 55789 | WOLFCRE2 | 138 | 138 | AIES-Wetaskiwin | AIES-Wetaskiwin | 22 | Closed | Line | NO | 0.00233 | 0.009 | 0.00251 | 174 | 191 | 215
54094 | ERVICK 7 | 54899 | TRUE W T | 138 | 138 | AIES-Wetaskiwin | AIES-Wetaskiwin | 29 | Closed | Line | NO | 0.03729 | 0.08051 | 0.02127 | 85.1 | 94 | 90.1
54093 | WETASKI7 | 55024 | SAUL_02 | 138 | 138 | AIES-Wetaskiwin | AIES-Edmonton | 58 | Closed | Line | NO | 0.0442 | 0.11409 | 0.02906 | 86 | 95 | 131
54093 | WETASKI7 | 54899 | TRUE W T | 138 | 138 | AIES-Wetaskiwin | AIES-Wetaskiwin | 29 | Closed | Line | NO | 0.00219 | 0.0049 | 0.00126 | 98 | 108 | 131.9
54093 | WETASKI7 | 54803 | 803/804N | 138 | 138 | AIES-Wetaskiwin | AIES-Wetaskiwin | 04 | Closed | Line | NO | 0.00389 | 0.01257 | 0.00347 | 126 | 139.1 | 169
18652 | FRIAS | 18632 | CACTUS | 138 | 138 | ZoneN6 | ZoneN5 | 1 | Closed | Line | NO | 0.00057 | 0.00421 | 0.00379 | 255.8 | 255.8 | 255.8
54091 | NISKU 7 | 56219 | BLACKMUD | 138 | 138 | AIES-Edmonton | AIES-Edmonton | 04 | Closed | Line | NO | 0.00608 | 0.0131 | 0.0035 | 120 | 132 | 148
54091 | NISKU 7 | 55024 | SAUL_02 | 138 | 138 | AIES-Edmonton | AIES-Edmonton | 55 | Closed | Line | NO | 0.00031 | 0.00243 | 0.00075 | 284 | 312 | 344
54091 | NISKU 7 | 55024 | SAUL_02 | 138 | 138 | AIES-Edmonton | AIES-Edmonton | 54 | Closed | Line | NO | 0.00031 | 0.00238 | 0.00074 | 284 | 312 | 344
18625 | BELTWAY | 18684 | VILAGE19 | 138 | 138 | ZoneN5 | ZoneN3 | 1 | Closed | Line | NO | 0.00119 | 0.00693 | 0.00266 | 258.1 | 258.1 | 258.1
18614 | BICENT | 18631 | KEEHN | 138 | 138 | ZoneN5 | ZoneN5 | 1 | Closed | Line | NO | 0.00465 | 0.02704 | 0.01037 | 258.1 | 258.1 | 258.1
54089 | E EDMON7 | 54987 | CIL TAP7 | 138 | 138 | AIES-Edmonton | AIES-Edmonton | 38 | Closed | Line | NO | 0.00329 | 0.00737 | 0.00189 | 111 | 122 | 141
54089 | E EDMON7 | 54938 | STEL TAP | 138 | 138 | AIES-Edmonton | AIES-Edmonton | 22 | Closed | Line | NO | 0.00089 | 0.00341 | 0.00097 | 119 | 131 | 146
54089 | E EDMON7 | 54827 | ANTHNYTP | 138 | 138 | AIES-Edmonton | AIES-Edmonton | 15 | Closed | Line | NO | 0.00026 | 0.00059 | 0.00014 | 120 | 146 | 146
54089 | E EDMON7 | 54436 | BERN138 | 138 | 138 | AIES-Edmonton | AIES-Edmonton | 36 | Closed | Line | NO | 0.00039 | 0.00088 | 0.00023 | 121 | 133 | 149
14316 | CEDARMT3 | 14014 | CEDARMT | 138 | 500 | APS | APS | 1 | Closed | Transformer | YES | 0.0022 | 0.09029 | 0 | 125 | 125 | 125
54089 | E EDMON7 | 54101 | COOKING7 | 138 | 138 | AIES-Edmonton | AIES-Edmonton | 80 | Closed | Line | NO | 0.02889 | 0.09028 | 0.0242 | 98 | 108 | 132
54088 | BICKERD7 | 99996 | mid_99996 | 138 | 240 | AIES-Hinton/Edson | AIES-Hinton/Edson | T2 | Closed | TransformerWinding | YES | 0.0003 | 0.01563 | 0 | 269 | 269 | 269
54088 | BICKERD7 | 54913 | G.ROBB T | 138 | 138 | AIES-Hinton/Edson | AIES-Hinton/Edson | 40 | Closed | Line | NO | 0.04983 | 0.11275 | 0.02726 | 42 | 46 | 103
54088 | BICKERD7 | 54830 | MARLBTAP | 138 | 138 | AIES-Hinton/Edson | AIES-Hinton/Edson | 54 | Closed | Line | NO | 0.00564 | 0.03189 | 0.0165 | 163 | 179 | 263
18675 | TROPICAL | 18610 | GILMORE | 138 | 138 | ZoneN3 | ZoneN3 | 1 | Closed | Line | NO | 0.00207 | 0.01258 | 0.00485 | 428.3 | 428.3 | 428.3
66480 | SYRACUSE | 67328 | RIVRD ST | 138 | 138 | UT OGDEN | UT OGDEN | 1 | Closed | Line | NO | 0.00277 | 0.0249 | 0.00655 | 267 | 267 | 267
66485 | TANNER | 66661 | WEST GT | 138 | 138 | UT UTAH VALL | UT UTAH VALL | 1 | Open | Line | NO | 0.00741 | 0.026 | 0.00729 | 150 | 150 | 150
54086 | PROVOST7 | 54874 | 715AL TP | 138 | 138 | AIES-Provost | AIES-Provost | 15 | Closed | Line | NO | 0.02454 | 0.05309 | 0.01403 | 98 | 108 | 131.9
54085 | MILLAR 7 | 54164 | SAGITAW7 | 138 | 138 | AIES-Swan Hills | AIES-Swan Hills | 25 | Closed | Line | NO | 0.00915 | 0.03599 | 0.00961 | 120.9 | 133 | 126.9
54083 | RBCUPIL7 | 55028 | RBW LAK7 | 138 | 138 | AIES-Rainbow Lake | AIES-Rainbow Lake | 29 | Closed | Line | NO | 0.00023 | 0.00073 | 0.0002 | 102.5 | 102.5 | 102.5
54082 | CHEVRON7 | 54924 | CH KGT T | 138 | 138 | AIES-Fox Creek | AIES-Fox Creek | 64 | Closed | Line | NO | 0 | 0.00023 | 6e-05 | 99 | 109 | 132.9
54374 | BIGSTON7 | 54081 | BIGSTON4 | 138 | 240 | AIES-Wetaskiwin | AIES-Wetaskiwin | T1 | Closed | Transformer | YES | 0.00114 | 0.05965 | 0 | 200 | 200 | 200
54080 | BUCKLAK7 | 54812 | BUCK TAP | 138 | 138 | AIES-Drayton Valley | AIES-Drayton Valley | 35 | Closed | Line | NO | 0.01813 | 0.04062 | 0.01054 | 87 | 96 | 91
54079 | BUFFALO7 | 55490 | JAROW TP | 138 | 138 | AIES-Wainwright | AIES-Wainwright | 50 | Closed | Line | NO | 0.02746 | 0.06153 | 0.01526 | 109.2 | 116.9 | 143.8
54079 | BUFFALO7 | 54766 | BAUERTAP | 138 | 138 | AIES-Wainwright | AIES-Lloydminster | 29 | Closed | Line | NO | 0.01925 | 0.04286 | 0.01071 | 120 | 132 | 148
54078 | SEDGEWI7 | 55491 | BAT. RV7 | 138 | 138 | AIES-Wainwright | AIES-Alliance/Battle River | 02 | Closed | Line | NO | 0.07364 | 0.16246 | 0.04229 | 110.2 | 122.7 | 118
54076 | IPPL ST7 | 56007 | HEIS_TP8 | 138 | 138 | AIES-Vegreville | AIES-Alliance/Battle River | 01 | Closed | Line | NO | 0.02978 | 0.09492 | 0.02643 | 127.5 | 127.5 | 127.5
54075 | HUGHEND7 | 54861 | 472ALTAP | 138 | 138 | AIES-Provost | AIES-Provost | 72 | Closed | Line | NO | 0.03157 | 0.06953 | 0.01871 | 84 | 92 | 125
54074 | METIS647 | 56649 | HANSMAN9 | 138 | 138 | AIES-Provost | AIES-Provost | 85 | Closed | Line | NO | 0.00019 | 0.00111 | 0.00052 | 287 | 344 | 287
54074 | METIS647 | 54874 | 715AL TP | 138 | 138 | AIES-Provost | AIES-Provost | 15 | Open | Line | NO | 0 | 0.0001 | 0 | 98 | 98 | 131.9
54074 | METIS647 | 54861 | 472ALTAP | 138 | 138 | AIES-Provost | AIES-Provost | 72 | Closed | Line | NO | 0.00048 | 0.00107 | 0.00028 | 121 | 133 | 150
54074 | METIS647 | 54814 | KILRY TP | 138 | 138 | AIES-Provost | AIES-Provost | 49 | Closed | Line | NO | 0.02221 | 0.04838 | 0.01274 | 122 | 134 | 150
54073 | HARDIST7 | 54860 | BATSD_TP | 138 | 138 | AIES-Wainwright | AIES-Wainwright | 69 | Closed | Line | NO | 0.00091 | 0.00205 | 0.00048 | 86 | 95 | 115
54073 | HARDIST7 | 54809 | EXPRESTP | 138 | 138 | AIES-Wainwright | AIES-Provost | 03 | Closed | Line | NO | 0.00181 | 0.00406 | 0.00105 | 96 | 133 | 96
66520 | TERMINAL | 67222 | MAGNA | 138 | 138 | UT SALT LAKE | UT TOOELE | 1 | Closed | Line | NO | 0.00243 | 0.02473 | 0.00816 | 294 | 327 | 327
54073 | HARDIST7 | 54078 | SEDGEWI7 | 138 | 138 | AIES-Wainwright | AIES-Wainwright | 02 | Closed | Line | NO | 0.04018 | 0.08963 | 0.02329 | 87 | 96 | 91
54072 | JARROW 7 | 55490 | JAROW TP | 138 | 138 | AIES-Wainwright | AIES-Wainwright | 91 | Closed | Line | NO | 0.00029 | 0.00066 | 0.00017 | 85 | 94 | 90
54072 | JARROW 7 | 54297 | WAINWRI7 | 138 | 138 | AIES-Wainwright | AIES-Wainwright | 08 | Closed | Line | NO | 0.04985 | 0.11061 | 0.02774 | 75 | 83 | 87
54070 | CAMROSE7 | 54946 | KING TAP | 138 | 138 | AIES-Wetaskiwin | AIES-Wetaskiwin | 30 | Closed | Line | NO | 0.02207 | 0.04784 | 0.01266 | 85.1 | 94 | 90.1
54070 | CAMROSE7 | 54094 | ERVICK 7 | 138 | 138 | AIES-Wetaskiwin | AIES-Wetaskiwin | 29 | Closed | Line | NO | 0.01327 | 0.02914 | 0.00779 | 85.1 | 94 | 90.1
54069 | IOL 738L | 54987 | CIL TAP7 | 138 | 138 | AIES-Edmonton | AIES-Edmonton | 38 | Closed | Line | NO | 0.00086 | 0.00193 | 0.0005 | 110.9 | 122 | 141
54068 | N HOLDE7 | 55367 | VEGREVL7 | 138 | 138 | AIES-Vegreville | AIES-Vegreville | 77 | Closed | Line | NO | 0.03883 | 0.08462 | 0.02218 | 96 | 131 | 96
54067 | BRUDERH7 | 54394 | ASTOTIN | 138 | 138 | AIES-Fort Saskatchewan 2000 | AIES-Fort Saskatchewan 2000 | 46 | Closed | Line | NO | 0.00126 | 0.00456 | 0.00124 | 167 | 184 | 191
66570 | TREASTON | 98273 | mid_98273 | 138 | 230 | ID SPC | ID SPC | 2 | Closed | TransformerWinding | YES | 0.00023 | -0.01236 | 0 | 299 | 334.9 | 334.9
66570 | TREASTON | 66680 | WHEELON | 138 | 138 | ID SPC | UT NO UT | 2 | Closed | Line | NO | 0.03947 | 0.12596 | 0.02897 | 132 | 132 | 159
54065 | BARDO 7 | 55024 | SAUL_02 | 138 | 138 | AIES-Wetaskiwin | AIES-Edmonton | 74 | Closed | Line | NO | 0.06799 | 0.18446 | 0.04878 | 85 | 94 | 90
54065 | BARDO 7 | 54946 | KING TAP | 138 | 138 | AIES-Wetaskiwin | AIES-Wetaskiwin | 30 | Closed | Line | NO | 0.01133 | 0.02439 | 0.00648 | 86.1 | 95 | 91.1
54065 | BARDO 7 | 54068 | N HOLDE7 | 138 | 138 | AIES-Wetaskiwin | AIES-Vegreville | 74 | Closed | Line | NO | 0.04037 | 0.09033 | 0.02321 | 85.1 | 94 | 90.1
54063 | LAMOURE7 | 54922 | ROSS TAP | 138 | 138 | AIES-Fort Saskatchewan 2000 | AIES-Fort Saskatchewan 2000 | 87 | Closed | Line | NO | 0.0026 | 0.0099 | 0.00277 | 172.1 | 189 | 212
54063 | LAMOURE7 | 54821 | 708ALTAP | 138 | 138 | AIES-Fort Saskatchewan 2000 | AIES-Fort Saskatchewan 2000 | 08 | Closed | Line | NO | 0.00711 | 0.02584 | 0.00743 | 121 | 133 | 148
54063 | LAMOURE7 | 54393 | DOW HYD7 | 138 | 138 | AIES-Fort Saskatchewan 2000 | AIES-Fort Saskatchewan 2000 | 61 | Closed | Line | NO | 0.00227 | 0.00874 | 0.00241 | 172 | 189 | 212
54063 | LAMOURE7 | 54089 | E EDMON7 | 138 | 138 | AIES-Fort Saskatchewan 2000 | AIES-Edmonton | 61 | Closed | Line | NO | 0.00406 | 0.07713 | 0.02015 | 100 | 110 | 135
54062 | SHERRIT7 | 54063 | LAMOURE7 | 138 | 138 | AIES-Fort Saskatchewan 2000 | AIES-Fort Saskatchewan 2000 | 81 | Closed | Line | NO | 0.00195 | 0.00672 | 0.00182 | 142.9 | 172 | 172.1
54061 | DOW CHEM | 54922 | ROSS TAP | 138 | 138 | AIES-Fort Saskatchewan 2000 | AIES-Fort Saskatchewan 2000 | 87 | Closed | Line | NO | 0.00044 | 0.00168 | 0.00047 | 167.1 | 184 | 201
54061 | DOW CHEM | 54393 | DOW HYD7 | 138 | 138 | AIES-Fort Saskatchewan 2000 | AIES-Fort Saskatchewan 2000 | 62 | Closed | Line | NO | 0.00254 | 0.00986 | 0.00271 | 167.1 | 184 | 201
66590 | UPALCO | 66591 | UPALCO PS | 138 | 138 | UT UINTAH | UT UINTAH | 3 | Open | Line | NO | 0 | 0.0001 | 0 | 246 | 252 | 246
54060 | BEAMER 7 | 99999 | mid_99999 | 138 | 138 | AIES-Fort Saskatchewan 2000 | AIES-Fort Saskatchewan 2000 | T2 | Closed | TransformerWinding | YES | 0.00055 | 0.01639 | 0 | 83.3 | 83.3 | 83.3
54060 | BEAMER 7 | 99998 | mid_99998 | 138 | 138 | AIES-Fort Saskatchewan 2000 | AIES-Fort Saskatchewan 2000 | T1 | Closed | TransformerWinding | YES | 0.00056 | 0.01659 | 0 | 83.3 | 83.3 | 83.3
54060 | BEAMER 7 | 54821 | 708ALTAP | 138 | 138 | AIES-Fort Saskatchewan 2000 | AIES-Fort Saskatchewan 2000 | 08 | Closed | Line | NO | 0.00213 | 0.00774 | 0.00223 | 120.9 | 133 | 148
66604 | SALT AIR TAP | 66605 | GOGGIN A | 138 | 138 | UT SALT LAKE | UT SALT LAKE | 1 | Closed | Line | NO | 0.00305 | 0.01637 | 0.00514 | 204 | 226 | 299
54059 | REDWATE7 | 54060 | BEAMER 7 | 138 | 138 | AIES-Fort Saskatchewan 2000 | AIES-Fort Saskatchewan 2000 | 35 | Closed | Line | NO | 0.01389 | 0.03107 | 0.00798 | 96 | 125 | 93.9
54058 | FORT SA7 | 54952 | DIAM TAP | 138 | 138 | AIES-Fort Saskatchewan 2000 | AIES-Fort Saskatchewan 2000 | 06 | Closed | Line | NO | 0.01242 | 0.02787 | 0.00717 | 92 | 101 | 117
66602 | GOGGIN B | 66607 | LEE CREEK | 138 | 138 | UT SALT LAKE | UT SALT LAKE | 1 | Closed | Line | NO | 0.00159 | 0.00853 | 0.00268 | 204 | 254 | 299
54058 | FORT SA7 | 54062 | SHERRIT7 | 138 | 138 | AIES-Fort Saskatchewan 2000 | AIES-Fort Saskatchewan 2000 | 09 | Closed | Line | NO | 0.00145 | 0.00325 | 0.00083 | 119 | 131 | 146
54058 | FORT SA7 | 54061 | DOW CHEM | 138 | 138 | AIES-Fort Saskatchewan 2000 | AIES-Fort Saskatchewan 2000 | 07 | Closed | Line | NO | 0.00457 | 0.01015 | 0.00263 | 119 | 131 | 146
161108 | HARSHAW | 161107 | RIO_RICO | 138 | 138 | UES (Nogales) | UES (Nogales) | 1 | Closed | Line | NO | 0.01794 | 0.1077 | 0.04125 | 344 | 398 | 344
66635 | W CEDAR | 67106 | CRHOLLOW | 138 | 138 | UT SIGURD | UT SIGURD | 1 | Closed | Line | NO | 0.00277 | 0.00837 | 0.00209 | 137 | 150 | 190
66604 | SALT AIR TAP | 66606 | SALT AIR | 138 | 138 | UT SALT LAKE | UT SALT LAKE | 1 | Closed | Line | NO | 0.00062 | 0.00175 | 0.00049 | 204 | 226 | 299
54056 | IPPL ED7 | 54110 | IPL EDM7 | 138 | 138 | AIES-Edmonton | AIES-Edmonton | 41 | Closed | Line | NO | 0 | 0.00055 | 0.00014 | 98 | 108 | 131.9
54056 | IPPL ED7 | 54089 | E EDMON7 | 138 | 138 | AIES-Edmonton | AIES-Edmonton | 65 | Closed | Line | NO | 0.001 | 0.00312 | 0.00082 | 119 | 131 | 146
54055 | GULF OI7 | 54173 | BRETV A7 | 138 | 138 | AIES-Edmonton | AIES-Edmonton | 06 | Closed | Line | NO | 0.00156 | 0.0035 | 0.0009 | 120 | 132 | 146
54053 | SANDYPT7 | 59053 | 204ST1 | 138 | 138 | AIES-Empress | AIES-Empress | T1 | Closed | Transformer | YES | 0 | 0.00599 | 0 | 15 | 15 | 15
54053 | SANDYPT7 | 54267 | DOME EM7 | 138 | 138 | AIES-Empress | AIES-Empress | 69 | Closed | Line | NO | 0.00086 | 0.002 | 0.00049 | 48 | 72 | 48
54052 | BLUERIDG | 54164 | SAGITAW7 | 138 | 138 | AIES-Swan Hills | AIES-Swan Hills | 26 | Closed | Line | NO | 0.02095 | 0.0546 | 0.01353 | 94 | 103 | 131
66635 | W CEDAR | 67438 | WCEDREG | 138 | 138 | UT SIGURD | UT SIGURD | 2 | Open | Line | NO | 0 | 0.0001 | 0 | 137 | 166 | 137
54050 | RIVERSID | 54821 | 708ALTAP | 138 | 138 | AIES-Fort Saskatchewan 2000 | AIES-Fort Saskatchewan 2000 | 08 | Closed | Line | NO | 0.00032 | 0.0019 | 0.00034 | 123.1 | 135 | 150.1
54050 | RIVERSID | 54793 | SCORIA7 | 138 | 138 | AIES-Fort Saskatchewan 2000 | AIES-Fort Saskatchewan 2000 | 08 | Closed | Line | NO | 0.00031 | 0.00114 | 0.00033 | 177.1 | 177.1 | 212
54049 | KEYSTON7 | 54812 | BUCK TAP | 138 | 138 | AIES-Drayton Valley | AIES-Drayton Valley | 35 | Closed | Line | NO | 0.03521 | 0.07891 | 0.0205 | 116 | 128 | 120
54049 | KEYSTON7 | 54423 | KEEPHIL7 | 138 | 138 | AIES-Drayton Valley | AIES-Lake Wabamun Generation | 34 | Closed | Line | NO | 0.02467 | 0.07992 | 0.02214 | 158 | 174 | 194
54048 | DIAM SH7 | 54952 | DIAM TAP | 138 | 138 | AIES-Fort Saskatchewan 2000 | AIES-Fort Saskatchewan 2000 | 06 | Closed | Line | NO | 0.00196 | 0.00438 | 0.00112 | 98 | 108 | 131.9
54047 | SHERWOO7 | 54961 | 746L JNC | 138 | 138 | AIES-Edmonton | AIES-Fort Saskatchewan 2000 | 00 | Closed | Line | NO | 0.0096 | 0.02148 | 0.00554 | 119 | 131 | 146
54047 | SHERWOO7 | 54515 | BROADMO7 | 138 | 138 | AIES-Edmonton | AIES-Edmonton | 36 | Closed | Line | NO | 0.00541 | 0.01208 | 0.00312 | 119 | 131 | 146
66601 | GOGGIN B TAP | 66607 | LEE CREEK | 138 | 138 | UT SALT LAKE | UT SALT LAKE | 1 | Closed | Line | NO | 0.00318 | 0.01716 | 0.00533 | 204 | 254 | 299
54044 | FT ASBN7 | 54844 | ASBNE TP | 138 | 138 | AIES-Lake Wabamun Generation | AIES-Lake Wabamun Generation | 88 | Closed | Line | NO | 0 | 0.00019 | 5e-05 | 123 | 135 | 150
54043 | SCOT4_7 | 54628 | ALC SCOT | 138 | 138 | AIES-Fort Saskatchewan 2000 | AIES-Fort Saskatchewan 2000 | 01 | Closed | Line | NO | 0.0007 | 0.0041 | 0.0013 | 228 | 250 | 273
54043 | SCOT4_7 | 54314 | JOSEPH2 | 138 | 138 | AIES-Fort Saskatchewan 2000 | AIES-Fort Saskatchewan 2000 | 57 | Closed | Line | NO | 0.00067 | 0.00412 | 0.00123 | 246 | 271 | 287.1
54043 | SCOT4_7 | 54185 | SCOT4_8 | 138 | 138 | AIES-Fort Saskatchewan 2000 | AIES-Fort Saskatchewan 2000 | 02 | Closed | Line | NO | 0.0003 | 0.0016 | 0.003 | 228 | 250 | 273
54042 | AMOCO BR | 54813 | ELKRIVTP | 138 | 138 | AIES-Drayton Valley | AIES-Drayton Valley | 01 | Closed | Line | NO | 0.00272 | 0.00605 | 0.00152 | 119 | 131 | 146
54042 | AMOCO BR | 54051 | W PEMBI7 | 138 | 138 | AIES-Drayton Valley | AIES-Drayton Valley | 44 | Closed | Line | NO | 0.0142 | 0.0332 | 0.00781 | 119 | 131 | 146
66680 | WHEELON | 67045 | BRIDGLND | 138 | 138 | UT NO UT | UT NO UT | 1 | Closed | Line | NO | 0.00084 | 0.00497 | 0.00142 | 204 | 255 | 299
54041 | N BARRH7 | 54844 | ASBNE TP | 138 | 138 | AIES-Lake Wabamun Generation | AIES-Lake Wabamun Generation | 30 | Closed | Line | NO | 0.03626 | 0.07927 | 0.02083 | 96 | 119.8 | 96
54040 | N CALDE7 | 55366 | VISCOUNT | 138 | 138 | AIES-Edmonton | AIES-Edmonton | 98 | Closed | Line | NO | 0.00634 | 0.01421 | 0.00367 | 85.1 | 94 | 90.1
54040 | N CALDE7 | 54898 | GENSTR T | 138 | 138 | AIES-Edmonton | AIES-Edmonton | 47 | Closed | Line | NO | 0 | 0.00038 | 0.0001 | 119 | 131 | 146
54040 | N CALDE7 | 54063 | LAMOURE7 | 138 | 138 | AIES-Edmonton | AIES-Fort Saskatchewan 2000 | 26 | Closed | Line | NO | 0.02226 | 0.08379 | 0.02352 | 169 | 186 | 191
54039 | CYNTHIA7 | 54815 | TWP TAP7 | 138 | 138 | AIES-Drayton Valley | AIES-Drayton Valley | 02 | Closed | Line | NO | 0.00656 | 0.01456 | 0.00383 | 98 | 108 | 131.9
999952 | TARRS-A1 | 26284 | RS-K JUNC | 138 | 138 | LA BASIN | LA BASIN | A | Closed | Line | NO | 0.00066 | 0.00501 | 0.07751 | 188 | 297 | 188
54038 | BRAZ OUT | 54813 | ELKRIVTP | 138 | 138 | AIES-Drayton Valley | AIES-Drayton Valley | 01 | Closed | Line | NO | 0.03698 | 0.08255 | 0.02117 | 119 | 131 | 146
54036 | BRAZEAU7 | 54153 | BRAZEAU4 | 138 | 240 | AIES-Drayton Valley | AIES-Drayton Valley | T5 | Closed | Transformer | YES | 0.00109 | 0.06017 | 0 | 200 | 200 | 200
999951 | TARRS-B1 | 26284 | RS-K JUNC | 138 | 138 | LA BASIN | LA BASIN | B | Closed | Line | NO | 0.00066 | 0.00501 | 0.07751 | 188 | 297 | 188
54036 | BRAZEAU7 | 54038 | BRAZ OUT | 138 | 138 | AIES-Drayton Valley | AIES-Drayton Valley | 01 | Closed | Line | NO | 0.01939 | 0.04338 | 0.01122 | 119 | 131 | 146
54035 | LODGEPO7 | 54331 | VIOL GR7 | 138 | 138 | AIES-Drayton Valley | AIES-Drayton Valley | 36 | Closed | Line | NO | 0.02556 | 0.0573 | 0.0148 | 119 | 131 | 146
26282 | NICHOLS | 26285 | RS-H JUNC | 138 | 138 | LA BASIN | LA BASIN | 2B | Closed | Line | NO | 0.00061 | 0.00376 | 0.04493 | 182 | 200 | 182
66723 | WSTFIELD | 67226 | MANILA | 138 | 138 | UT UTAH VALL | UT UTAH VALL | 1 | Closed | Line | NO | 0.00254 | 0.01724 | 0.00515 | 204 | 254 | 268
26282 | NICHOLS | 26285 | RS-H JUNC | 138 | 138 | LA BASIN | LA BASIN | 2A | Closed | Line | NO | 0.00061 | 0.0038 | 0.04439 | 182 | 200 | 182
54031 | FINCAST7 | 54269 | BURDETT7 | 138 | 138 | AIES-Vauxhall | AIES-Vauxhall | 12 | Closed | Line | NO | 0.03506 | 0.07782 | 0.02044 | 85.1 | 94 | 90.1
18634 | GYPSUM | 18489 | MTNVIEW_SOLR | 138 | 138 | ZoneN4 | ZoneN4 | 1 | Closed | Line | NO | 0.00031 | 0.00069 | 0.00022 | 132.9 | 132.9 | 132.9
54026 | ENTWIST7 | 55628 | MOON LA7 | 138 | 138 | AIES-Lake Wabamun Generation | AIES-Drayton Valley | 72 | Closed | Line | NO | 0.01145 | 0.04258 | 0.01233 | 167.1 | 184 | 201
54026 | ENTWIST7 | 54947 | GAINTAP2 | 138 | 138 | AIES-Lake Wabamun Generation | AIES-Lake Wabamun Generation | 56 | Closed | Line | NO | 0.01213 | 0.04001 | 0.01071 | 126 | 139 | 169
54026 | ENTWIST7 | 54888 | 106S TAP | 138 | 138 | AIES-Lake Wabamun Generation | AIES-Lake Wabamun Generation | 44 | Closed | Line | NO | 0.0456 | 0.0854 | 0.0207 | 75.1 | 83 | 79.1
66723 | WSTFIELD | 67219 | LONE PEAK | 138 | 138 | UT UTAH VALL | UT UTAH VALL | 1 | Closed | Line | NO | 0.00144 | 0.00815 | 0.00234 | 204 | 254 | 268
54020 | EDSON 7 | 54397 | PINEDAL7 | 138 | 138 | AIES-Hinton/Edson | AIES-Hinton/Edson | 90 | Closed | Line | NO | 0.03589 | 0.06683 | 0.01634 | 75.1 | 83 | 79
54020 | EDSON 7 | 54088 | BICKERD7 | 138 | 138 | AIES-Hinton/Edson | AIES-Hinton/Edson | 71 | Closed | Line | NO | 0.01049 | 0.04003 | 0.01139 | 172 | 189 | 212
54020 | EDSON 7 | 54088 | BICKERD7 | 138 | 138 | AIES-Hinton/Edson | AIES-Hinton/Edson | 40 | Closed | Line | NO | 0.01352 | 0.03054 | 0.00748 | 96 | 106 | 131
54019 | WESGEN T | 54934 | FLAT TAP | 138 | 138 | AIES-Athabasca/Lac La Biche | AIES-Athabasca/Lac La Biche | 24 | Closed | Line | NO | 0.04844 | 0.10429 | 0.02772 | 74 | 81 | 91
54019 | WESGEN T | 54021 | WESGEN 7 | 138 | 138 | AIES-Athabasca/Lac La Biche | AIES-Athabasca/Lac La Biche | 24 | Closed | Line | NO | 0.0194 | 0.0424 | 0.0112 | 123.1 | 135 | 150.1
54018 | GULF RO7 | 54913 | G.ROBB T | 138 | 138 | AIES-Hinton/Edson | AIES-Hinton/Edson | 40 | Closed | Line | NO | 0.01522 | 0.03442 | 0.00873 | 119 | 131 | 147
54017 | COLD CR7 | 54910 | OBED TAP | 138 | 138 | AIES-Hinton/Edson | AIES-Hinton/Edson | 45 | Closed | Line | NO | 0.01487 | 0.05684 | 0.0161 | 172 | 189 | 212
54017 | COLD CR7 | 54605 | WATSON C | 138 | 138 | AIES-Hinton/Edson | AIES-Hinton/Edson | 15 | Closed | Line | NO | 0.0204 | 0.04629 | 0.01173 | 120 | 132 | 145.1
54016 | FLATBUS7 | 54019 | WESGEN T | 138 | 138 | AIES-Athabasca/Lac La Biche | AIES-Athabasca/Lac La Biche | 24 | Closed | Line | NO | 0.03229 | 0.06953 | 0.01848 | 20 | 22 | 91
26261 | HALLDALE-E | 26260 | HALLDALE-C | 138 | 138 | LA BASIN | LA BASIN | 1 | Closed | Line | NO | 0 | 0.0001 | 0 | 129 | 129 | 129
54013 | KAYBOB 7 | 54962 | KAYBOBTP | 138 | 138 | AIES-Fox Creek | AIES-Fox Creek | 64 | Closed | Line | NO | 0 | 0.00107 | 0.00027 | 99 | 109 | 132.9
54012 | FOX CREE | 55175 | FOX CRK7 | 138 | 138 | AIES-Fox Creek | AIES-Fox Creek | 99 | Closed | Line | NO | 0.01843 | 0.04124 | 0.01058 | 119 | 143.8 | 131
54012 | FOX CREE | 54973 | 199A_TAP | 138 | 138 | AIES-Fox Creek | AIES-Swan Hills | 99 | Closed | Line | NO | 0.03238 | 0.07236 | 0.01872 | 119 | 131 | 122
54009 | WHITECO7 | 54973 | 199A_TAP | 138 | 138 | AIES-Swan Hills | AIES-Swan Hills | 99 | Closed | Line | NO | 0.03935 | 0.0881 | 0.0227 | 90 | 99 | 117
54008 | WHCTIND7 | 54164 | SAGITAW7 | 138 | 138 | AIES-Swan Hills | AIES-Swan Hills | 98 | Closed | Line | NO | 0.00937 | 0.02102 | 0.00537 | 119 | 131 | 132
54008 | WHCTIND7 | 54009 | WHITECO7 | 138 | 138 | AIES-Swan Hills | AIES-Swan Hills | 97 | Closed | Line | NO | 0.01067 | 0.02387 | 0.00619 | 93 | 102 | 129
54005 | CLYDE 7 | 54363 | NW CARD7 | 138 | 138 | AIES-Athabasca/Lac La Biche | AIES-Edmonton | 92 | Closed | Line | NO | 0.04385 | 0.09771 | 0.02543 | 85.1 | 94 | 90.1
54004 | WESTLOC7 | 54934 | FLAT TAP | 138 | 138 | AIES-Athabasca/Lac La Biche | AIES-Athabasca/Lac La Biche | 23 | Closed | Line | NO | 0.00204 | 0.00439 | 0.00117 | 122 | 134 | 150
54004 | WESTLOC7 | 54005 | CLYDE 7 | 138 | 138 | AIES-Athabasca/Lac La Biche | AIES-Athabasca/Lac La Biche | 23 | Closed | Line | NO | 0.02355 | 0.05071 | 0.01347 | 72 | 95 | 72
54003 | COLINTO7 | 54007 | BOYLE 7 | 138 | 138 | AIES-Athabasca/Lac La Biche | AIES-Athabasca/Lac La Biche | 10 | Closed | Line | NO | 0.03913 | 0.08743 | 0.0225 | 85.1 | 94 | 90.1
54003 | COLINTO7 | 54005 | CLYDE 7 | 138 | 138 | AIES-Athabasca/Lac La Biche | AIES-Athabasca/Lac La Biche | 23 | Closed | Line | NO | 0.07074 | 0.15774 | 0.04078 | 85.1 | 94 | 90.1
54002 | MAYERTH | 54164 | SAGITAW7 | 138 | 138 | AIES-Lake Wabamun Generation | AIES-Swan Hills | 99 | Closed | Line | NO | 0.03827 | 0.08558 | 0.02199 | 85.1 | 94 | 90.1
54002 | MAYERTH | 54026 | ENTWIST7 | 138 | 138 | AIES-Lake Wabamun Generation | AIES-Lake Wabamun Generation | 99 | Closed | Line | NO | 0.05182 | 0.11834 | 0.03019 | 85.1 | 94 | 90.1
66837 | HOOPERSP | 66838 | HOOPERSP | 138 | 115 | ID BPA | ID BPA | 1 | Closed | Transformer | YES | 0.00066 | 0.03288 | 0 | 200 | 200 | 200
67014 | AMFORK | 67308 | PLEASNTG | 138 | 138 | UT UTAH VALL | UT UTAH VALL | 1 | Closed | Line | NO | 0.00113 | 0.00917 | 0.00302 | 230 | 331 | 370
67022 | SCHICK TAP | 67347 | SCHICK | 138 | 138 | UT OGDEN | UT OGDEN | 1 | Closed | Line | NO | 0.00366 | 0.01186 | 0.00264 | 129 | 154 | 154
67009 | AMOCOTP | 67287 | PAINTER | 138 | 138 | WY NAUGHTON | WY NAUGHTON | 1 | Closed | Line | NO | 0.00013 | 0.00069 | 0.00022 | 206 | 252 | 252
67045 | BRIDGLND | 68107 | CACHE | 138 | 138 | UT NO UT | UT NO UT | 1 | Closed | Line | NO | 0.00539 | 0.044 | 0.01467 | 266 | 334 | 362
547005 | P2015TAP | 549013 | VISTA-07 | 138 | 138 | AIES-Hinton/Edson | AIES-Hinton/Edson | 47 | Closed | Line | NO | 0.0001 | 0.00022 | 5e-05 | 121 | 133 | 148
67033 | BANGERTR | 68165 | BEEFHOLL | 138 | 138 | UT SALT LAKE | UT UTAH VALL | 2 | Closed | Line | NO | 0.00212 | 0.02211 | 0.00693 | 290 | 363 | 430
67060 | CAMPWILL | 67391 | SUNRSPP | 138 | 138 | UT SALT LAKE | UT SALT LAKE | 1 | Closed | Line | NO | 0.00212 | 0.02226 | 0.00688 | 290 | 363 | 430
52310 | SPR 50L-55L | 52313 | HOL 138 | 138 | 138 | OKANAGAN | OKANAGAN | 1 | Closed | Line | NO | 0.0025 | 0.0144 | 0.0053 | 218 | 244.2 | 307.9
52309 | SAU 138 | 52310 | SPR 50L-55L | 138 | 138 | OKANAGAN | OKANAGAN | 1 | Closed | Line | NO | 0.0003 | 0.0017 | 0.0006 | 218 | 244.2 | 307.9
52307 | GLE 138 | 52308 | REC 138 | 138 | 138 | OKANAGAN | OKANAGAN | 1 | Closed | Line | NO | 0.0011 | 0.0062 | 0.0023 | 218 | 244.2 | 307.9
52304 | DGB 138 | 53991 | mid_53991 | 138 | 230 | OKANAGAN | S OKAN | 2 | Closed | TransformerWinding | YES | -0.0003 | -0.00804 | 0 | 200 | 250 | 237
67065 | CARTER | 67311 | PMMINETP | 138 | 138 | WY NAUGHTON | WY NAUGHTON | 1 | Closed | Line | NO | 0.01695 | 0.09644 | 0.0269 | 143 | 143 | 143
67052 | BURTONL | 67155 | GORDNAVT | 138 | 138 | UT OGDEN | UT OGDEN | 1 | Open | Line | NO | 0.00084 | 0.00535 | 0.00168 | 206 | 252 | 252
52303 | BLK 138 | 52319 | JOR 138 | 138 | 138 | OKANAGAN | OKANAGAN | 1 | Closed | Line | NO | 0.0053 | 0.0111 | 0.0026 | 102.5 | 136.7 | 142.9
52300 | LEE 138 | 53989 | mid_53989 | 138 | 230 | OKANAGAN | S OKAN | 3 | Closed | TransformerWinding | YES | 0.00047 | -0.01485 | 0 | 168 | 210 | 199
67077 | CHRYWOOD | 67411 | TIMP | 138 | 138 | UT UTAH VALL | UT UTAH VALL | 1 | Closed | Line | NO | 0.00057 | 0.00565 | 0.00194 | 291 | 364 | 436
52300 | LEE 138 | 53979 | mid_53979 | 138 | 230 | OKANAGAN | S OKAN | 2 | Closed | TransformerWinding | YES | 0.00047 | -0.01485 | 0 | 168 | 210 | 199
52300 | LEE 138 | 52313 | HOL 138 | 138 | 138 | OKANAGAN | OKANAGAN | 1 | Closed | Line | NO | 0.0027 | 0.0154 | 0.0056 | 218 | 244.2 | 307.9
52300 | LEE 138 | 52306 | SEX 138 | 138 | 138 | OKANAGAN | OKANAGAN | 1 | Closed | Line | NO | 0.0017 | 0.0096 | 0.0035 | 218 | 244.2 | 307.9
549022 | MHS-8A | 549030 | MHS-10_BOX1 | 138 | 138 | AIES-Medicine Hat | AIES-Medicine Hat | 10 | Closed | Line | NO | 0.00169 | 0.01043 | 0.00299 | 196 | 236 | 215
67097 | COMPRE T | 67445 | WHIT TAP | 138 | 138 | WY NAUGHTON | WY NAUGHTON | 1 | Closed | Line | NO | 0.00089 | 0.00504 | 0.00141 | 206 | 252 | 252
67071 | CERRO | 67479 | COMMERCE | 138 | 138 | UT SIGURD | UT SIGURD | 1 | Closed | Line | NO | 0.00058 | 0.0031 | 0.00098 | 197 | 218 | 290
67125 | EAGLEMTN | 67346 | SARATOGT | 138 | 138 | UT UTAH VALL | UT UTAH VALL | 1 | Closed | Line | NO | 0.00153 | 0.01607 | 0.00497 | 291 | 364 | 430
52291 | DUC 138 | 52300 | LEE 138 | 138 | 138 | OKANAGAN | OKANAGAN | 1 | Closed | Line | NO | 0.0086 | 0.0315 | 0.008 | 144.9 | 161.3 | 202.9
52291 | DUC 138 | 52292 | ELL 138 | 138 | 138 | OKANAGAN | OKANAGAN | 1 | Closed | Line | NO | 0.00434 | 0.01588 | 0.00403 | 144.9 | 161.3 | 202.9
67127 | SPRING CREEK | 67418 | TRICITY | 138 | 138 | UT UTAH VALL | UT UTAH VALL | 1 | Closed | Line | NO | 0.00115 | 0.01208 | 0.00373 | 292 | 365 | 431
67110 | SOPARKTP | 67201 | JORDNPRK | 138 | 138 | UT SALT LAKE | UT SALT LAKE | 1 | Closed | Line | NO | 0.00017 | 0.00152 | 0.00045 | 231 | 332 | 359
52230 | HED 138 | 52235 | BCG 138 | 138 | 138 | S OKAN | S OKAN | 1 | Closed | Line | NO | 0.00216 | 0.01391 | 0.004 | 218 | 244.2 | 307.9
52228 | BEN 138 | 53994 | mid_53994 | 138 | 138 | S OKAN | S OKAN | 3 | Closed | TransformerWinding | YES | 0 | 0.0911 | 0 | 100 | 125 | 110
67135 | FAIRCHLD | 67377 | SOJORDTP | 138 | 138 | UT SALT LAKE | UT SALT LAKE | 1 | Closed | Line | NO | 0.00117 | 0.00821 | 0.0026 | 389 | 425 | 446
67105 | TUSHAR | 68158 | SULPHURDALE | 138 | 138 | UT SIGURD | UT SIGURD | 1 | Closed | Line | NO | 0.00042 | 0.00121 | 0.00034 | 132 | 158 | 158
50779 | GRH 138 | 50832 | GRH 274P | 138 | 138 | BC HYDRO | BC HYDRO | 1 | Closed | Line | NO | 0.00189 | 0.01303 | 0.00331 | 143.4 | 143.4 | 143.4
67099 | COPPERHL | 67207 | BOEING | 138 | 138 | UT SALT LAKE | UT SALT LAKE | 1 | Closed | Line | NO | 0.00206 | 0.01121 | 0.00343 | 173 | 245 | 275
66642 | WEST VAL | 68188 | MTNVIEW | 138 | 138 | UT SALT LAKE | UT SALT LAKE | 1 | Closed | Line | NO | 0.00064 | 0.00652 | 0.00215 | 291 | 343 | 343
67154 | GLENCO T | 67263 | NAUGHT10 | 138 | 138 | WY NAUGHTON | WY NAUGHTON | 1 | Closed | Line | NO | 0.00361 | 0.02056 | 0.00573 | 232 | 276 | 320
67194 | JENSENSW | 67195 | STANSBURY | 138 | 138 | UT TOOELE | UT TOOELE | 0 | Closed | Line | NO | 0.00787 | 0.02347 | 0.006 | 132 | 163 | 191
67193 | IRON MT | 67438 | WCEDREG | 138 | 138 | UT SIGURD | UT SIGURD | 1 | Closed | Line | NO | 0.01568 | 0.04731 | 0.0118 | 133 | 133 | 133
67198 | HEBERTAP | 67199 | JORDANEL | 138 | 138 | UT PARK CITY | UT PARK CITY | 1 | Closed | Line | NO | 0.00548 | 0.03131 | 0.00859 | 204 | 254 | 254
80512 | BTR 138 | 51847 | BTR 345 | 138 | 345 | BC HYDRO | BC HYDRO | 1 | Closed | Transformer | YES | 0.00605 | 0.24189 | 0 | 60 | 60 | 71.3
51786 | BKL 220H1 | 51788 | BKL 220H2 | 138 | 138 | BC HYDRO | BC HYDRO | 1 | Closed | Line | NO | 0.00015 | 0.00018 | 0.01024 | 180.5 | 191.2 | 191.2
51769 | PPS 1B1 | 81816 | mid_81816 | 138 | 138 | BC HYDRO | BC HYDRO | 1 | Closed | TransformerWinding | YES | 0.03966 | 0.99071 | 0 | 14 | 17.5 | 17.7
67222 | MAGNA | 67314 | PRAXAIR | 138 | 138 | UT TOOELE | UT TOOELE | 1 | Closed | Line | NO | 0.00201 | 0.02042 | 0.00674 | 201 | 201 | 201
67217 | LEHI N TAP | 67219 | LONE PEAK | 138 | 138 | UT UTAH VALL | UT UTAH VALL | 1 | Closed | Line | NO | 0.00224 | 0.01312 | 0.00387 | 204 | 254 | 268
67267 | SLCDPU | 67269 | BECK STREET | 138 | 138 | UT SALT LAKE | UT SALT LAKE | 1 | Closed | Line | NO | 0.00146 | 0.00938 | 0.003 | 173 | 245 | 275
51684 | KIS 138 | 81095 | KIS 340P | 138 | 138 | BC HYDRO | BC HYDRO | 1 | Closed | Line | NO | 0.0001 | 0.00025 | 7e-05 | 133.6 | 133.6 | 167.6
26102 | VALLEY | 26103 | VALLEY | 138 | 230 | LA BASIN | LA BASIN | G | Closed | Transformer | YES | 0.00028 | 0.01724 | 0 | 400 | 400 | 400
51632 | NL3 138 | 51633 | NL2 138 | 138 | 138 | BC HYDRO | BC HYDRO | 1 | Closed | Line | NO | 0.01114 | 0.02908 | 0.00701 | 133.9 | 133.9 | 167.3
18293 | SNWALAMB1 | 18395 | SNWALAMB2 | 138 | 138 | ZoneN3 | ZoneN3 | 1 | Open | Line | NO | 0 | 0.003 | 0 | 999.9 | 999.9 | 999.9
51631 | NL5 138 | 51632 | NL3 138 | 138 | 138 | BC HYDRO | BC HYDRO | 1 | Closed | Line | NO | 0.01104 | 0.02882 | 0.00695 | 133.9 | 133.9 | 167.3
26102 | VALLEY | 26103 | VALLEY | 138 | 230 | LA BASIN | LA BASIN | F | Closed | Transformer | YES | 0.00028 | 0.01722 | 0 | 400 | 400 | 400
51588 | BNC 138 | 51591 | BET 138 | 138 | 138 | BC HYDRO | BC HYDRO | 1 | Closed | Line | NO | 6e-05 | 0.00013 | 3e-05 | 60.7 | 60.7 | 116.6
51579 | BMT 138 | 81743 | mid_81743 | 138 | 230 | BC HYDRO | BC HYDRO | 1 | Closed | TransformerWinding | YES | -0.00013 | -0.00466 | 0 | 150 | 190 | 178
51579 | BMT 138 | 81730 | mid_81730 | 138 | 230 | BC HYDRO | BC HYDRO | 2 | Closed | TransformerWinding | YES | -0.00014 | -0.005 | 0 | 150 | 190 | 178
26102 | VALLEY | 26103 | VALLEY | 138 | 230 | LA BASIN | LA BASIN | E | Closed | Transformer | YES | 0.00041 | 0.01631 | 0 | 400 | 400 | 400
67319 | QUARRYTP | 67343 | SANDYTAP | 138 | 138 | UT SALT LAKE | UT SALT LAKE | 1 | Closed | Line | NO | 0.00274 | 0.015 | 0.00451 | 173 | 245 | 275
51574 | TPW 138 | 51579 | BMT 138 | 138 | 138 | BC HYDRO | BC HYDRO | 1 | Closed | Line | NO | 0.01375 | 0.04254 | 0.01151 | 139.6 | 139.6 | 176.4
51570 | BMW 138 | 51579 | BMT 138 | 138 | 138 | BC HYDRO | BC HYDRO | 1 | Closed | Line | NO | 0.00756 | 0.01886 | 0.00504 | 118.1 | 118.1 | 118.1
67287 | PAINTER | 67288 | PAINTER TAP | 138 | 138 | WY NAUGHTON | WY NAUGHTON | 1 | Closed | Line | NO | 0 | 1e-05 | 0 | 273 | 337 | 386
51553 | KWL 138 | 81860 | mid_81860 | 138 | 345 | BC HYDRO | BC HYDRO | 1 | Closed | TransformerWinding | YES | -0.00028 | -0.01106 | 0 | 110 | 110 | 130.6
67346 | SARATOGT | 67418 | TRICITY | 138 | 138 | UT UTAH VALL | UT UTAH VALL | 1 | Closed | Line | NO | 0.00165 | 0.01731 | 0.00535 | 291 | 364 | 413
51553 | KWL 138 | 81859 | mid_81859 | 138 | 345 | BC HYDRO | BC HYDRO | 2 | Closed | TransformerWinding | YES | -0.00028 | -0.01113 | 0 | 110 | 110 | 130.6
51553 | KWL 138 | 81736 | mid_81736 | 138 | 345 | BC HYDRO | BC HYDRO | 3 | Closed | TransformerWinding | YES | -0.00028 | -0.01136 | 0 | 110 | 110 | 130.6
51553 | KWL 138 | 80651 | NWS 1P | 138 | 138 | BC HYDRO | BC HYDRO | 1 | Closed | Line | NO | 0.0168 | 0.06145 | 0.01825 | 150.6 | 150.6 | 193.6
51552 | TPA 138 | 80649 | TWY 138 | 138 | 138 | BC HYDRO | BC HYDRO | 1 | Closed | Line | NO | 0.01003 | 0.01898 | 0.00551 | 107.6 | 107.6 | 129.6
51550 | DGL 138 | 51551 | SKK 138 | 138 | 138 | BC HYDRO | BC HYDRO | 1 | Closed | Line | NO | 0.01011 | 0.02689 | 0.00752 | 119.5 | 119.5 | 153
51549 | FRE 138 | 51553 | KWL 138 | 138 | 138 | BC HYDRO | BC HYDRO | 1 | Closed | Line | NO | 0.00333 | 0.00886 | 0.00248 | 119.5 | 119.5 | 153
51549 | FRE 138 | 51550 | DGL 138 | 138 | 138 | BC HYDRO | BC HYDRO | 1 | Closed | Line | NO | 0.00665 | 0.01769 | 0.00495 | 119.5 | 119.5 | 153
51540 | LMN 1P | 51548 | USR 138 | 138 | 138 | BC HYDRO | BC HYDRO | 1 | Closed | Line | NO | 0.00039 | 0.00141 | 0.00042 | 150.6 | 150.6 | 193.6
51540 | LMN 1P | 51547 | LMN 138 | 138 | 138 | BC HYDRO | BC HYDRO | 1 | Closed | Line | NO | 0.00026 | 0.00069 | 0.0002 | 119.5 | 119.5 | 153
18848 | CLARK W | 18115 | WARMSPR | 138 | 138 | ZoneN1 | ZoneN5 | 1 | Closed | Line | NO | 0.00229 | 0.01341 | 0.00505 | 237.1 | 237.1 | 237.1
67381 | SKY_FALLT | 67416 | TRAVERS | 138 | 138 | UT SALT LAKE | UT UTAH VALL | 1 | Closed | Line | NO | 0.00116 | 0.00916 | 0.00285 | 204 | 254 | 299
999953 | HARTAP11 | 26096 | TAP 2 | 138 | 138 | LA BASIN | LA BASIN | 1 | Closed | Line | NO | 0.0031 | 0.0193 | 0.0046 | 182 | 223 | 182
18117 | WESTSIDE | 18114 | VEGAS | 138 | 138 | ZoneN3 | ZoneN3 | 1 | Closed | Line | NO | 0.00114 | 0.00671 | 0.00252 | 237.1 | 237.1 | 237.1
26096 | TAP 2 | 999948 | TAPGRA11 | 138 | 138 | LA BASIN | LA BASIN | 1 | Closed | Line | NO | 0.00459 | 0.02821 | 0.00678 | 182 | 223 | 182
18110 | TENAYA | 18117 | WESTSIDE | 138 | 138 | ZoneN3 | ZoneN3 | 1 | Closed | Line | NO | 0.00252 | 0.01478 | 0.00556 | 237.1 | 237.1 | 237.1
999954 | HARTAP11 | 26095 | TAP 1 | 138 | 138 | LA BASIN | LA BASIN | 1 | Closed | Line | NO | 0.0031 | 0.0193 | 0.0046 | 182 | 288 | 182
51492 | CPL 225P | 51591 | BET 138 | 138 | 138 | BC HYDRO | BC HYDRO | 1 | Closed | Line | NO | 0.00554 | 0.03829 | 0.00973 | 95.6 | 95.6 | 95.6
26095 | TAP 1 | 999949 | TAPGRA11 | 138 | 138 | LA BASIN | LA BASIN | 1 | Closed | Line | NO | 0.00459 | 0.02821 | 0.00678 | 182 | 223 | 182
67561 | CRANRFLT | 69819 | ELEKTRON SOL | 138 | 138 | UT TOOELE | UT TOOELE | 1 | Closed | Line | NO | 0.00133 | 0.00353 | 0.00097 | 85 | 85 | 85
67509 | UNIV ETP | 67510 | EMIG TAP | 138 | 138 | UT SALT LAKE | UT SALT LAKE | 1 | Closed | Line | NO | 0.00021 | 0.00209 | 0.00069 | 292 | 365 | 292
51471 | REG 138 | 80623 | VLM 1L212 | 138 | 138 | BC HYDRO | BC HYDRO | 1 | Closed | Line | NO | 0.03515 | 0.06982 | 0.01837 | 60.7 | 60.7 | 116.6
51456 | FPS 138 | 51457 | FPS 211P | 138 | 138 | BC HYDRO | BC HYDRO | 1 | Closed | Line | NO | 0.00226 | 0.00449 | 0.00118 | 60.7 | 60.7 | 116.6
18109 | SUZANNE | 18623 | SINATRA | 138 | 138 | ZoneN5 | ZoneN5 | 1 | Closed | Line | NO | 0.001 | 0.00664 | 0.0026 | 214.2 | 236.4 | 214.2
51452 | FOX 1B3 | 80328 | FOX 1B2 | 138 | 138 | BC HYDRO | BC HYDRO | 3 | Closed | Line | NO | 0 | 7e-05 | 0 | 286.8 | 286.8 | 286.8
51452 | FOX 1B3 | 51455 | FOX 1B1 | 138 | 138 | BC HYDRO | BC HYDRO | 2 | Closed | Line | NO | 0 | 7e-05 | 0 | 286.8 | 286.8 | 286.8
51452 | FOX 1B3 | 51453 | FOX 364P | 138 | 138 | BC HYDRO | BC HYDRO | 1 | Closed | Line | NO | 0.0563 | 0.14697 | 0.03557 | 136.2 | 136.2 | 173.3
51445 | BLP 138 | 51446 | BLP 210P | 138 | 138 | BC HYDRO | BC HYDRO | 1 | Closed | Line | NO | 0.00063 | 0.00125 | 0.00033 | 60.7 | 60.7 | 116.6
51396 | SLO 138 | 51401 | SLO 367P | 138 | 138 | BC HYDRO | BC HYDRO | 1 | Closed | Line | NO | 0.00249 | 0.00624 | 0.00165 | 71.7 | 71.7 | 119.5
18109 | SUZANNE | 18604 | CNCOURS | 138 | 138 | ZoneN5 | ZoneN4 | 1 | Closed | Line | NO | 0.00275 | 0.0161 | 0.00606 | 237.1 | 237.1 | 237.1
51301 | CWD 1B2 | 80423 | SLS 138 | 138 | 138 | BC HYDRO | BC HYDRO | 1 | Closed | Line | NO | 0.0201 | 0.05012 | 0.01341 | 133.6 | 133.6 | 143.4
18108 | SUNRISE | 18119 | WINTERWD | 138 | 138 | ZoneN4 | ZoneN4 | 2 | Closed | Line | NO | 0.00058 | 0.0034 | 0.0013 | 258.1 | 258.1 | 258.1
18108 | SUNRISE | 18119 | WINTERWD | 138 | 138 | ZoneN4 | ZoneN4 | 1 | Closed | Line | NO | 0.00058 | 0.0034 | 0.0013 | 258.1 | 258.1 | 258.1
18625 | BELTWAY | 18107 | SUMMERLN | 138 | 138 | ZoneN5 | ZoneN3 | 1 | Closed | Line | NO | 0.00124 | 0.00729 | 0.00274 | 237.1 | 237.1 | 237.1
51172 | BLE 211P | 51591 | BET 138 | 138 | 138 | BC HYDRO | BC HYDRO | 1 | Closed | Line | NO | 0.00665 | 0.04595 | 0.01168 | 143.4 | 143.4 | 143.4
67941 | EBAY NT | 68042 | EBAY N | 138 | 138 | UT SALT LAKE | UT SALT LAKE | 1 | Closed | Line | NO | 0.0001 | 0.00052 | 0.00016 | 204 | 254 | 299
54232 | COLEMAN7 | 50776 | NTL 138 | 138 | 138 | AIES-Fort MacLeod | BC HYDRO | 1 | Closed | Line | NO | 0.03477 | 0.0795 | 0.01976 | 99 | 99 | 131.9
68994 | LITLFELD | 68999 | LP_TAP | 138 | 138 | UT UTAH VALL | UT UTAH VALL | 1 | Closed | Line | NO | 0.0007 | 0.00573 | 0.00192 | 266 | 334 | 394
18107 | SUMMERLN | 18609 | LONEMTN | 138 | 138 | ZoneN3 | ZoneN3 | 1 | Closed | Line | NO | 0.00292 | 0.01712 | 0.00645 | 237.1 | 237.1 | 237.1
26092 | TARZANA | 999952 | TARRS-A1 | 138 | 138 | LA BASIN | LA BASIN | A | Closed | Line | NO | 0.0006 | 0.03624 | 0.0129 | 200 | 200 | 200
51119 | TIL 138 | 51120 | TIL 201P | 138 | 138 | BC HYDRO | BC HYDRO | 1 | Closed | Line | NO | 0.00032 | 0.00083 | 0.0002 | 136.5 | 136.5 | 174
18295 | VNETIAN | 18106 | STRIP | 138 | 138 | ZoneN5 | ZoneN5 | 1 | Closed | Line | NO | 0.00015 | 0.00096 | 0.0001 | 229.5 | 256 | 229.5
26092 | TARZANA | 999951 | TARRS-B1 | 138 | 138 | LA BASIN | LA BASIN | B | Closed | Line | NO | 0.0006 | 0.03624 | 0.0129 | 200 | 200 | 200
26092 | TARZANA | 26093 | TARZANA | 138 | 230 | LA BASIN | LA BASIN | E | Closed | Transformer | YES | 0.00058 | 0.02306 | 0 | 290 | 328 | 290
51111 | EWL 138 | 51482 | MEZ 381P | 138 | 138 | BC HYDRO | BC HYDRO | 1 | Closed | Line | NO | 0.02605 | 0.05347 | 0.01347 | 102.8 | 102.8 | 130.3
51093 | MEZ 138 | 51482 | MEZ 381P | 138 | 138 | BC HYDRO | BC HYDRO | 1 | Closed | Line | NO | 0.00014 | 0.00028 | 7e-05 | 66.9 | 66.9 | 107.6
51088 | BLE 138 | 51172 | BLE 211P | 138 | 138 | BC HYDRO | BC HYDRO | 1 | Closed | Line | NO | 0.00276 | 0.00549 | 0.00144 | 120.9 | 120.9 | 322.9
26091 | HARBOR | 999954 | HARTAP11 | 138 | 138 | LA BASIN | LA BASIN | 1 | Closed | Line | NO | 0.0007 | 0.0041 | 0.05146 | 185 | 288 | 185
18104 | SPENCER | 18677 | SWENSON | 138 | 138 | ZoneN5 | ZoneN5 | 1 | Closed | Line | NO | 0.0011 | 0.00673 | 0.00237 | 237.1 | 237.1 | 237.1
51063 | MWN 365P | 80220 | KDS 365P | 138 | 138 | BC HYDRO | BC HYDRO | 1 | Closed | Line | NO | 0.09639 | 0.1941 | 0.05034 | 68.4 | 92.7 | 119.3
26091 | HARBOR | 999953 | HARTAP11 | 138 | 138 | LA BASIN | LA BASIN | 1 | Closed | Line | NO | 0.0007 | 0.0041 | 0.05145 | 185 | 228 | 185
69726 | ENTERPRS SOL | 69725 | HOLT | 138 | 138 | UT SIGURD | UT SIGURD | 1 | Closed | Line | NO | 2e-05 | 0.0003 | 4e-05 | 200 | 200 | 200
51050 | LNL 138 | 80990 | BJT 403P | 138 | 138 | BC HYDRO | BC HYDRO | 1 | Closed | Line | NO | 0.00042 | 0.00216 | 0.00049 | 58.1 | 58.1 | 84.1
26091 | HARBOR | 26255 | HAR1314G | 138 | 138 | LA BASIN | LA BASIN | 1 | Closed | Transformer | YES | 0.00376 | 0.01908 | 0 | 120 | 120 | 120
51045 | AFN 138 | 51673 | AFN 204P | 138 | 138 | BC HYDRO | BC HYDRO | 1 | Closed | Line | NO | 0.00199 | 0.00499 | 0.00132 | 117.8 | 117.8 | 149.9
26091 | HARBOR | 26254 | HAR1112G | 138 | 138 | LA BASIN | LA BASIN | 1 | Closed | Transformer | YES | 0.00376 | 0.01908 | 0 | 120 | 120 | 120
51035 | DUG 219P | 51512 | KWD 138 | 138 | 138 | BC HYDRO | BC HYDRO | 1 | Closed | Line | NO | 0.00631 | 0.02269 | 0.00578 | 71.7 | 71.7 | 71.7
18633 | COMMRCE | 18100 | SHADOW | 138 | 138 | ZoneN4 | ZoneN3 | 1 | Closed | Line | NO | 0.00101 | 0.00625 | 0.0006 | 237.1 | 237.1 | 237.1
68107 | CACHE | 68108 | CACHEBRK | 138 | 138 | UT NO UT | UT NO UT | 1 | Closed | Line | NO | 0 | 0.0001 | 0 | 204 | 254 | 299
26091 | HARBOR | 26253 | HARB 2 HI | 138 | 138 | LA BASIN | LA BASIN | B | Closed | Line | NO | 6e-05 | 0.00039 | 0.00414 | 920 | 1056 | 920
999965 | SCAAIR11 | 26089 | AIRPORT | 138 | 138 | LA BASIN | LA BASIN | 1 | Closed | Line | NO | 0.00071 | 0.00868 | 0.14959 | 239 | 286 | 239
18097 | SAGUARO | 18115 | WARMSPR | 138 | 138 | ZoneN5 | ZoneN5 | 1 | Closed | Line | NO | 0.00254 | 0.01476 | 0.00566 | 222.8 | 222.8 | 222.8
69761 | GRANITE MT | 69762 | GRANITE MT E | 138 | 138 | UT SIGURD | UT SIGURD | 1 | Closed | Line | NO | 0.00097 | 0.00333 | 0.00092 | 96 | 96 | 119
51011 | TBN 138 | 81083 | TBN 366P | 138 | 138 | BC HYDRO | BC HYDRO | 1 | Closed | Line | NO | 0.00044 | 0.00093 | 0.00022 | 63.3 | 63.3 | 105.2
51007 | EQU 393P | 51008 | EQU 138 | 138 | 138 | BC HYDRO | BC HYDRO | 1 | Closed | Line | NO | 0.00303 | 0.00601 | 0.00158 | 60.9 | 60.9 | 105.2
999964 | SCAAIR21 | 26089 | AIRPORT | 138 | 138 | LA BASIN | LA BASIN | 2 | Closed | Line | NO | 0.00071 | 0.00867 | 0.14894 | 239 | 286 | 239
999956 | FAIAIR11 | 26089 | AIRPORT | 138 | 138 | LA BASIN | LA BASIN | 1 | Closed | Line | NO | 0.00035 | 0.00424 | 0.07276 | 239 | 286 | 239
18093 | AVERA | 18672 | SPARTA | 138 | 138 | ZoneN6 | ZoneN3 | 1 | Closed | Line | NO | 0.00103 | 0.00606 | 0.00228 | 237.1 | 237.1 | 237.1
50929 | TOK 138 | 80931 | HFY 210P | 138 | 138 | BC HYDRO | BC HYDRO | 1 | Closed | Line | NO | 0.00123 | 0.00247 | 0.00066 | 117.8 | 117.8 | 149.9
50909 | LU2 201P | 51120 | TIL 201P | 138 | 138 | BC HYDRO | BC HYDRO | 1 | Closed | Line | NO | 0.00598 | 0.0156 | 0.00379 | 98.2 | 98.2 | 149.4
999955 | FAIAIR21 | 26089 | AIRPORT | 138 | 138 | LA BASIN | LA BASIN | 2 | Closed | Line | NO | 0.00034 | 0.00418 | 0.07163 | 239 | 286 | 239
50902 | BDM 244P | 80803 | PSW 244P | 138 | 138 | BC HYDRO | BC HYDRO | 1 | Closed | Line | NO | 0.00663 | 0.0239 | 0.00611 | 169.7 | 169.7 | 219.9
50898 | CLW 210P | 51446 | BLP 210P | 138 | 138 | BC HYDRO | BC HYDRO | 1 | Closed | Line | NO | 0.01846 | 0.03712 | 0.00989 | 115.7 | 115.7 | 148.7
999958 | FAIOLYA1 | 26088 | OLYMPCLD | 138 | 138 | LA BASIN | LA BASIN | A | Closed | Line | NO | 0 | 0.08966 | 0 | 191 | 191 | 191
18651 | REDROCK | 18093 | AVERA | 138 | 138 | ZoneN6 | ZoneN6 | 1 | Closed | Line | NO | 0.00336 | 0.01971 | 0.00742 | 237.1 | 237.1 | 237.1
50897 | DFD 210P | 80932 | BAR 210P | 138 | 138 | BC HYDRO | BC HYDRO | 1 | Closed | Line | NO | 0.01846 | 0.03712 | 0.00989 | 115.7 | 115.7 | 143.4
50897 | DFD 210P | 51446 | BLP 210P | 138 | 138 | BC HYDRO | BC HYDRO | 1 | Closed | Line | NO | 0.04181 | 0.08413 | 0.02242 | 115.7 | 115.7 | 148.7
999957 | FAIOLYB1 | 26088 | OLYMPCLD | 138 | 138 | LA BASIN | LA BASIN | B | Closed | Line | NO | 0 | 0.08966 | 0 | 191 | 191 | 191
26284 | RS-K JUNC | 26088 | OLYMPCLD | 138 | 138 | LA BASIN | LA BASIN | 1 | Closed | Line | NO | 0 | 0.0001 | 0 | 318 | 461 | 318
18646 | TOMSIK | 18093 | AVERA | 138 | 138 | ZoneN6 | ZoneN6 | 1 | Closed | Line | NO | 0.00133 | 0.00807 | 0.00311 | 428.3 | 428.3 | 428.3
18090 | QUAIL | 18093 | AVERA | 138 | 138 | ZoneN5 | ZoneN6 | 1 | Closed | Line | NO | 0.00136 | 0.0079 | 0.00303 | 258.1 | 258.1 | 258.1
18900 | TROP2 | 18088 | PECOS | 138 | 138 | ZoneN3 | ZoneN3 | 1 | Closed | Line | NO | 0.0016 | 0.01077 | 0.00704 | 396.3 | 396.3 | 396.3
26088 | OLYMPCLD | 26087 | OLYMPC | 138 | 230 | LA BASIN | LA BASIN | F | Closed | Transformer | YES | 0.00018 | 0.01678 | 0 | 400 | 400 | 400
50850 | SRS 1B3 | 80178 | SRS 1B4 | 138 | 138 | BC HYDRO | BC HYDRO | 4 | Closed | Line | NO | 0 | 7e-05 | 0 | 286.8 | 286.8 | 286.8
50830 | BCK 274P | 80833 | FRO FCB-2S | 138 | 138 | BC HYDRO | BC HYDRO | 1 | Closed | Line | NO | 0.00239 | 0.0047 | 0.00126 | 63.3 | 63.3 | 117.6
26088 | OLYMPCLD | 26087 | OLYMPC | 138 | 230 | LA BASIN | LA BASIN | E | Closed | Transformer | YES | 0.00017 | 0.01672 | 0 | 400 | 400 | 400
50830 | BCK 274P | 54329 | POCATER7 | 138 | 138 | BC HYDRO | AIES-Seebe | 1 | Closed | Line | NO | 0.03577 | 0.14577 | 0.03634 | 87.7 | 87.7 | 143.4
50830 | BCK 274P | 50832 | GRH 274P | 138 | 138 | BC HYDRO | BC HYDRO | 1 | Closed | Line | NO | 0.01853 | 0.05967 | 0.01542 | 65.5 | 90.3 | 116.9
50829 | EFT 274P | 50832 | GRH 274P | 138 | 138 | BC HYDRO | BC HYDRO | 1 | Closed | Line | NO | 0.00125 | 0.00247 | 0.00066 | 65.5 | 90.3 | 116.9
50828 | LU2 1B1 | 80262 | LU2 202P | 138 | 138 | BC HYDRO | BC HYDRO | 1 | Open | Line | NO | 5e-05 | 0.00013 | 3e-05 | 98.2 | 98.2 | 149.4
18088 | PECOS | 18675 | TROPICAL | 138 | 138 | ZoneN3 | ZoneN3 | 1 | Closed | Line | NO | 0.00139 | 0.00847 | 0.00327 | 428.3 | 428.3 | 428.3
26085 | HOLYWDLD | 26285 | RS-H JUNC | 138 | 138 | LA BASIN | LA BASIN | 1 | Closed | Line | NO | 0 | 0.0001 | 0 | 287 | 287 | 287
26085 | HOLYWDLD | 26182 | HOLYWD_F | 138 | 230 | LA BASIN | LA BASIN | F | Closed | Transformer | YES | 0.00024 | 0.01592 | 0 | 400 | 448 | 400
18653 | ALLEN | 18088 | PECOS | 138 | 138 | ZoneN3 | ZoneN3 | 1 | Closed | Line | NO | 0.00292 | 0.01772 | 0.00684 | 428.3 | 428.3 | 428.3
69787 | COVE MTN I | 69791 | COVE MTN II | 138 | 138 | UT SIGURD | UT RED PAC | 1 | Closed | Line | NO | 0.00121 | 0.00748 | 0.00228 | 238 | 317 | 317
26084 | HOLYWD2 | 26085 | HOLYWDLD | 138 | 138 | LA BASIN | LA BASIN | 1 | Closed | Line | NO | 0.00059 | 0.0915 | 0 | 191 | 191 | 191
18088 | PECOS | 18634 | GYPSUM | 138 | 138 | ZoneN3 | ZoneN4 | 1 | Closed | Line | NO | 0.00663 | 0.0385 | 0.01477 | 257.8 | 257.8 | 257.8
26083 | HOLYWD1 | 26085 | HOLYWDLD | 138 | 138 | LA BASIN | LA BASIN | 1 | Closed | Line | NO | 0.00059 | 0.0915 | 0 | 191 | 191 | 191
26085 | HOLYWDLD | 26082 | HOLYWD_E | 138 | 230 | LA BASIN | LA BASIN | E | Closed | Transformer | YES | 0.0005 | 0.01524 | 0 | 405 | 470 | 405
18088 | PECOS | 18395 | SNWALAMB2 | 138 | 138 | ZoneN3 | ZoneN3 | 1 | Closed | Line | NO | 0.00129 | 0.0075 | 0.00288 | 244.3 | 244.3 | 244.3
18088 | PECOS | 18293 | SNWALAMB1 | 138 | 138 | ZoneN3 | ZoneN3 | 2 | Closed | Line | NO | 0.00129 | 0.0075 | 0.00288 | 244.3 | 244.3 | 244.3
50781 | NTL 1B2 | 81826 | mid_81826 | 138 | 138 | BC HYDRO | BC HYDRO | 1 | Closed | TransformerWinding | YES | 0.00512 | 0.1279 | 0 | 50 | 50 | 59.4
50781 | NTL 1B2 | 81825 | mid_81825 | 138 | 138 | BC HYDRO | BC HYDRO | 2 | Closed | TransformerWinding | YES | 0.00528 | 0.13189 | 0 | 50 | 50 | 59.4
18088 | PECOS | 18293 | SNWALAMB1 | 138 | 138 | ZoneN3 | ZoneN3 | 1 | Closed | Line | NO | 0.00129 | 0.0075 | 0.00288 | 244.3 | 244.3 | 244.3
50780 | LCC 1T4/6 | 80303 | LCC 1MDC | 138 | 138 | BC HYDRO | BC HYDRO | 1 | Closed | Line | NO | 0 | 7e-05 | 0 | 286.8 | 286.8 | 286.8
50780 | LCC 1T4/6 | 50833 | LCC 274P | 138 | 138 | BC HYDRO | BC HYDRO | 1 | Closed | Line | NO | 0.0044 | 0.00873 | 0.00229 | 117.8 | 117.8 | 143.4
69761 | GRANITE MT | 69766 | GRANITE MT W | 138 | 138 | UT SIGURD | UT SIGURD | 1 | Closed | Line | NO | 0.00121 | 0.00415 | 0.00115 | 96 | 96 | 119
50778 | FRO 138 | 80833 | FRO FCB-2S | 138 | 138 | BC HYDRO | BC HYDRO | 1 | Closed | Line | NO | 0.00767 | 0.01512 | 0.00404 | 63.3 | 63.3 | 117.6
50777 | EFD 138 | 81938 | mid_81938 | 138 | 138 | BC HYDRO | BC HYDRO | 1 | Closed | TransformerWinding | YES | 0.03084 | 0.77038 | 0 | 18.6 | 18.6 | 22.1
50777 | EFD 138 | 50829 | EFT 274P | 138 | 138 | BC HYDRO | BC HYDRO | 1 | Closed | Line | NO | 0.00138 | 0.00272 | 0.00073 | 63.3 | 63.3 | 117.6
50776 | NTL 138 | 50833 | LCC 274P | 138 | 138 | BC HYDRO | BC HYDRO | 1 | Closed | Line | NO | 0.02209 | 0.04368 | 0.01173 | 102.8 | 118.3 | 138.4
50776 | NTL 138 | 50781 | NTL 1B2 | 138 | 138 | BC HYDRO | BC HYDRO | BP | Open | Line | NO | 0 | 3e-05 | 0 | 143.4 | 143.4 | 143.4
50776 | NTL 138 | 50781 | NTL 1B2 | 138 | 138 | BC HYDRO | BC HYDRO | 1 | Closed | Transformer | YES | 0.00054 | 0.01352 | 0 | 120 | 120 | 142.5
18088 | PECOS | 18103 | LINCOLN | 138 | 138 | ZoneN3 | ZoneN4 | 1 | Closed | Line | NO | 0.00279 | 0.01695 | 0.00654 | 428.3 | 428.3 | 428.3
50729 | PRI 251P | 52226 | PRI 138 | 138 | 138 | BC HYDRO | S OKAN | 1 | Open | Line | NO | 0.0043 | 0.0147 | 0.0042 | 144.8 | 161.3 | 172
50726 | TMT 204P | 51673 | AFN 204P | 138 | 138 | BC HYDRO | BC HYDRO | 1 | Closed | Line | NO | 0.00544 | 0.01956 | 0.00501 | 143.4 | 143.4 | 143.4
18088 | PECOS | 18100 | SHADOW | 138 | 138 | ZoneN3 | ZoneN3 | 1 | Closed | Line | NO | 0.00587 | 0.03564 | 0.01375 | 262.7 | 286.8 | 262.7
18086 | PEACE | 18672 | SPARTA | 138 | 138 | ZoneN6 | ZoneN3 | 1 | Closed | Line | NO | 0.00115 | 0.00676 | 0.00255 | 237.1 | 237.1 | 237.1
18084 | NWEST | 18685 | ELKHORN | 138 | 138 | ZoneN3 | ZoneN3 | 2 | Closed | Line | NO | 0.00308 | 0.01789 | 0.00686 | 237.1 | 237.1 | 237.1
26077 | TOLUCA | 26282 | NICHOLS | 138 | 138 | LA BASIN | LA BASIN | 2 | Closed | Line | NO | 0.00165 | 0.02575 | 0.0078 | 297 | 431 | 297
18084 | NWEST | 18685 | ELKHORN | 138 | 138 | ZoneN3 | ZoneN3 | 1 | Closed | Line | NO | 0.00308 | 0.01789 | 0.00686 | 237.1 | 237.1 | 237.1
26077 | TOLUCA | 26078 | TOLUCA | 138 | 230 | LA BASIN | LA BASIN | J | Closed | Transformer | YES | 0.00056 | 0.02328 | 0 | 272 | 310 | 272
18084 | NWEST | 18102 | SNOW MTN | 138 | 138 | ZoneN3 | ZoneN3 | 1 | Closed | Line | NO | 0.00715 | 0.00998 | 0.00259 | 66.9 | 66.9 | 66.9
26076 | FAIRFAX | 999961 | FAIGRA11 | 138 | 138 | LA BASIN | LA BASIN | 1 | Closed | Line | NO | 0 | 0.09058 | 0 | 191 | 191 | 191
26076 | FAIRFAX | 999959 | FAIGRA21 | 138 | 138 | LA BASIN | LA BASIN | 2 | Closed | Line | NO | 0 | 0.09058 | 0 | 191 | 191 | 191
18634 | GYPSUM | 18082 | NCA1 | 138 | 138 | ZoneN4 | ZoneN4 | 1 | Closed | Line | NO | 0.00033 | 0.00192 | 0.00074 | 257.8 | 257.8 | 257.8
26076 | FAIRFAX | 999958 | FAIOLYA1 | 138 | 138 | LA BASIN | LA BASIN | A | Closed | Line | NO | 0.0012 | 0.00919 | 0.16469 | 187 | 191 | 187
26076 | FAIRFAX | 999957 | FAIOLYB1 | 138 | 138 | LA BASIN | LA BASIN | B | Closed | Line | NO | 0.0012 | 0.00919 | 0.16469 | 187 | 191 | 187
18080 | MICHAEL | 18900 | TROP2 | 138 | 138 | ZoneN3 | ZoneN3 | 1 | Closed | Line | NO | 0.00439 | 0.03027 | 0.01467 | 237.1 | 237.1 | 237.1
26076 | FAIRFAX | 999956 | FAIAIR11 | 138 | 138 | LA BASIN | LA BASIN | 1 | Closed | Line | NO | 0.0013 | 0.0124 | 0.0052 | 239 | 277 | 239
18077 | LVCOGEN | 18701 | LVCOGEN1 | 138 | 138 | ZoneN1 | ZoneN1 | JM | Closed | Line | NO | 1e-05 | 0.00021 | 0 | 295 | 295 | 295
50688 | DFD 138 | 50897 | DFD 210P | 138 | 138 | BC HYDRO | BC HYDRO | 1 | Closed | Line | NO | 0.00126 | 0.00249 | 0.00066 | 117.8 | 117.8 | 149.9
26076 | FAIRFAX | 999955 | FAIAIR21 | 138 | 138 | LA BASIN | LA BASIN | 2 | Closed | Line | NO | 0.0013 | 0.0124 | 0.0052 | 230 | 277 | 230
50686 | SCO 138 | 81015 | CUM 138 | 138 | 138 | BC HYDRO | BC HYDRO | 1 | Closed | Line | NO | 0.00428 | 0.01467 | 0.00421 | 117.1 | 117.1 | 149.9
50686 | SCO 138 | 50729 | PRI 251P | 138 | 138 | BC HYDRO | BC HYDRO | 1 | Closed | Line | NO | 0.01226 | 0.02435 | 0.00645 | 117.1 | 117.1 | 149.9
50685 | STL 55P | 51785 | LLD 138 | 138 | 138 | BC HYDRO | BC HYDRO | 1 | Closed | Line | NO | 0.00829 | 0.01645 | 0.00435 | 60.7 | 60.7 | 116.6
26076 | FAIRFAX | 26084 | HOLYWD2 | 138 | 138 | LA BASIN | LA BASIN | B | Closed | Line | NO | 0.00122 | 0.0076 | 0.09883 | 185 | 229 | 185
50684 | HVC 55P | 51785 | LLD 138 | 138 | 138 | BC HYDRO | BC HYDRO | 1 | Closed | Line | NO | 0.02508 | 0.05491 | 0.01454 | 60.7 | 60.7 | 116.6
50682 | HVC 138U | 81901 | mid_81901 | 138 | 138 | BC HYDRO | BC HYDRO | D | Closed | TransformerWinding | YES | 0.01873 | 0.46788 | 0 | 33.3 | 33.3 | 39.5
26076 | FAIRFAX | 26083 | HOLYWD1 | 138 | 138 | LA BASIN | LA BASIN | A | Closed | Line | NO | 0.00122 | 0.00758 | 0.09855 | 185 | 229 | 185
50682 | HVC 138U | 80621 | HVC 138L | 138 | 138 | BC HYDRO | BC HYDRO | 1 | Closed | Line | NO | 4e-05 | 5e-05 | 0.00268 | 478 | 478 | 478
50682 | HVC 138U | 50684 | HVC 55P | 138 | 138 | BC HYDRO | BC HYDRO | 1 | Closed | Line | NO | 0.00044 | 0.00199 | 0.00053 | 203.4 | 203.4 | 260.8
50681 | HLD 138 | 81912 | mid_81912 | 138 | 138 | BC HYDRO | BC HYDRO | 1 | Closed | TransformerWinding | YES | 0.00668 | 0.16687 | 0 | 33.3 | 33.3 | 40
26073 | WLMNTN | 26091 | HARBOR | 138 | 138 | LA BASIN | LA BASIN | E | Closed | Line | NO | 0.00067 | 0.00389 | 0.05317 | 185 | 228 | 185
18077 | LVCOGEN | 18081 | MILLER | 138 | 138 | ZoneN1 | ZoneN3 | 1 | Closed | Line | NO | 0.0016 | 0.00972 | 0.00375 | 428.3 | 428.3 | 428.3
50681 | HLD 138 | 80934 | HLD 56P | 138 | 138 | BC HYDRO | BC HYDRO | 1 | Closed | Line | NO | 0.00467 | 0.02225 | 0.00575 | 191.2 | 191.2 | 191.2
50681 | HLD 138 | 51587 | KCH 138 | 138 | 138 | BC HYDRO | BC HYDRO | 1 | Closed | Line | NO | 0.05218 | 0.18396 | 0.04711 | 117.8 | 117.8 | 149.9
26073 | WLMNTN | 26091 | HARBOR | 138 | 138 | LA BASIN | LA BASIN | D | Closed | Line | NO | 0.00067 | 0.00389 | 0.05317 | 185 | 228 | 185
50680 | VLM 138 | 80623 | VLM 1L212 | 138 | 138 | BC HYDRO | BC HYDRO | 1 | Closed | Line | NO | 0 | 7e-05 | 0 | 286.8 | 286.8 | 286.8
50679 | BLU 138 | 51457 | FPS 211P | 138 | 138 | BC HYDRO | BC HYDRO | 1 | Closed | Line | NO | 0.00989 | 0.06834 | 0.01737 | 115.7 | 115.7 | 148.7
26075 | WLMNTNLD | 26073 | WLMNTN | 138 | 138 | LA BASIN | LA BASIN | 2 | Closed | Line | NO | 0.00059 | 0.0915 | 0 | 191 | 191 | 191
18075 | LORENZI | 18110 | TENAYA | 138 | 138 | ZoneN3 | ZoneN3 | 1 | Closed | Line | NO | 0.00186 | 0.01093 | 0.00411 | 237.1 | 237.1 | 237.1
50678 | AVO 138 | 81992 | mid_81992 | 138 | 138 | BC HYDRO | BC HYDRO | 1 | Closed | TransformerWinding | YES | 0.032 | 0.79944 | 0 | 12.4 | 12.4 | 14.8
50678 | AVO 138 | 80933 | TMM 210P | 138 | 138 | BC HYDRO | BC HYDRO | 1 | Closed | Line | NO | 0.01755 | 0.03529 | 0.0094 | 60.7 | 60.7 | 71.7
26075 | WLMNTNLD | 26073 | WLMNTN | 138 | 138 | LA BASIN | LA BASIN | 1 | Closed | Line | NO | 0.00059 | 0.0915 | 0 | 191 | 191 | 191
50678 | AVO 138 | 51457 | FPS 211P | 138 | 138 | BC HYDRO | BC HYDRO | 1 | Closed | Line | NO | 0.00597 | 0.04126 | 0.01049 | 115.7 | 115.7 | 143.4
50677 | TMM 138 | 80933 | TMM 210P | 138 | 138 | BC HYDRO | BC HYDRO | 1 | Closed | Line | NO | 0.00014 | 0.00027 | 7e-05 | 60.7 | 60.7 | 116.6
50676 | VBY 138 | 80933 | TMM 210P | 138 | 138 | BC HYDRO | BC HYDRO | 1 | Closed | Line | NO | 0.03415 | 0.06869 | 0.0183 | 60.7 | 60.7 | 116.6
50676 | VBY 138 | 50898 | CLW 210P | 138 | 138 | BC HYDRO | BC HYDRO | 1 | Closed | Line | NO | 0.02707 | 0.05444 | 0.01451 | 115.7 | 115.7 | 143.4
18073 | IS TAP | 189101 | MERCRYSW | 138 | 138 | ZoneN3 | VEA-North | 1 | Closed | Line | NO | 0.06491 | 0.09056 | 0.02348 | 66.9 | 66.9 | 66.9
50674 | BAR 138 | 81988 | mid_81988 | 138 | 138 | BC HYDRO | BC HYDRO | 1 | Closed | TransformerWinding | YES | 0.02986 | 0.7459 | 0 | 18.8 | 18.8 | 23.2
50674 | BAR 138 | 80932 | BAR 210P | 138 | 138 | BC HYDRO | BC HYDRO | 1 | Closed | Line | NO | 0.0002 | 0.0004 | 0.0001 | 117.8 | 117.8 | 149.9
50673 | HFY 138 | 80931 | HFY 210P | 138 | 138 | BC HYDRO | BC HYDRO | 1 | Closed | Line | NO | 0.0001 | 0.0002 | 5e-05 | 60.7 | 60.7 | 116.6
50672 | BKL 138 | 51786 | BKL 220H1 | 138 | 138 | BC HYDRO | BC HYDRO | 1 | Closed | Line | NO | 0.00106 | 0.00371 | 0.001 | 175.2 | 191.2 | 191.2
50672 | BKL 138 | 50929 | TOK 138 | 138 | 138 | BC HYDRO | BC HYDRO | 1 | Closed | Line | NO | 0.02302 | 0.04719 | 0.01212 | 103.3 | 103.3 | 103.3
50670 | WEY 138 | 51512 | KWD 138 | 138 | 138 | BC HYDRO | BC HYDRO | 5 | Closed | Line | NO | 0 | 7e-05 | 0 | 478 | 478 | 478
18073 | IS TAP | 18091 | RADAR | 138 | 138 | ZoneN3 | ZoneN3 | 1 | Closed | Line | NO | 0.02096 | 0.02925 | 0.00758 | 66.9 | 66.9 | 66.9
50669 | DUG 138 | 50726 | TMT 204P | 138 | 138 | BC HYDRO | BC HYDRO | 1 | Closed | Line | NO | 0.00655 | 0.02357 | 0.00603 | 143.4 | 143.4 | 143.4
50667 | CHS 1B1 | 81956 | mid_81956 | 138 | 138 | BC HYDRO | BC HYDRO | 2 | Closed | TransformerWinding | YES | 0.03136 | 0.78337 | 0 | 18.8 | 18.8 | 22.1
18072 | IRONMTN | 18116 | WASHBURN | 138 | 138 | ZoneN3 | ZoneN3 | 1 | Closed | Line | NO | 0.00331 | 0.01993 | 0.00764 | 237.1 | 237.1 | 237.1
50666 | STO 1B1 | 80283 | STO 1B2 | 138 | 138 | BC HYDRO | BC HYDRO | 3 | Closed | Line | NO | 0 | 3e-05 | 0 | 286.8 | 286.8 | 286.8
50666 | STO 1B1 | 50667 | CHS 1B1 | 138 | 138 | BC HYDRO | BC HYDRO | 1 | Closed | Line | NO | 0.01949 | 0.05101 | 0.01239 | 120 | 138.9 | 143.4
50665 | SAM 138 | 81802 | mid_81802 | 138 | 230 | BC HYDRO | BC HYDRO | 4 | Closed | TransformerWinding | YES | -0.00018 | -0.00639 | 0 | 150 | 177 | 178
26069 | CNTURY | 26073 | WLMNTN | 138 | 138 | LA BASIN | LA BASIN | 2 | Closed | Line | NO | 0.00769 | 0.04703 | 0.01136 | 182 | 191 | 182
50665 | SAM 138 | 80282 | END 1B2 | 138 | 138 | BC HYDRO | BC HYDRO | 1 | Closed | Line | NO | 0.01828 | 0.04773 | 0.01155 | 136.5 | 136.5 | 143.4
50663 | ARM 1B1 | 50908 | ARM 1B2 | 138 | 138 | BC HYDRO | BC HYDRO | 23 | Closed | Line | NO | 0 | 3e-05 | 0 | 286.8 | 286.8 | 286.8
26069 | CNTURY | 26073 | WLMNTN | 138 | 138 | LA BASIN | LA BASIN | 1 | Closed | Line | NO | 0.00769 | 0.04703 | 0.01136 | 182 | 191 | 182
50662 | LU2 1B2 | 50909 | LU2 201P | 138 | 138 | BC HYDRO | BC HYDRO | 1 | Closed | Line | NO | 3e-05 | 8e-05 | 2e-05 | 98.2 | 98.2 | 149.4
50661 | MON 138 | 81844 | mid_81844 | 138 | 138 | BC HYDRO | BC HYDRO | 5 | Closed | TransformerWinding | YES | 0.01138 | 0.28417 | 0 | 33.3 | 33.3 | 39.5
26069 | CNTURY | 26072 | CNTURYLD | 138 | 230 | LA BASIN | LA BASIN | H | Closed | Transformer | YES | 0.0003 | 0.0134 | 0 | 500 | 500 | 500
18072 | IRONMTN | 18101 | REGENA | 138 | 138 | ZoneN3 | ZoneN5 | 1 | Closed | Line | NO | 0.00312 | 0.01868 | 0.00841 | 258.1 | 258.1 | 258.1
50661 | MON 138 | 50909 | LU2 201P | 138 | 138 | BC HYDRO | BC HYDRO | 1 | Closed | Line | NO | 0.0851 | 0.22275 | 0.0542 | 98.2 | 98.2 | 135
50660 | WGS 138 | 50661 | MON 138 | 138 | 138 | BC HYDRO | BC HYDRO | 1 | Closed | Line | NO | 0.00544 | 0.01656 | 0.00411 | 71.7 | 71.7 | 71.7
50659 | BDM 138 | 50902 | BDM 244P | 138 | 138 | BC HYDRO | BC HYDRO | 1 | Closed | Line | NO | 0.00046 | 0.00167 | 0.00043 | 169.7 | 169.7 | 219.9
26069 | CNTURY | 26072 | CNTURYLD | 138 | 230 | LA BASIN | LA BASIN | E | Closed | Transformer | YES | 0.00031 | 0.0133 | 0 | 500 | 500 | 500
50658 | WBK 1B2 | 80272 | WBK 1B3 | 138 | 138 | BC HYDRO | BC HYDRO | 4 | Closed | Line | NO | 0 | 7e-05 | 0 | 286.8 | 286.8 | 286.8
50658 | WBK 1B2 | 80261 | WBK 1B1 | 138 | 138 | BC HYDRO | BC HYDRO | 5 | Closed | Line | NO | 0 | 3e-05 | 0 | 286.8 | 286.8 | 286.8
50658 | WBK 1B2 | 50902 | BDM 244P | 138 | 138 | BC HYDRO | BC HYDRO | 1 | Closed | Line | NO | 0.0221 | 0.07963 | 0.02038 | 169.7 | 169.7 | 191.2
50656 | SVA 138 | 81781 | mid_81781 | 138 | 138 | BC HYDRO | BC HYDRO | 1 | Closed | TransformerWinding | YES | -0.00047 | -0.01629 | 0 | 168 | 178 | 200
18072 | IRONMTN | 18075 | LORENZI | 138 | 138 | ZoneN3 | ZoneN3 | 1 | Closed | Line | NO | 0.00431 | 0.02616 | 0.01009 | 286.8 | 286.8 | 286.8
50656 | SVA 138 | 80935 | WKA 138 | 138 | 138 | BC HYDRO | BC HYDRO | 1 | Closed | Line | NO | 0.02348 | 0.08447 | 0.02155 | 168.8 | 174.7 | 191.2
50656 | SVA 138 | 51673 | AFN 204P | 138 | 138 | BC HYDRO | BC HYDRO | 1 | Closed | Line | NO | 0.01556 | 0.056 | 0.01434 | 143.4 | 143.4 | 143.4
50656 | SVA 138 | 50681 | HLD 138 | 138 | 138 | BC HYDRO | BC HYDRO | 2 | Closed | Line | NO | 0.02946 | 0.10602 | 0.02709 | 172.8 | 188.1 | 191.2
50655 | VVW 138 | 81760 | mid_81760 | 138 | 230 | BC HYDRO | BC HYDRO | 3 | Closed | TransformerWinding | YES | -0.00026 | -0.009 | 0 | 168 | 168 | 200
50655 | VVW 138 | 81759 | mid_81759 | 138 | 230 | BC HYDRO | BC HYDRO | 2 | Closed | TransformerWinding | YES | -0.00029 | -0.01005 | 0 | 168 | 168 | 200
50655 | VVW 138 | 51035 | DUG 219P | 138 | 138 | BC HYDRO | BC HYDRO | 1 | Closed | Line | NO | 0.00272 | 0.01018 | 0.00272 | 174.7 | 188.1 | 191.2
18073 | IS TAP | 18071 | IND SPR | 138 | 138 | ZoneN3 | ZoneN3 | 1 | Closed | Line | NO | 0.00323 | 0.00451 | 0.00117 | 88.2 | 88.2 | 88.2
50655 | VVW 138 | 50672 | BKL 138 | 138 | 138 | BC HYDRO | BC HYDRO | 1 | Closed | Line | NO | 0.00935 | 0.03364 | 0.00859 | 174.7 | 188.1 | 191.2
50655 | VVW 138 | 50669 | DUG 138 | 138 | 138 | BC HYDRO | BC HYDRO | 1 | Closed | Line | NO | 0.00313 | 0.01243 | 0.00353 | 174.7 | 188.1 | 191.2
50654 | VNT 138 | 81764 | mid_81764 | 138 | 230 | BC HYDRO | BC HYDRO | 1 | Closed | TransformerWinding | YES | -0.00024 | -0.00833 | 0 | 168 | 174 | 200
50654 | VNT 138 | 81762 | mid_81762 | 138 | 138 | BC HYDRO | BC HYDRO | 11 | Closed | TransformerWinding | YES | 0.00024 | 0.006 | 0 | 33.3 | 33.3 | 39.5
18069 | HUALPAI | 18625 | BELTWAY | 138 | 138 | ZoneN3 | ZoneN5 | 1 | Closed | Line | NO | 0.00173 | 0.01015 | 0.00382 | 237.1 | 237.1 | 237.1
50654 | VNT 138 | 81761 | mid_81761 | 138 | 138 | BC HYDRO | BC HYDRO | 12 | Closed | TransformerWinding | YES | 0.00864 | 0.21583 | 0 | 33.3 | 33.3 | 39.5
50654 | VNT 138 | 80262 | LU2 202P | 138 | 138 | BC HYDRO | BC HYDRO | 1 | Closed | Line | NO | 0.01643 | 0.04291 | 0.01041 | 95.6 | 95.6 | 95.6
50654 | VNT 138 | 50910 | RVS 138 | 138 | 138 | BC HYDRO | BC HYDRO | 1 | Closed | Line | NO | 0.01671 | 0.04318 | 0.01067 | 136.5 | 136.5 | 174
50653 | NIC 138 | 81830 | mid_81830 | 138 | 230 | BC HYDRO | BC HYDRO | 5 | Closed | TransformerWinding | YES | -0.00022 | -0.00752 | 0 | 286.8 | 286.8 | 286.8
26262 | SCA PS | 26066 | SCATERGD | 138 | 230 | LA BASIN | LA BASIN | E | Closed | Transformer | YES | 0 | 0.01566 | 0 | 500 | 500 | 500
50653 | NIC 138 | 80803 | PSW 244P | 138 | 138 | BC HYDRO | BC HYDRO | 1 | Closed | Line | NO | 0.02668 | 0.09617 | 0.02462 | 169.7 | 169.7 | 219.9
50653 | NIC 138 | 51475 | STM 243P | 138 | 138 | BC HYDRO | BC HYDRO | 1 | Closed | Line | NO | 0.01035 | 0.03725 | 0.00952 | 168.8 | 174.7 | 191.2
18069 | HUALPAI | 18117 | WESTSIDE | 138 | 138 | ZoneN3 | ZoneN3 | 1 | Closed | Line | NO | 0.00116 | 0.00673 | 0.00258 | 258.1 | 258.1 | 258.1
18081 | MILLER | 18068 | HIGHLAND | 138 | 138 | ZoneN3 | ZoneN4 | 1 | Closed | Line | NO | 0.00347 | 0.02105 | 0.00812 | 286.8 | 286.8 | 286.8
50607 | MCM 375P | 80610 | NGL 375P | 138 | 138 | BC HYDRO | BC HYDRO | 1 | Closed | Line | NO | 0.00219 | 0.00549 | 0.00145 | 133.9 | 133.9 | 174
50603 | PPS 364P | 51769 | PPS 1B1 | 138 | 138 | BC HYDRO | BC HYDRO | 1 | Closed | Line | NO | 4e-05 | 0.0001 | 3e-05 | 69.3 | 69.3 | 118.3
50602 | BRN 384P | 51841 | PBL 384P | 138 | 138 | BC HYDRO | BC HYDRO | 1 | Closed | Line | NO | 0.02928 | 0.05832 | 0.01539 | 66.9 | 66.9 | 107.6
26065 | SCATERGD | 999965 | SCAAIR11 | 138 | 138 | LA BASIN | LA BASIN | 1 | Closed | Line | NO | 0.0004 | 0.0038 | 0.0009 | 234 | 277 | 234
18614 | BICENT | 18066 | WILSON | 138 | 138 | ZoneN5 | ZoneN5 | 1 | Closed | Line | NO | 0.00534 | 0.03104 | 0.01191 | 258.1 | 258.1 | 258.1
26065 | SCATERGD | 999964 | SCAAIR21 | 138 | 138 | LA BASIN | LA BASIN | 2 | Closed | Line | NO | 0.0004 | 0.0038 | 0.0009 | 234 | 277 | 234
26065 | SCATERGD | 26262 | SCA PS | 138 | 138 | LA BASIN | LA BASIN | E | Closed | Transformer | YES | 0 | 0.0002 | 0 | 500 | 500 | 500
18292 | ANTHEM | 18066 | WILSON | 138 | 138 | ZoneN5 | ZoneN5 | 1 | Closed | Line | NO | 0.00099 | 0.00582 | 0.00219 | 237.1 | 237.1 | 237.1
18087 | PEBBLE | 18066 | WILSON | 138 | 138 | ZoneN5 | ZoneN5 | 1 | Closed | Line | NO | 0.00191 | 0.01117 | 0.00424 | 237.1 | 237.1 | 237.1
18848 | CLARK W | 18064 | GRN VAL | 138 | 138 | ZoneN1 | ZoneN5 | 1 | Closed | Line | NO | 0.00171 | 0.0108 | 0.00368 | 237.1 | 237.1 | 237.1
18118 | WIGWAM | 18064 | GRN VAL | 138 | 138 | ZoneN5 | ZoneN5 | 1 | Closed | Line | NO | 0.00159 | 0.00933 | 0.00351 | 237.1 | 237.1 | 237.1
18063 | FAULKNER | 18118 | WIGWAM | 138 | 138 | ZoneN5 | ZoneN5 | 1 | Closed | Line | NO | 0.00178 | 0.01206 | 0.00347 | 237.1 | 237.1 | 237.1
18063 | FAULKNER | 18115 | WARMSPR | 138 | 138 | ZoneN5 | ZoneN5 | 1 | Closed | Line | NO | 0.00146 | 0.00851 | 0.00324 | 237.1 | 237.1 | 237.1
18063 | FAULKNER | 18066 | WILSON | 138 | 138 | ZoneN5 | ZoneN5 | 1 | Closed | Line | NO | 0.0039 | 0.02438 | 0.00817 | 237.1 | 237.1 | 237.1
18677 | SWENSON | 18062 | GARCES | 138 | 138 | ZoneN5 | ZoneN4 | 1 | Closed | Line | NO | 0.00235 | 0.01405 | 0.00512 | 237.1 | 237.1 | 237.1
18062 | GARCES | 18633 | COMMRCE | 138 | 138 | ZoneN4 | ZoneN4 | 1 | Closed | Line | NO | 0.00018 | 0.0011 | 0.00039 | 237.1 | 237.1 | 237.1
18632 | CACTUS | 18061 | TOLSON | 138 | 138 | ZoneN5 | ZoneN5 | 1 | Closed | Line | NO | 0.00071 | 0.00526 | 0.00475 | 255.8 | 255.8 | 255.8
50539 | MCM 138 | 50607 | MCM 375P | 138 | 138 | BC HYDRO | BC HYDRO | 1 | Closed | Line | NO | 5e-05 | 0.00013 | 3e-05 | 133.9 | 133.9 | 174
50538 | NGL 138 | 80610 | NGL 375P | 138 | 138 | BC HYDRO | BC HYDRO | 1 | Closed | Line | NO | 0.00298 | 0.00748 | 0.00198 | 133.9 | 133.9 | 174
50537 | TAY 138 | 80939 | SCX 138 | 138 | 138 | BC HYDRO | BC HYDRO | 1 | Closed | Line | NO | 0.01036 | 0.02597 | 0.00687 | 133.9 | 133.9 | 161.1
18087 | PEBBLE | 18061 | TOLSON | 138 | 138 | ZoneN5 | ZoneN5 | 1 | Closed | Line | NO | 0.00135 | 0.00793 | 0.00299 | 237.1 | 237.1 | 237.1
22831 | SYCAMORE | 22124 | CHCARITA | 138 | 138 | SDG&E Beach Cities | SDG&E Northeast | 1 | Closed | Line | NO | 0.00455 | 0.02387 | 0.01042 | 204 | 204 | 204
50537 | TAY 138 | 51639 | SEP 377P | 138 | 138 | BC HYDRO | BC HYDRO | 1 | Closed | Line | NO | 0.01723 | 0.04333 | 0.01143 | 137.4 | 150.4 | 171.6
50537 | TAY 138 | 51401 | SLO 367P | 138 | 138 | BC HYDRO | BC HYDRO | 1 | Closed | Line | NO | 0.00729 | 0.01829 | 0.00484 | 135 | 149.1 | 169.9
50536 | FBO 138 | 50538 | NGL 138 | 138 | 138 | BC HYDRO | BC HYDRO | 1 | Closed | Line | NO | 0.00109 | 0.00274 | 0.00073 | 133.9 | 133.9 | 174
50530 | TPY 138 | 50602 | BRN 384P | 138 | 138 | BC HYDRO | BC HYDRO | 1 | Closed | Line | NO | 0.06014 | 0.11987 | 0.03165 | 66.9 | 66.9 | 107.6
50530 | TPY 138 | 50531 | BAB 138 | 138 | 138 | BC HYDRO | BC HYDRO | 1 | Closed | Line | NO | 0.05452 | 0.10832 | 0.02851 | 66.9 | 66.9 | 71.7
50529 | MGP 138 | 50607 | MCM 375P | 138 | 138 | BC HYDRO | BC HYDRO | 1 | Closed | Line | NO | 0.00029 | 0.00072 | 0.00019 | 133.9 | 133.9 | 174
18059 | FORD | 18087 | PEBBLE | 138 | 138 | ZoneN5 | ZoneN5 | 1 | Closed | Line | NO | 0.00187 | 0.01081 | 0.00381 | 237.1 | 237.1 | 237.1
50528 | DAW 138 | 51579 | BMT 138 | 138 | 138 | BC HYDRO | BC HYDRO | 2 | Closed | Line | NO | 0.00293 | 0.02668 | 0.01164 | 233.5 | 251.7 | 286.8
50528 | DAW 138 | 51579 | BMT 138 | 138 | 138 | BC HYDRO | BC HYDRO | 1 | Closed | Line | NO | 0.00293 | 0.02668 | 0.01164 | 248.1 | 267.7 | 286.8
50527 | PPS 1B2 | 81815 | mid_81815 | 138 | 138 | BC HYDRO | BC HYDRO | 2 | Closed | TransformerWinding | YES | 0.03938 | 0.98371 | 0 | 14 | 17.5 | 17.7
50525 | BRN 138 | 50602 | BRN 384P | 138 | 138 | BC HYDRO | BC HYDRO | 1 | Closed | Line | NO | 0.00332 | 0.00658 | 0.00173 | 66.9 | 66.9 | 107.6
18067 | HAVEN | 18059 | FORD | 138 | 138 | ZoneN5 | ZoneN5 | 1 | Closed | Line | NO | 0.0012 | 0.00705 | 0.00265 | 237.1 | 237.1 | 237.1
50524 | PBL 138 | 51841 | PBL 384P | 138 | 138 | BC HYDRO | BC HYDRO | 1 | Closed | Line | NO | 0.00014 | 0.00027 | 7e-05 | 66.9 | 66.9 | 107.6
50523 | MWN 138 | 51063 | MWN 365P | 138 | 138 | BC HYDRO | BC HYDRO | 1 | Closed | Line | NO | 0.00816 | 0.01621 | 0.00426 | 66.9 | 66.9 | 107.6
50522 | MFE 138 | 51394 | PRS 138 | 138 | 138 | BC HYDRO | BC HYDRO | 1 | Closed | Line | NO | 0.00727 | 0.01534 | 0.00358 | 83.7 | 83.7 | 118.3
50521 | SVY 138 | 81779 | mid_81779 | 138 | 138 | BC HYDRO | BC HYDRO | 1 | Closed | TransformerWinding | YES | -0.00068 | -0.02386 | 0 | 66.7 | 66.7 | 79.2
50521 | SVY 138 | 81778 | mid_81778 | 138 | 138 | BC HYDRO | BC HYDRO | 2 | Closed | TransformerWinding | YES | -0.00067 | -0.02362 | 0 | 66.7 | 66.7 | 79.2
18084 | NWEST | 18058 | ELCAPTAN | 138 | 138 | ZoneN3 | ZoneN3 | 1 | Closed | Line | NO | 0.00452 | 0.02626 | 0.01008 | 237.1 | 237.1 | 237.1
50520 | GLN 138 | 81920 | mid_81920 | 138 | 138 | BC HYDRO | BC HYDRO | 4 | Closed | TransformerWinding | YES | 0.01238 | 0.30915 | 0 | 46.6 | 46.6 | 55.3
50520 | GLN 138 | 81919 | mid_81919 | 138 | 138 | BC HYDRO | BC HYDRO | 5 | Closed | TransformerWinding | YES | -0.00028 | -0.0098 | 0 | 168 | 168 | 200
50520 | GLN 138 | 81917 | mid_81917 | 138 | 230 | BC HYDRO | BC HYDRO | 11 | Closed | TransformerWinding | YES | -0.00033 | -0.0115 | 0 | 150 | 150 | 178
50520 | GLN 138 | 51841 | PBL 384P | 138 | 138 | BC HYDRO | BC HYDRO | 1 | Closed | Line | NO | 0.039 | 0.0777 | 0.02051 | 66.9 | 66.9 | 107.6
50519 | KDS 138 | 81878 | mid_81878 | 138 | 230 | BC HYDRO | BC HYDRO | 3 | Closed | TransformerWinding | YES | 5e-05 | 0.00172 | 0 | 168 | 168 | 200
50519 | KDS 138 | 81877 | mid_81877 | 138 | 138 | BC HYDRO | BC HYDRO | 4 | Closed | TransformerWinding | YES | -0.00052 | -0.01816 | 0 | 168 | 168 | 200
50519 | KDS 138 | 80220 | KDS 365P | 138 | 138 | BC HYDRO | BC HYDRO | 1 | Open | Line | NO | 0 | 3e-05 | 0 | 286.8 | 286.8 | 286.8
50519 | KDS 138 | 50522 | MFE 138 | 138 | 138 | BC HYDRO | BC HYDRO | 1 | Closed | Line | NO | 0.04959 | 0.10536 | 0.02455 | 121.9 | 121.9 | 145.8
50518 | FJN 138 | 81935 | mid_81935 | 138 | 138 | BC HYDRO | BC HYDRO | 2 | Closed | TransformerWinding | YES | 0.00923 | 0.23048 | 0 | 56 | 58.8 | 66.5
18635 | PROCYON | 18057 | MCDONLD | 138 | 138 | ZoneN3 | ZoneN6 | 1 | Closed | Line | NO | 0.001 | 0.00605 | 0.00233 | 428.3 | 428.3 | 428.3
50518 | FJN 138 | 81934 | mid_81934 | 138 | 138 | BC HYDRO | BC HYDRO | 3 | Closed | TransformerWinding | YES | 0.00917 | 0.22915 | 0 | 56 | 58.8 | 66.5
50518 | FJN 138 | 80778 | SBK 138 | 138 | 138 | BC HYDRO | BC HYDRO | 1 | Closed | Line | NO | 0.01037 | 0.0263 | 0.00678 | 137.2 | 150.4 | 170.9
50518 | FJN 138 | 51453 | FOX 364P | 138 | 138 | BC HYDRO | BC HYDRO | 1 | Closed | Line | NO | 0.02541 | 0.06353 | 0.01704 | 138.9 | 150.4 | 170.9
50518 | FJN 138 | 51401 | SLO 367P | 138 | 138 | BC HYDRO | BC HYDRO | 1 | Closed | Line | NO | 0.00279 | 0.00699 | 0.00185 | 135 | 150.4 | 170.9
50520 | GLN 138 | 81918 | mid_81918 | 138 | 138 | BC HYDRO | BC HYDRO | 6 | Closed | TransformerWinding | YES | 0.00868 | 0.21694 | 0 | 75 | 75 | 89.1
50518 | FJN 138 | 50535 | TXB 138 | 138 | 138 | BC HYDRO | BC HYDRO | 1 | Closed | Line | NO | 0.04677 | 0.11675 | 0.03124 | 124.3 | 124.3 | 155.4
50517 | GMS 138 | 81916 | mid_81916 | 138 | 138 | BC HYDRO | BC HYDRO | 11 | Closed | TransformerWinding | YES | -0.0001 | -0.00723 | 0 | 285 | 285 | 286.8
50521 | SVY 138 | 51063 | MWN 365P | 138 | 138 | BC HYDRO | BC HYDRO | 1 | Closed | Line | NO | 0.04894 | 0.09765 | 0.02581 | 68.4 | 92.7 | 119.3
50521 | SVY 138 | 81777 | mid_81777 | 138 | 138 | BC HYDRO | BC HYDRO | 3 | Closed | TransformerWinding | YES | -0.00076 | -0.02661 | 0 | 66.7 | 66.7 | 79.2
18057 | MCDONLD | 18090 | QUAIL | 138 | 138 | ZoneN6 | ZoneN5 | 1 | Closed | Line | NO | 0.00227 | 0.01318 | 0.00506 | 258.1 | 258.1 | 258.1
50517 | GMS 138 | 81915 | mid_81915 | 138 | 138 | BC HYDRO | BC HYDRO | 12 | Closed | TransformerWinding | YES | -0.0001 | -0.00723 | 0 | 285 | 285 | 286.8
50517 | GMS 138 | 50603 | PPS 364P | 138 | 138 | BC HYDRO | BC HYDRO | 1 | Closed | Line | NO | 0.00618 | 0.01543 | 0.00414 | 138.9 | 153.5 | 171.6
50522 | MFE 138 | 81083 | TBN 366P | 138 | 138 | BC HYDRO | BC HYDRO | 1 | Closed | Line | NO | 0.0049 | 0.01033 | 0.00241 | 63.3 | 63.3 | 105.2
50517 | GMS 138 | 50527 | PPS 1B2 | 138 | 138 | BC HYDRO | BC HYDRO | 1 | Closed | Line | NO | 0.00678 | 0.01699 | 0.0045 | 133.9 | 133.9 | 143.4
50517 | GMS 138 | 50526 | CWD 1B1 | 138 | 138 | BC HYDRO | BC HYDRO | 1 | Closed | Line | NO | 0.06476 | 0.1626 | 0.04312 | 140.6 | 143.4 | 143.4
18056 | DURANGO | 18117 | WESTSIDE | 138 | 138 | ZoneN6 | ZoneN3 | 1 | Closed | Line | NO | 0.00192 | 0.01113 | 0.00427 | 231.4 | 231.4 | 231.4
50526 | CWD 1B1 | 51301 | CWD 1B2 | 138 | 138 | BC HYDRO | BC HYDRO | 1 | Closed | Line | NO | 0 | 7e-05 | 0 | 143.4 | 143.4 | 143.4
18056 | DURANGO | 18086 | PEACE | 138 | 138 | ZoneN6 | ZoneN6 | 1 | Closed | Line | NO | 0.00149 | 0.00864 | 0.00332 | 258.1 | 258.1 | 258.1
50454 | WNR 138 | 80923 | WNR 381P | 138 | 138 | BC HYDRO | BC HYDRO | 1 | Closed | Line | NO | 1e-05 | 3e-05 | 1e-05 | 47.8 | 47.8 | 47.8
50453 | STW 138 | 81782 | mid_81782 | 138 | 138 | BC HYDRO | BC HYDRO | 3 | Closed | TransformerWinding | YES | 0.0387 | 0.96672 | 0 | 16.6 | 16.6 | 20
50528 | DAW 138 | 80944 | PLD 377P | 138 | 138 | BC HYDRO | BC HYDRO | 1 | Closed | Line | NO | 0.02927 | 0.07356 | 0.01945 | 137.4 | 150.4 | 171.6
50453 | STW 138 | 80923 | WNR 381P | 138 | 138 | BC HYDRO | BC HYDRO | 1 | Closed | Line | NO | 1e-05 | 3e-05 | 1e-05 | 11.9 | 11.9 | 11.9
50452 | AYH 138 | 51481 | AYH 387P | 138 | 138 | BC HYDRO | BC HYDRO | 1 | Closed | Line | NO | 4e-05 | 8e-05 | 2e-05 | 63.3 | 63.3 | 105.2
50452 | AYH 138 | 51111 | EWL 138 | 138 | 138 | BC HYDRO | BC HYDRO | 1 | Closed | Line | NO | 0.11605 | 0.23891 | 0.06036 | 102.8 | 102.8 | 130.3
50534 | FCC 138 | 81083 | TBN 366P | 138 | 138 | BC HYDRO | BC HYDRO | 1 | Closed | Line | NO | 0.00056 | 0.00119 | 0.00028 | 63.3 | 63.3 | 105.2
50451 | HML 138 | 81908 | mid_81908 | 138 | 138 | BC HYDRO | BC HYDRO | 1 | Closed | TransformerWinding | YES | 0.01749 | 0.43679 | 0 | 26.1 | 26.1 | 31
50451 | HML 138 | 81907 | mid_81907 | 138 | 138 | BC HYDRO | BC HYDRO | 2 | Closed | TransformerWinding | YES | 0.01749 | 0.43679 | 0 | 26.1 | 26.1 | 31
50450 | HUS 138 | 51007 | EQU 393P | 138 | 138 | BC HYDRO | BC HYDRO | 1 | Closed | Line | NO | 0.00202 | 0.00402 | 0.00106 | 38.2 | 38.2 | 38.2
50537 | TAY 138 | 80610 | NGL 375P | 138 | 138 | BC HYDRO | BC HYDRO | 1 | Closed | Line | NO | 0.00328 | 0.00823 | 0.00218 | 133.9 | 133.9 | 174
50450 | HUS 138 | 50530 | TPY 138 | 138 | 138 | BC HYDRO | BC HYDRO | 1 | Open | Line | NO | 0.04181 | 0.08305 | 0.02185 | 60.9 | 60.9 | 71.7
50450 | HUS 138 | 50451 | HML 138 | 138 | 138 | BC HYDRO | BC HYDRO | 1 | Closed | Line | NO | 0.15958 | 0.31864 | 0.08428 | 117.1 | 117.1 | 142.2
50449 | SRS 1B5 | 80178 | SRS 1B4 | 138 | 138 | BC HYDRO | BC HYDRO | 5 | Closed | Line | NO | 0 | 3e-05 | 0 | 286.8 | 286.8 | 286.8
50448 | HZN 138 | 80178 | SRS 1B4 | 138 | 138 | BC HYDRO | BC HYDRO | 1 | Closed | Line | NO | 0.0905 | 0.18001 | 0.04743 | 25.6 | 25.6 | 25.6
50447 | TKW 138 | 81770 | mid_81770 | 138 | 230 | BC HYDRO | BC HYDRO | 4 | Closed | TransformerWinding | YES | -0.00032 | -0.01133 | 0 | 168 | 168 | 200
18089 | POLARIS | 18054 | DECATUR | 138 | 138 | ZoneN5 | ZoneN6 | 1 | Closed | Line | NO | 0.00132 | 0.00776 | 0.00292 | 237.1 | 237.1 | 237.1
50447 | TKW 138 | 81769 | mid_81769 | 138 | 230 | BC HYDRO | BC HYDRO | 5 | Closed | TransformerWinding | YES | -0.00033 | -0.01172 | 0 | 168 | 168 | 200
50447 | TKW 138 | 50450 | HUS 138 | 138 | 138 | BC HYDRO | BC HYDRO | 1 | Closed | Line | NO | 0.02243 | 0.04454 | 0.01172 | 120.2 | 120.2 | 147.7
50447 | TKW 138 | 50449 | SRS 1B5 | 138 | 138 | BC HYDRO | BC HYDRO | 1 | Closed | Line | NO | 0.0519 | 0.10311 | 0.02714 | 57.4 | 57.4 | 57.4
50446 | SKA 138 | 81787 | mid_81787 | 138 | 287 | BC HYDRO | BC HYDRO | 6 | Closed | TransformerWinding | YES | -0.00014 | -0.00491 | 0 | 93 | 93 | 110
18054 | DECATUR | 18056 | DURANGO | 138 | 138 | ZoneN6 | ZoneN6 | 1 | Closed | Line | NO | 0.00208 | 0.01207 | 0.00463 | 258.1 | 258.1 | 258.1
50446 | SKA 138 | 51481 | AYH 387P | 138 | 138 | BC HYDRO | BC HYDRO | 1 | Closed | Line | NO | 0.05442 | 0.26107 | 0.06893 | 99.7 | 99.7 | 122.1
18053 | CRAIG | 18088 | PECOS | 138 | 138 | ZoneN4 | ZoneN3 | 1 | Closed | Line | NO | 0.00214 | 0.01253 | 0.00472 | 237.1 | 237.1 | 237.1
50379 | TM2 204P | 50726 | TMT 204P | 138 | 138 | BC HYDRO | BC HYDRO | 1 | Closed | Line | NO | 0.00044 | 0.00087 | 0.00023 | 117.8 | 117.8 | 143.4
50379 | TM2 204P | 50657 | TMT 138 | 138 | 138 | BC HYDRO | BC HYDRO | 1 | Closed | Line | NO | 0.00044 | 0.00087 | 0.00023 | 117.8 | 117.8 | 143.4
50379 | TM2 204P | 50380 | TM2 138 | 138 | 138 | BC HYDRO | BC HYDRO | 1 | Closed | Line | NO | 0.00025 | 0.0005 | 0.00013 | 117.8 | 117.8 | 143.4
18053 | CRAIG | 18077 | LVCOGEN | 138 | 138 | ZoneN4 | ZoneN1 | R1 | Closed | Line | NO | 0.00061 | 0.0037 | 0.00143 | 345.6 | 345.6 | 345.6
18052 | LEAVITT | 18610 | GILMORE | 138 | 138 | ZoneN3 | ZoneN3 | 1 | Closed | Line | NO | 0.00117 | 0.00713 | 0.00275 | 262.7 | 296.2 | 262.7
18052 | LEAVITT | 18081 | MILLER | 138 | 138 | ZoneN3 | ZoneN3 | 1 | Closed | Line | NO | 0.00103 | 0.00606 | 0.00228 | 237.1 | 237.1 | 237.1
18698 | SIL FLG | 18050 | COLDCREK | 138 | 138 | ZoneN3 | ZoneN3 | 1 | Closed | Line | NO | 0.01767 | 0.02465 | 0.00639 | 66.9 | 66.9 | 66.9
18050 | COLDCREK | 18091 | RADAR | 138 | 138 | ZoneN3 | ZoneN3 | 1 | Closed | Line | NO | 0.00392 | 0.00547 | 0.00142 | 66.9 | 66.9 | 66.9
18106 | STRIP | 18049 | CLAYMONT | 138 | 138 | ZoneN5 | ZoneN5 | 1 | Closed | Line | NO | 0.00103 | 0.00589 | 0.00225 | 250.5 | 258.1 | 250.5
18049 | CLAYMONT | 18104 | SPENCER | 138 | 138 | ZoneN5 | ZoneN5 | 1 | Closed | Line | NO | 0.00045 | 0.00262 | 0.00099 | 237.1 | 237.1 | 237.1
18049 | CLAYMONT | 18094 | RUSSELL | 138 | 138 | ZoneN5 | ZoneN5 | 1 | Closed | Line | NO | 0.00304 | 0.01784 | 0.00671 | 237.1 | 237.1 | 237.1
26091 | HARBOR | 26019 | HARB 1 HI | 138 | 138 | LA BASIN | LA BASIN | A | Closed | Line | NO | 6e-05 | 0.00039 | 0.00414 | 920 | 1056 | 920
26016 | HALLDALE-W | 26260 | HALLDALE-C | 138 | 138 | LA BASIN | LA BASIN | 1 | Closed | Line | NO | 0 | 0.0001 | 0 | 129 | 129 | 129
18604 | CNCOURS | 18048 | CLARK | 138 | 138 | ZoneN4 | ZoneN1 | 1 | Closed | Line | NO | 0.00284 | 0.01664 | 0.00626 | 237.1 | 237.1 | 237.1
26016 | HALLDALE-W | 26259 | HAL ADUM | 138 | 138 | LA BASIN | LA SUB-TRANS | A | Closed | Transformer | YES | 0.01072 | 0.0135 | 0 | 60 | 60 | 60
26096 | TAP 2 | 26016 | HALLDALE-W | 138 | 138 | LA BASIN | LA BASIN | 1 | Closed | Line | NO | 0.00128 | 0.00503 | 0.0011 | 132 | 206 | 132
18048 | CLARK | 18104 | SPENCER | 138 | 138 | ZoneN1 | ZoneN5 | 2 | Closed | Line | NO | 0.00303 | 0.01774 | 0.00668 | 237.1 | 237.1 | 237.1
999962 | FAIGRA12 | 26014 | GRAMERC1 | 138 | 138 | LA BASIN | LA BASIN | 1 | Closed | Line | NO | 0.00114 | 0.00872 | 0.1563 | 209 | 309 | 209
999960 | FAIGRA22 | 26014 | GRAMERC1 | 138 | 138 | LA BASIN | LA BASIN | 2 | Closed | Line | NO | 0.00114 | 0.00872 | 0.1563 | 209 | 309 | 209
999949 | TAPGRA11 | 26014 | GRAMERC1 | 138 | 138 | LA BASIN | LA BASIN | 1 | Closed | Line | NO | 0.00046 | 0.00265 | 0.04092 | 185 | 229 | 185
18048 | CLARK | 18104 | SPENCER | 138 | 138 | ZoneN1 | ZoneN5 | 1 | Closed | Line | NO | 0.00303 | 0.01774 | 0.00668 | 237.1 | 237.1 | 237.1
999948 | TAPGRA11 | 26014 | GRAMERC1 | 138 | 138 | LA BASIN | LA BASIN | 1 | Closed | Line | NO | 0.00046 | 0.00265 | 0.04092 | 182 | 229 | 182
26069 | CNTURY | 26014 | GRAMERC1 | 138 | 138 | LA BASIN | LA BASIN | 2 | Closed | Line | NO | 0.00228 | 0.01391 | 0.00328 | 182 | 287 | 182
18048 | CLARK | 18094 | RUSSELL | 138 | 138 | ZoneN1 | ZoneN5 | 1 | Closed | Line | NO | 0.00125 | 0.00732 | 0.00276 | 237.1 | 237.1 | 237.1
26069 | CNTURY | 26014 | GRAMERC1 | 138 | 138 | LA BASIN | LA BASIN | 1 | Closed | Line | NO | 0.00228 | 0.01391 | 0.00328 | 182 | 287 | 182
18049 | CLAYMONT | 18048 | CLARK | 138 | 138 | ZoneN5 | ZoneN1 | 2 | Closed | Line | NO | 0.00353 | 0.0207 | 0.00779 | 237.1 | 237.1 | 237.1
18047 | CHEYENNE | 18609 | LONEMTN | 138 | 138 | ZoneN3 | ZoneN3 | 1 | Closed | Line | NO | 0.00127 | 0.00741 | 0.0028 | 237.1 | 237.1 | 237.1
18114 | VEGAS | 18047 | CHEYENNE | 138 | 138 | ZoneN3 | ZoneN3 | 1 | Closed | Line | NO | 0.00311 | 0.01809 | 0.00694 | 258.1 | 258.1 | 258.1
18047 | CHEYENNE | 18058 | ELCAPTAN | 138 | 138 | ZoneN3 | ZoneN3 | 1 | Closed | Line | NO | 0.0019 | 0.01103 | 0.00423 | 258.1 | 258.1 | 258.1
999835 | VL_KAN11 | 999834 | VL_KAN12 | 138 | 138 | UES (Nogales) | UES (Nogales) | 1 | Open | Line | NO | 0.00091 | 0.00541 | 0.00208 | 211 | 211 | 211
18045 | CANYON | 18698 | SIL FLG | 138 | 138 | ZoneN3 | ZoneN3 | 1 | Closed | Line | NO | 0.0125 | 0.01744 | 0.00452 | 66.9 | 66.9 | 66.9
18045 | CANYON | 18102 | SNOW MTN | 138 | 138 | ZoneN3 | ZoneN3 | 1 | Closed | Line | NO | 0.01947 | 0.02716 | 0.00704 | 66.9 | 66.9 | 66.9
18044 | CAESARS | 18295 | VNETIAN | 138 | 138 | ZoneN5 | ZoneN5 | 1 | Closed | Line | NO | 0.00066 | 0.00442 | 0.00272 | 203.6 | 224.9 | 203.6
50302 | BKP 210P | 80932 | BAR 210P | 138 | 138 | BC HYDRO | BC HYDRO | 1 | Closed | Line | NO | 0.0417 | 0.0839 | 0.02236 | 117.8 | 117.8 | 143.4
50302 | BKP 210P | 80931 | HFY 210P | 138 | 138 | BC HYDRO | BC HYDRO | 1 | Closed | Line | NO | 0.016 | 0.03217 | 0.00857 | 117.8 | 117.8 | 143.4
50302 | BKP 210P | 50335 | BKP 138 | 138 | 138 | BC HYDRO | BC HYDRO | 1 | Closed | Line | NO | 0.00157 | 0.00312 | 0.00082 | 60.7 | 60.7 | 116.6
50259 | KPS 251P | 50729 | PRI 251P | 138 | 138 | BC HYDRO | BC HYDRO | 1 | Closed | Line | NO | 0.02489 | 0.14573 | 0.03733 | 117.1 | 117.1 | 149.9
50259 | KPS 251P | 50653 | NIC 138 | 138 | 138 | BC HYDRO | BC HYDRO | 1 | Closed | Line | NO | 0.01176 | 0.08155 | 0.02082 | 117.1 | 117.1 | 149.9
18044 | CAESARS | 18054 | DECATUR | 138 | 138 | ZoneN5 | ZoneN6 | 1 | Closed | Line | NO | 0.00141 | 0.00824 | 0.00284 | 237.1 | 237.1 | 237.1
50259 | KPS 251P | 50269 | KPS 138 | 138 | 138 | BC HYDRO | BC HYDRO | 1 | Closed | Line | NO | 0.02951 | 0.06226 | 0.01453 | 117.1 | 117.1 | 149.9
18848 | CLARK W | 18043 | CABANA | 138 | 138 | ZoneN1 | ZoneN5 | 1 | Closed | Line | NO | 0.00129 | 0.00783 | 0.00302 | 286.8 | 286.8 | 286.8
18119 | WINTERWD | 18043 | CABANA | 138 | 138 | ZoneN4 | ZoneN5 | 1 | Closed | Line | NO | 0.00151 | 0.00878 | 0.00337 | 258.1 | 258.1 | 258.1
18087 | PEBBLE | 18042 | BURNHAM | 138 | 138 | ZoneN5 | ZoneN5 | 2 | Closed | Line | NO | 0.00112 | 0.00649 | 0.00229 | 237.1 | 237.1 | 237.1
18087 | PEBBLE | 18042 | BURNHAM | 138 | 138 | ZoneN5 | ZoneN5 | 1 | Closed | Line | NO | 0.00114 | 0.00667 | 0.00251 | 237.1 | 237.1 | 237.1
18101 | REGENA | 18041 | SKELTON | 138 | 138 | ZoneN5 | ZoneN3 | 1 | Closed | Line | NO | 0.00115 | 0.00669 | 0.00257 | 247.4 | 247.4 | 247.4
18072 | IRONMTN | 18041 | SKELTON | 138 | 138 | ZoneN3 | ZoneN3 | 1 | Closed | Line | NO | 0.0026 | 0.0151 | 0.00579 | 258.1 | 258.1 | 258.1
18037 | BELAGIO | 18623 | SINATRA | 138 | 138 | ZoneN5 | ZoneN5 | 1 | Closed | Line | NO | 0.00028 | 0.00197 | 0 | 214.9 | 236.9 | 214.9
18037 | BELAGIO | 18089 | POLARIS | 138 | 138 | ZoneN5 | ZoneN5 | 1 | Closed | Line | NO | 0.00049 | 0.00275 | 0.0005 | 210.6 | 232.1 | 210.6
999961 | FAIGRA11 | 999962 | FAIGRA12 | 138 | 138 | LA BASIN | LA BASIN | 1 | Closed | Line | NO | 0.00268 | 0.01643 | 0.00393 | 182 | 288 | 182
18035 | ARTESIAN | 18119 | WINTERWD | 138 | 138 | ZoneN4 | ZoneN4 | 1 | Closed | Line | NO | 0.00336 | 0.01968 | 0.00741 | 237.1 | 237.1 | 237.1
18103 | LINCOLN | 18035 | ARTESIAN | 138 | 138 | ZoneN4 | ZoneN4 | 1 | Closed | Line | NO | 0.00267 | 0.01624 | 0.00627 | 382.4 | 382.4 | 382.4
18034 | ARDEN | 18695 | CAMERO | 138 | 138 | ZoneN6 | ZoneN3 | 1 | Closed | Line | NO | 0.00172 | 0.01046 | 0.00403 | 428.3 | 428.3 | 428.3
18686 | MTNEDGE | 18034 | ARDEN | 138 | 138 | ZoneN6 | ZoneN6 | 1 | Closed | Line | NO | 0.00108 | 0.00659 | 0.00254 | 428.3 | 428.3 | 428.3
18034 | ARDEN | 18652 | FRIAS | 138 | 138 | ZoneN6 | ZoneN6 | 1 | Closed | Line | NO | 0.00044 | 0.00322 | 0.00286 | 258.1 | 258.1 | 258.1
18034 | ARDEN | 18067 | HAVEN | 138 | 138 | ZoneN6 | ZoneN5 | 1 | Closed | Line | NO | 0.00264 | 0.01549 | 0.00583 | 237.1 | 237.1 | 237.1
18033 | MAGNOLIA | 180595 | LARSON | 138 | 138 | ZoneN4 | ZoneN4 | 2 | Closed | Line | NO | 0.00149 | 0.00864 | 0.00332 | 258.1 | 258.1 | 258.1
18033 | MAGNOLIA | 180595 | LARSON | 138 | 138 | ZoneN4 | ZoneN4 | 1 | Closed | Line | NO | 0.00149 | 0.00864 | 0.00332 | 258.1 | 258.1 | 258.1
50662 | LU2 1B2 | 50828 | LU2 1B1 | 138 | 138 | BC HYDRO | BC HYDRO | 23 | Closed | Line | NO | 0 | 3e-05 | 0 | 191.2 | 191.2 | 191.2
623612 | ALKALI CREEK | 97936 | mid_97936 | 161 | 230 | BILLINGS_MT | BILLINGS_MT | 1 | Closed | TransformerWinding | YES | 0 | -0.00856 | 0 | 200 | 220 | 220
631080 | VERONA | 632008 | GTF WAPA | 161 | 161 | NOGF_WAUW | NOGF_WAUW | 1 | Closed | Line | NO | 0.04825 | 0.23447 | 0.0984 | 84 | 92 | 84
631050 | HAVRE WAPA | 631080 | VERONA | 161 | 161 | NOGF_WAUW | NOGF_WAUW | 1 | Closed | Line | NO | 0.01169 | 0.0928 | 0.04203 | 84 | 92 | 84
631040 | HARLEM AUTO | 631050 | HAVRE WAPA | 161 | 161 | NOGF_WAUW | NOGF_WAUW | 1 | Closed | Line | NO | 0.02287 | 0.16079 | 0.07263 | 112 | 123 | 112
631030 | MALTA AUTO | 631040 | HARLEM AUTO | 161 | 161 | NOGF_WAUW | NOGF_WAUW | 1 | Closed | Line | NO | 0.02118 | 0.14892 | 0.06762 | 112 | 123 | 112
631010 | RICH COULEE | 631030 | MALTA AUTO | 161 | 161 | NOGF_WAUW | NOGF_WAUW | 1 | Closed | Line | NO | 0.02198 | 0.15455 | 0.06981 | 112 | 123 | 112
631000 | FTPK-W5 | 631010 | RICH COULEE | 161 | 161 | NOGF_WAUW | NOGF_WAUW | 1 | Closed | Line | NO | 0.01242 | 0.08736 | 0.03946 | 112 | 123 | 112
629078 | MSL MILLERCK | 629183 | HAMILTONHGTS | 161 | 161 | MISSOULA_MT | MISSOULA_MT | B | Closed | Line | NO | 0.02886 | 0.11993 | 0.05709 | 167.3 | 203.6 | 167.3
629078 | MSL MILLERCK | 629080 | BONNER | 161 | 161 | MISSOULA_MT | MISSOULA_MT | 1 | Closed | Line | NO | 0.01097 | 0.04503 | 0.02197 | 167.3 | 203.6 | 167.3
629047 | MSL TARGTRNG | 629078 | MSL MILLERCK | 161 | 161 | MISSOULA_MT | MISSOULA_MT | 1 | Closed | Line | NO | 0.00314 | 0.01242 | 0.00655 | 167.3 | 203.6 | 167.3
629003 | KERR A | 629005 | KERR B | 161 | 161 | MISSOULA_MT | MISSOULA_MT | 1 | Open | Line | NO | 0 | 0.00029 | 0 | 203.6 | 203.6 | 203.6
629002 | RATTLESNAKE | 629109 | MSL RESERVST | 161 | 161 | MISSOULA_MT | MISSOULA_MT | 1 | Closed | Line | NO | 0.00491 | 0.01942 | 0.01023 | 167.3 | 203.6 | 167.3
629002 | RATTLESNAKE | 629005 | KERR B | 161 | 161 | MISSOULA_MT | MISSOULA_MT | B | Closed | Line | NO | 0.04084 | 0.16974 | 0.08077 | 203.6 | 203.6 | 203.6
629002 | RATTLESNAKE | 629003 | KERR A | 161 | 161 | MISSOULA_MT | MISSOULA_MT | A | Closed | Line | NO | 0.0399 | 0.1751 | 0.07665 | 186.8 | 186.8 | 186.8
626180 | ENNIS AUTO | 626182 | BRADLEYCREEK | 161 | 161 | BOZEMAN_MT | BOZEMAN_MT | 1 | Closed | Line | NO | 0.01043 | 0.04302 | 0.02082 | 167.3 | 203.6 | 167.3
626128 | BZM JCKRABIT | 626182 | BRADLEYCREEK | 161 | 161 | BOZEMAN_MT | BOZEMAN_MT | 1 | Closed | Line | NO | 0.01987 | 0.08193 | 0.03962 | 203.6 | 203.6 | 203.6
626123 | BELGRADEWEST | 626128 | BZM JCKRABIT | 161 | 161 | BOZEMAN_MT | BOZEMAN_MT | 1 | Closed | Line | NO | 0.00661 | 0.02469 | 0.0146 | 203.6 | 203.6 | 203.6
626079 | BZM WESTSIDE | 626128 | BZM JCKRABIT | 161 | 161 | BOZEMAN_MT | BOZEMAN_MT | 1 | Closed | Line | NO | 0.00437 | 0.01747 | 0.00902 | 203.6 | 203.6 | 203.6
626069 | BIGTIMBER AT | 626161 | LOWERDUK PEC | 161 | 161 | BOZEMAN_MT | BOZEMAN_MT | 1 | Closed | Line | NO | 0.01096 | 0.04608 | 0.02238 | 203.6 | 203.6 | 203.6
626068 | BZM EGALLATN | 626079 | BZM WESTSIDE | 161 | 161 | BOZEMAN_MT | BOZEMAN_MT | 1 | Closed | Line | NO | 0.00349 | 0.01359 | 0.0074 | 203.6 | 203.6 | 203.6
626002 | CLYDE PARK | 626204 | WILSALL | 161 | 161 | BOZEMAN_MT | BOZEMAN_MT | 1 | Closed | Line | NO | 0.00861 | 0.03567 | 0.01707 | 230.9 | 230.9 | 230.9
626002 | CLYDE PARK | 626068 | BZM EGALLATN | 161 | 161 | BOZEMAN_MT | BOZEMAN_MT | A | Closed | Line | NO | 0.01967 | 0.08174 | 0.03889 | 167.3 | 203.6 | 167.3
626001 | THREE RIVERS | 626123 | BELGRADEWEST | 161 | 161 | BOZEMAN_MT | BOZEMAN_MT | 1 | Closed | Line | NO | 0.01439 | 0.05478 | 0.03122 | 203.6 | 203.6 | 203.6
626001 | THREE RIVERS | 626002 | CLYDE PARK | 161 | 161 | BOZEMAN_MT | BOZEMAN_MT | 1 | Closed | Line | NO | 0.03524 | 0.14646 | 0.06969 | 167.3 | 203.6 | 167.3
623111 | COLUMBS-RPLJ | 626163 | BIGTMBRWINDT | 161 | 161 | BILLINGS_MT | BOZEMAN_MT | 1 | Closed | Line | NO | 0.01365 | 0.05673 | 0.02699 | 203.6 | 203.6 | 203.6
623111 | COLUMBS-RPLJ | 623612 | ALKALI CREEK | 161 | 161 | BILLINGS_MT | BILLINGS_MT | 1 | Closed | Line | NO | 0.02343 | 0.09739 | 0.04634 | 203.6 | 203.6 | 203.6
623005 | BLG RIMROCK | 623004 | PHSHFT RIMRK | 161 | 161 | BILLINGS_MT | BILLINGS_MT | PS | Closed | Transformer | YES | 0 | 0.07117 | 0 | 100 | 100 | 100
621025 | BTE MHD | 621084 | BASINCREEKGN | 161 | 161 | BUTTE_MT | BUTTE_MT | 1 | Closed | Line | NO | 0.00021 | 0.00086 | 0.00041 | 203.6 | 203.6 | 203.6
621004 | DILLONSALMON | 621251 | APEX_CS1 | 161 | 161 | BUTTE_MT | BUTTE_MT | 1 | Closed | Line | NO | 0.00032 | 0.00134 | 0.00153 | 253 | 253 | 253
621004 | DILLONSALMON | 621053 | DELL VEC | 161 | 161 | BUTTE_MT | BUTTE_MT | 1 | Closed | Line | NO | 0.04153 | 0.12414 | 0.05751 | 165.6 | 165.6 | 165.6
621003 | SOUTH BUTTE | 621100 | ASIMI | 161 | 161 | BUTTE_MT | BUTTE_MT | B | Closed | Line | NO | 0.00889 | 0.03673 | 0.01768 | 203.6 | 203.6 | 203.6
621003 | SOUTH BUTTE | 621025 | BTE MHD | 161 | 161 | BUTTE_MT | BUTTE_MT | A | Closed | Line | NO | 0.00218 | 0.00909 | 0.00433 | 203.6 | 203.6 | 203.6
621002 | MILL CREEK | 629080 | BONNER | 161 | 161 | BUTTE_MT | MISSOULA_MT | A | Closed | Line | NO | 0.06152 | 0.26938 | 0.11826 | 165.8 | 186.8 | 165.8
621002 | MILL CREEK | 621100 | ASIMI | 161 | 161 | BUTTE_MT | BUTTE_MT | B | Closed | Line | NO | 0.00996 | 0.04116 | 0.01983 | 203.6 | 203.6 | 203.6
621002 | MILL CREEK | 621100 | ASIMI | 161 | 161 | BUTTE_MT | BUTTE_MT | A | Closed | Line | NO | 0.01011 | 0.04176 | 0.02012 | 203.6 | 203.6 | 203.6
621002 | MILL CREEK | 621004 | DILLONSALMON | 161 | 161 | BUTTE_MT | BUTTE_MT | 1 | Closed | Line | NO | 0.064 | 0.19108 | 0.08861 | 165 | 165 | 165
629002 | RATTLESNAKE | 97897 | mid_97897 | 161 | 161 | MISSOULA_MT | MISSOULA_MT | 1 | Closed | TransformerWinding | YES | 0 | 0.06179 | 0 | 150 | 165 | 150
631000 | FTPK-W5 | 99060 | mid_99060 | 161 | 161 | NOGF_WAUW | NOGF_WAUW | 1 | Closed | TransformerWinding | YES | 0.00081 | 0.06517 | 0 | 200 | 250 | 200
631030 | MALTA AUTO | 99058 | mid_99058 | 161 | 161 | NOGF_WAUW | NOGF_WAUW | 1 | Closed | TransformerWinding | YES | 0 | 0.40013 | 0 | 20 | 22 | 20
631040 | HARLEM AUTO | 99057 | mid_99057 | 161 | 161 | NOGF_WAUW | NOGF_WAUW | 1 | Closed | TransformerWinding | YES | 0 | 0.38141 | 0 | 20 | 22 | 20
632004 | ASSINIBOINE | 99055 | mid_99055 | 161 | 161 | NOGF_WAUW | NOGF_WAUW | 1 | Closed | TransformerWinding | YES | 0 | 0.41967 | 0 | 25 | 28.8 | 25
621002 | MILL CREEK | 97995 | mid_97995 | 161 | 230 | BUTTE_MT | BUTTE_MT | 3 | Closed | TransformerWinding | YES | 5e-05 | 0.00057 | 0 | 500 | 625 | 625
621002 | MILL CREEK | 97994 | mid_97994 | 161 | 230 | BUTTE_MT | BUTTE_MT | 4 | Closed | TransformerWinding | YES | 4e-05 | 0.00874 | 0 | 500 | 625 | 625
621003 | SOUTH BUTTE | 97991 | mid_97991 | 161 | 161 | BUTTE_MT | BUTTE_MT | 1 | Closed | TransformerWinding | YES | 0 | 0.0836 | 0 | 125 | 125 | 62.5
621004 | DILLONSALMON | 97988 | mid_97988 | 161 | 161 | BUTTE_MT | BUTTE_MT | 3 | Closed | TransformerWinding | YES | 0.00235 | 0.22135 | 0 | 50 | 57.5 | 50
621004 | DILLONSALMON | 97987 | mid_97987 | 161 | 161 | BUTTE_MT | BUTTE_MT | 4 | Closed | TransformerWinding | YES | 0.00223 | 0.21743 | 0 | 50 | 57.5 | 50
621251 | APEX_CS1 | 97981 | mid_97981 | 161 | 161 | BUTTE_MT | BUTTE_MT | 1 | Closed | TransformerWinding | YES | 0.00166 | 0.08521 | 0 | 88 | 88 | 0
626002 | CLYDE PARK | 97919 | mid_97919 | 161 | 161 | BOZEMAN_MT | BOZEMAN_MT | 1 | Closed | TransformerWinding | YES | 0 | 0.22179 | 0 | 50 | 57.5 | 50
24017 | BLYTHESC | 24035 | EAGLEMTN | 161 | 161 | MWD Colorado River Aqueduct | MWD Colorado River Aqueduct | 1 | Closed | Line | NO | 0.0559 | 0.1651 | 0.0694 | 169 | 202 | 169
623612 | ALKALI CREEK | 97933 | mid_97933 | 161 | 161 | BILLINGS_MT | BILLINGS_MT | 1 | Closed | TransformerWinding | YES | 0 | 0.2202 | 0 | 25 | 25 | 25
623612 | ALKALI CREEK | 97932 | mid_97932 | 161 | 161 | BILLINGS_MT | BILLINGS_MT | 2 | Closed | TransformerWinding | YES | 0 | 0.2196 | 0 | 25 | 25 | 25
626001 | THREE RIVERS | 97920 | mid_97920 | 161 | 161 | BOZEMAN_MT | BOZEMAN_MT | 2 | Closed | TransformerWinding | YES | 0 | 0.04581 | 0 | 200 | 200 | 200
626204 | WILSALL | 97907 | mid_97907 | 161 | 230 | BOZEMAN_MT | BOZEMAN_MT | 1 | Closed | TransformerWinding | YES | 0 | -0.007 | 0 | 150 | 180 | 180
626204 | WILSALL | 97906 | mid_97906 | 161 | 230 | BOZEMAN_MT | BOZEMAN_MT | 2 | Closed | TransformerWinding | YES | 0 | -0.00706 | 0 | 150 | 180 | 180
626163 | BIGTMBRWINDT | 97905 | mid_97905 | 161 | 161 | BOZEMAN_MT | BOZEMAN_MT | 1 | Closed | TransformerWinding | YES | 0.02366 | 0.49944 | 0 | 30 | 30 | 30
626180 | ENNIS AUTO | 97903 | mid_97903 | 161 | 161 | BOZEMAN_MT | BOZEMAN_MT | 2 | Closed | TransformerWinding | YES | 0 | 0.28506 | 0 | 25 | 25 | 25
629002 | RATTLESNAKE | 97896 | mid_97896 | 161 | 161 | MISSOULA_MT | MISSOULA_MT | 2 | Closed | TransformerWinding | YES | 0 | 0.05582 | 0 | 150 | 165 | 150
629002 | RATTLESNAKE | 97895 | mid_97895 | 161 | 161 | MISSOULA_MT | MISSOULA_MT | 3 | Closed | TransformerWinding | YES | 0 | 0.03334 | 0 | 391.7 | 430.8 | 391.7
629003 | KERR A | 97894 | mid_97894 | 161 | 161 | MISSOULA_MT | MISSOULA_MT | A | Closed | TransformerWinding | YES | 9e-05 | 0.05722 | 0 | 200 | 240 | 200
629005 | KERR B | 97893 | mid_97893 | 161 | 161 | MISSOULA_MT | MISSOULA_MT | B | Closed | TransformerWinding | YES | 6e-05 | 0.05681 | 0 | 200 | 240 | 200
623612 | ALKALI CREEK | 97935 | mid_97935 | 161 | 230 | BILLINGS_MT | BILLINGS_MT | 2 | Closed | TransformerWinding | YES | 0 | -0.00844 | 0 | 200 | 220 | 220
626180 | ENNIS AUTO | 97904 | mid_97904 | 161 | 161 | BOZEMAN_MT | BOZEMAN_MT | 1 | Closed | TransformerWinding | YES | 0 | 0.28356 | 0 | 25 | 25 | 25
623005 | BLG RIMROCK | 97967 | mid_97967 | 161 | 161 | BILLINGS_MT | BILLINGS_MT | 3 | Closed | TransformerWinding | YES | 0 | 0.22953 | 0 | 37.5 | 41.3 | 37.5
623005 | BLG RIMROCK | 97966 | mid_97966 | 161 | 161 | BILLINGS_MT | BILLINGS_MT | 4 | Closed | TransformerWinding | YES | 0 | 0.22418 | 0 | 37.5 | 37.5 | 37.5
621003 | SOUTH BUTTE | 97986 | mid_97986 | 161 | 230 | BUTTE_MT | BUTTE_MT | 4 | Closed | TransformerWinding | YES | 0.00019 | -0.00423 | 0 | 400 | 400 | 0
621251 | APEX_CS1 | 97980 | mid_97980 | 161 | 161 | BUTTE_MT | BUTTE_MT | 1 | Closed | TransformerWinding | YES | 0.00166 | 0.08521 | 0 | 88 | 88 | 0
632004 | ASSINIBOINE | 99054 | mid_99054 | 161 | 161 | NOGF_WAUW | NOGF_WAUW | 2 | Closed | TransformerWinding | YES | 0 | 0.41337 | 0 | 28 | 32.2 | 28
621002 | MILL CREEK | 97992 | mid_97992 | 161 | 161 | BUTTE_MT | BUTTE_MT | 2 | Closed | TransformerWinding | YES | 0.00021 | 0.06311 | 0 | 125 | 150 | 125
631050 | HAVRE WAPA | 99056 | mid_99056 | 161 | 161 | NOGF_WAUW | NOGF_WAUW | 1 | Closed | TransformerWinding | YES | 0.01239 | 0.07056 | 0 | 75 | 93.8 | 75
631010 | RICH COULEE | 99059 | mid_99059 | 161 | 161 | NOGF_WAUW | NOGF_WAUW | 1 | Closed | TransformerWinding | YES | -0.01228 | 0.34606 | 0 | 20 | 22 | 20
21807 | AVE58TP2 | 21808 | CVSUB161 | 161 | 161 | IID Coachella Valley Area | IID Coachella Valley Area | 1 | Closed | Line | NO | 0.00542 | 0.01995 | 0.00931 | 175 | 196 | 175
21805 | AVE58 | 21807 | AVE58TP2 | 161 | 161 | IID Coachella Valley Area | IID Coachella Valley Area | 1 | Closed | Line | NO | 0.00433 | 0.03095 | 0.01673 | 175 | 196 | 175
21805 | AVE58 | 21806 | AVE58TP1 | 161 | 161 | IID Coachella Valley Area | IID Coachella Valley Area | 1 | Closed | Line | NO | 0.00448 | 0.03353 | 0.01653 | 175 | 196 | 175
21331 | EC161_SS | 21806 | AVE58TP1 | 161 | 161 | IID Imperial Valley Area | IID Coachella Valley Area | 1 | Closed | Line | NO | 0.05916 | 0.21974 | 0.10167 | 175 | 196 | 175
21204 | ARKANSAS_SS | 21212 | ARKANSAS | 161 | 161 | IID Imperial Valley Area | IID Imperial Valley Area | 1 | Closed | Line | NO | 0 | 0.0004 | 0 | 72 | 72 | 72
21331 | EC161_SS | 21203 | ALHAMBRA_SS | 161 | 161 | IID Imperial Valley Area | IID Imperial Valley Area | 1 | Closed | Line | NO | 0.01952 | 0.07217 | 0.03224 | 167 | 196 | 167
21203 | ALHAMBRA_SS | 21211 | ALHAMBRA | 161 | 161 | IID Imperial Valley Area | IID Imperial Valley Area | 1 | Closed | Line | NO | 0 | 0.0004 | 0 | 72 | 72 | 72
69513 | JOLLYHILL | 69524 | MEADOWCK | 161 | 161 | ID NPC | ID NPC | 1 | Closed | Line | NO | 0.00358 | 0.01916 | 0.01119 | 237 | 263 | 237
21204 | ARKANSAS_SS | 21203 | ALHAMBRA_SS | 161 | 161 | IID Imperial Valley Area | IID Imperial Valley Area | 1 | Closed | Line | NO | 0.00293 | 0.01083 | 0.00484 | 175 | 196 | 175
67512 | WOLVERIN | 69513 | JOLLYHILL | 161 | 161 | ID NPC | ID NPC | 1 | Closed | Line | NO | 0.00355 | 0.01903 | 0.01111 | 237 | 263 | 237
21331 | EC161_SS | 21059 | PILOT_KNB161 | 161 | 161 | IID Imperial Valley Area | IID Imperial Valley Area | 1 | Closed | Line | NO | 0.0515 | 0.1775 | 0.0782 | 160 | 178 | 160
21072 | YUCCA161 | 21059 | PILOT_KNB161 | 161 | 161 | IID Imperial Valley Area | IID Imperial Valley Area | 1 | Closed | Line | NO | 0.00125 | 0.00464 | 0.00205 | 135 | 150 | 135
21047 | NILAND161 | 21808 | CVSUB161 | 161 | 161 | IID Imperial Valley Area | IID Coachella Valley Area | 1 | Closed | Line | NO | 0.0442 | 0.167 | 0.0738 | 167 | 196 | 167
21204 | ARKANSAS_SS | 21047 | NILAND161 | 161 | 161 | IID Imperial Valley Area | IID Imperial Valley Area | 1 | Closed | Line | NO | 0.00892 | 0.03298 | 0.01473 | 167 | 196 | 167
21331 | EC161_SS | 21025 | ELCENTSW | 161 | 230 | IID Imperial Valley Area | IID Imperial Valley Area | 1 | Closed | Transformer | YES | 0.00225 | 0.10442 | 0 | 225 | 293 | 225
66465 | SWAN VLY | 66470 | SWAN VLY | 161 | 115 | ID BPA | ID BPA | 1 | Closed | Transformer | YES | 0.00053 | 0.033 | 0 | 185.6 | 236.5 | 268.3
66430 | SUGARMIL | 66433 | PAINE TAP | 161 | 161 | ID NPC | ID NPC | 1 | Closed | Line | NO | 0.00268 | 0.02807 | 0.00756 | 339 | 400 | 400
66430 | SUGARMIL | 66431 | AMMON | 161 | 161 | ID NPC | ID NPC | 2 | Closed | Line | NO | 0.00266 | 0.02379 | 0.0124 | 339 | 400 | 400
20212 | ENT-FEV | 20491 | GTW-161 | 161 | 161 | ZoneMX | ZoneMX | 1 | Closed | Line | NO | 0.0006 | 0.0033 | 0.0017 | 223 | 245.3 | 223
20212 | ENT-FEV | 20213 | FEV-161 | 161 | 161 | ZoneMX | ZoneMX | 1 | Closed | Line | NO | 0.0006 | 0.0033 | 0.0017 | 223 | 245.3 | 223
20179 | RZC-161 | 20180 | HGO-161 | 161 | 161 | ZoneSN | ZoneSN | 1 | Closed | Line | NO | 0.00216 | 0.01227 | 0.00627 | 167 | 183.7 | 167
66333 | HARRISON | 66392 | YORK RD | 161 | 161 | ID IDFL | ID IDFL | 1 | Closed | Line | NO | 0.0026 | 0.0157 | 0.00887 | 238 | 296 | 335
20178 | PID-161 | 20180 | HGO-161 | 161 | 161 | ZoneSN | ZoneSN | 1 | Closed | Line | NO | 0.00679 | 0.05365 | 0.01272 | 223 | 245.3 | 223
66289 | REXBURG | 66295 | RIGBY | 161 | 161 | ID NPC | ID NPC | 1 | Closed | Line | NO | 0.00399 | 0.03404 | 0.01925 | 311 | 345 | 311
20178 | PID-161 | 20179 | RZC-161 | 161 | 161 | ZoneSN | ZoneSN | 1 | Closed | Line | NO | 0.00591 | 0.04766 | 0.02231 | 223 | 245.3 | 223
20920 | BYPASS-161 | 20154 | SIS-161 | 161 | 161 | ZoneMX | ZoneMX | 1 | Closed | Line | NO | 0.00316 | 0.02603 | 0.0125 | 293 | 322 | 293
20154 | SIS-161 | 20155 | KCH-161 | 161 | 161 | ZoneMX | ZoneMX | 1 | Closed | Line | NO | 0.00178 | 0.01424 | 0.00729 | 223 | 245.3 | 223
20153 | GOR-161 | 20181 | CNZ-161 | 161 | 161 | ZoneMX | ZoneMX | 1 | Closed | Line | NO | 0.00136 | 0.01138 | 0.00515 | 223 | 245.3 | 223
20153 | GOR-161 | 20179 | RZC-161 | 161 | 161 | ZoneMX | ZoneSN | 1 | Closed | Line | NO | 0.01474 | 0.09 | 0.0448 | 223 | 245 | 223
20153 | GOR-161 | 20159 | MAG-161 | 161 | 161 | ZoneMX | ZoneMX | 2 | Closed | Line | NO | 0.00151 | 0.01177 | 0.00577 | 293 | 322 | 293
20153 | GOR-161 | 20159 | MAG-161 | 161 | 161 | ZoneMX | ZoneMX | 1 | Closed | Line | NO | 0.00151 | 0.01177 | 0.00577 | 293 | 322 | 293
20148 | NZI-161 | 20154 | SIS-161 | 161 | 161 | ZoneMX | ZoneMX | 1 | Closed | Line | NO | 0.00415 | 0.02859 | 0.01345 | 223 | 245 | 223
20147 | CTY-161 | 20152 | MOE-161 | 161 | 161 | ZoneMX | ZoneMX | 1 | Closed | Line | NO | 0.00144 | 0.012 | 0.00551 | 223 | 245 | 223
20142 | CPC-161 | 20152 | MOE-161 | 161 | 161 | ZoneMX | ZoneMX | 1 | Closed | Line | NO | 0.008 | 0.06666 | 0.03008 | 223 | 245.3 | 223
20151 | PKD-161 | 20139 | SKW-161 | 161 | 161 | ZoneMX | ZoneMX | 1 | Closed | Line | NO | 0.00254 | 0.01501 | 0.00689 | 94 | 103 | 94
20136 | CPU-161 | 20491 | GTW-161 | 161 | 161 | ZoneMX | ZoneMX | 1 | Closed | Line | NO | 0.0074 | 0.0418 | 0.0214 | 223 | 245.3 | 223
20136 | CPU-161 | 20179 | RZC-161 | 161 | 161 | ZoneMX | ZoneSN | 1 | Closed | Line | NO | 0.01557 | 0.09662 | 0.04243 | 223 | 245.3 | 223
20136 | CPU-161 | 20142 | CPC-161 | 161 | 161 | ZoneMX | ZoneMX | 1 | Closed | Line | NO | 0.00145 | 0.00823 | 0.00421 | 167 | 183.7 | 167
20135 | MXI-161 | 20212 | ENT-FEV | 161 | 161 | ZoneMX | ZoneMX | 1 | Closed | Line | NO | 0.0025 | 0.0141 | 0.0072 | 222 | 244.2 | 222
20135 | MXI-161 | 20154 | SIS-161 | 161 | 161 | ZoneMX | ZoneMX | 2 | Closed | Line | NO | 0.0031 | 0.02565 | 0.01218 | 292 | 322 | 292
20135 | MXI-161 | 20153 | GOR-161 | 161 | 161 | ZoneMX | ZoneMX | 1 | Closed | Line | NO | 0.00531 | 0.03122 | 0.01572 | 292 | 322 | 292
19020 | BLYTHE | 14303 | BLYTHEAZ | 161 | 161 | WAPA-DSW | APS: LA PAZ | 1 | Closed | Line | NO | 0 | 0.0003 | 0 | 111.5 | 131 | 111.5
20135 | MXI-161 | 20151 | PKD-161 | 161 | 161 | ZoneMX | ZoneMX | 1 | Closed | Line | NO | 0.00103 | 0.00631 | 0.00232 | 165 | 181.5 | 165
65690 | GRACE | 65695 | GRACE | 161 | 138 | ID SPC | ID SPC | 1 | Closed | Transformer | YES | 0.00044 | 0.01844 | 0 | 168 | 188.2 | 201.6
19046 | BOUSE | 14301 | BLACK PK | 161 | 161 | WAPA-DSW | APS | 1 | Closed | Line | NO | 0 | 0.0005 | 0 | 285 | 313 | 285
65670 | GOSHEN | 67672 | CINDER B | 161 | 161 | ID NPC | ID NPC | 1 | Closed | Line | NO | 0.00308 | 0.0268 | 0.0146 | 312 | 348 | 348
65670 | GOSHEN | 67512 | WOLVERIN | 161 | 161 | ID NPC | ID NPC | 1 | Closed | Line | NO | 0.00769 | 0.04847 | 0.0291 | 335 | 335 | 438
65670 | GOSHEN | 66465 | SWAN VLY | 161 | 161 | ID NPC | ID BPA | 1 | Closed | Line | NO | 0.02411 | 0.13814 | 0.0664 | 237 | 237 | 306.7
65670 | GOSHEN | 66430 | SUGARMIL | 161 | 161 | ID NPC | ID NPC | 1 | Closed | Line | NO | 0.01412 | 0.04713 | 0.02454 | 201 | 279 | 320
65630 | GEMST# | 66392 | YORK RD | 161 | 161 | ID IDFL | ID IDFL | 1 | Open | Line | NO | 0.00078 | 0.00487 | 0.00254 | 238 | 296 | 335
65630 | GEMST# | 65635 | GEMSTATE | 161 | 161 | ID IDFL | ID IDFL | 1 | Closed | Line | NO | 0.00063 | 0.00348 | 0.00192 | 25 | 25 | 25
65560 | FISHCREK | 65690 | GRACE | 161 | 161 | ID SPC | ID SPC | 1 | Closed | Line | NO | 0.01283 | 0.03936 | 0.01838 | 161 | 161 | 209
621003 | SOUTH BUTTE | 97990 | mid_97990 | 161 | 161 | BUTTE_MT | BUTTE_MT | 2 | Closed | TransformerWinding | YES | 0.00023 | 0.06278 | 0 | 125 | 156.3 | 125
65485 | EAGLE RK | 67672 | CINDER B | 161 | 161 | ID NPC | ID NPC | 1 | Closed | Line | NO | 0.00065 | 0.00538 | 0.00327 | 312 | 391 | 461
65485 | EAGLE RK | 66695 | WIDFALLS | 161 | 161 | ID NPC | ID IDFL | 1 | Closed | Line | NO | 0.00129 | 0.00823 | 0.00476 | 261 | 326 | 348
66843 | DRUMMOND | 65470 | DRUMMOND | 161 | 115 | ID BPA | ID BPA | 4 | Closed | Transformer | YES | 0.00055 | 0.0355 | 0 | 219.2 | 277.4 | 300
65195 | BONNEVIL | 65485 | EAGLE RK | 161 | 161 | ID NPC | ID NPC | 1 | Closed | Line | NO | 0.00364 | 0.02399 | 0.01308 | 159 | 191 | 191
621053 | DELL VEC | 65155 | BIGGRASS | 161 | 161 | BUTTE_MT | ID NPC | 1 | Closed | Line | NO | 0.06048 | 0.18368 | 0.08554 | 155.6 | 155.6 | 155.6
65080 | ANTLOPE | 65070 | ANTLOP 2 | 161 | 138 | ID NPC | ID NPC | 1 | Closed | Transformer | YES | 0.00136 | 0.02724 | 0 | 103 | 115.4 | 123.6
20016 | RIN-161 | 20155 | KCH-161 | 161 | 161 | ZoneMX | ZoneMX | 1 | Closed | Line | NO | 0.00092 | 0.00757 | 0.00252 | 223 | 245.3 | 223
20016 | RIN-161 | 20150 | CRO-161 | 161 | 161 | ZoneMX | ZoneMX | 1 | Closed | Line | NO | 0.00111 | 0.00631 | 0.00323 | 167 | 183.7 | 167
65080 | ANTLOPE | 65670 | GOSHEN | 161 | 161 | ID NPC | ID NPC | 1 | Closed | Line | NO | 0.0448 | 0.13519 | 0.06244 | 160 | 189 | 194
65080 | ANTLOPE | 65065 | ANTLOP 1 | 161 | 138 | ID NPC | ID NPC | 1 | Closed | Transformer | YES | 0.00106 | 0.02671 | 0 | 92 | 103 | 110.4
60030 | BLACKFT | 65670 | GOSHEN | 161 | 161 | ZoneIP Eastern | ID NPC | 1 | Closed | Line | NO | 0.0189 | 0.058 | 0.0264 | 168.7 | 189.3 | 227
60030 | BLACKFT | 60031 | BLACKFT | 161 | 138 | ZoneIP Eastern | ZoneIP Eastern | 1 | Closed | Transformer | YES | 0.00122 | 0.02797 | 0 | 135 | 148.5 | 162
65155 | BIGGRASS | 65860 | JFRSNPHA | 161 | 161 | ID NPC | ID NPC | 1 | Closed | Line | NO | 0.01997 | 0.06124 | 0.0286 | 112 | 145 | 112
19100 | KOFA | 19070 | DOME TAP | 161 | 161 | WAPA-DSW | WAPA-DSW | 1 | Closed | Line | NO | 0.0055 | 0.0227 | 0.01 | 153 | 156 | 153
19063 | WLTNMOHK | 19070 | DOME TAP | 161 | 161 | WAPA-DSW | WAPA-DSW | 1 | Closed | Line | NO | 0.01011 | 0.03523 | 0.01562 | 134 | 134 | 134
65560 | FISHCREK | 65670 | GOSHEN | 161 | 161 | ID SPC | ID NPC | 1 | Closed | Line | NO | 0.0428 | 0.13125 | 0.06129 | 154 | 154 | 208
65670 | GOSHEN | 66294 | WESTWOOD | 161 | 161 | ID NPC | ID NPC | 1 | Closed | Line | NO | 0.02689 | 0.08188 | 0.0379 | 154 | 190 | 222
65670 | GOSHEN | 66431 | AMMON | 161 | 161 | ID NPC | ID NPC | 2 | Closed | Line | NO | 0.00454 | 0.04051 | 0.02111 | 339 | 400 | 400
65670 | GOSHEN | 65850 | JEFFERSN | 161 | 161 | ID NPC | ID NPC | 1 | Closed | Line | NO | 0.01456 | 0.08477 | 0.04174 | 238 | 296 | 335
65670 | GOSHEN | 66843 | DRUMMOND | 161 | 161 | ID NPC | ID BPA | 1 | Closed | Line | NO | 0.02231 | 0.21649 | 0.10458 | 133.9 | 133.9 | 278.9
65670 | GOSHEN | 65675 | GOSHEN | 161 | 115 | ID NPC | ID BPA | 2 | Closed | Transformer | YES | 0.00366 | 0.08018 | 0 | 56.1 | 77.4 | 86.8
65670 | GOSHEN | 98281 | mid_98281 | 161 | 345 | ID NPC | ID NPC | 2 | Closed | TransformerWinding | YES | 0.00014 | -0.00369 | 0 | 448 | 501.8 | 501.8
65670 | GOSHEN | 98280 | mid_98280 | 161 | 345 | ID NPC | ID NPC | 1 | Closed | TransformerWinding | YES | 0.00032 | -0.00355 | 0 | 448 | 501.8 | 501.8
65670 | GOSHEN | 65675 | GOSHEN | 161 | 115 | ID NPC | ID BPA | 1 | Closed | Transformer | YES | 0.00366 | 0.08072 | 0 | 56.1 | 77.4 | 86.8
19051 | KNOB | 21059 | PILOT_KNB161 | 161 | 161 | WAPA-DSW | IID Imperial Valley Area | 1 | Closed | Line | NO | 0.0049 | 0.0198 | 0.009 | 147 | 147 | 147
20135 | MXI-161 | 20150 | CRO-161 | 161 | 161 | ZoneMX | ZoneMX | 1 | Closed | Line | NO | 0.00175 | 0.00992 | 0.00507 | 167 | 183.7 | 167
19105 | GLT TAP | 19051 | KNOB | 161 | 161 | WAPA-DSW | WAPA-DSW | 1 | Closed | Line | NO | 0.0168 | 0.068 | 0.0305 | 147 | 147 | 147
19050 | GILA | 19070 | DOME TAP | 161 | 161 | WAPA-DSW | WAPA-DSW | 1 | Closed | Line | NO | 0.00626 | 0.02453 | 0.00986 | 153 | 156 | 153
19063 | WLTNMOHK | 19050 | GILA | 161 | 161 | WAPA-DSW | WAPA-DSW | 1 | Closed | Line | NO | 0.0116 | 0.0398 | 0.01736 | 134 | 134 | 134
19050 | GILA | 19051 | KNOB | 161 | 161 | WAPA-DSW | WAPA-DSW | 1 | Closed | Line | NO | 0.0154 | 0.0632 | 0.0274 | 147 | 147 | 147
19046 | BOUSE | 19100 | KOFA | 161 | 161 | WAPA-DSW | WAPA-DSW | 1 | Closed | Line | NO | 0.0597 | 0.2474 | 0.1079 | 153 | 161 | 153
65860 | JFRSNPHA | 65850 | JEFFERSN | 161 | 161 | ID NPC | ID NPC | 1 | Closed | Transformer | YES | 0.00204 | 0.06997 | 0 | 112 | 146.7 | 112
65850 | JEFFERSN | 98279 | mid_98279 | 161 | 161 | ID NPC | ID NPC | 1 | Closed | TransformerWinding | YES | 0.00189 | 0.05485 | 0 | 74.7 | 74.7 | 74.7
65850 | JEFFERSN | 66295 | RIGBY | 161 | 161 | ID NPC | ID NPC | 1 | Closed | Line | NO | 0.01757 | 0.05218 | 0.02491 | 154 | 190 | 223
19041 | PARKER | 19206 | HEADGATE | 161 | 161 | WAPA-DSW | WAPA-DSW | 1 | Closed | Line | NO | 0.0099 | 0.04 | 0.0178 | 157 | 162 | 157
20148 | NZI-161 | 20139 | SKW-161 | 161 | 161 | ZoneMX | ZoneMX | 1 | Closed | Line | NO | 0.00123 | 0.00709 | 0.00373 | 223 | 245 | 223
19041 | PARKER | 19046 | BOUSE | 161 | 161 | WAPA-DSW | WAPA-DSW | 1 | Closed | Line | NO | 0.0172 | 0.0706 | 0.0308 | 153 | 162 | 153
20920 | BYPASS-161 | 20136 | CPU-161 | 161 | 161 | ZoneMX | ZoneMX | 1 | Closed | Line | NO | 0.00984 | 0.05592 | 0.02857 | 222 | 244.2 | 222
19041 | PARKER | 19042 | PARKER | 161 | 230 | WAPA-DSW | WAPA-DSW | 2 | Closed | Transformer | YES | 0 | 0.08806 | 0 | 161 | 161 | 161
19041 | PARKER | 19042 | PARKER | 161 | 230 | WAPA-DSW | WAPA-DSW | 1 | Closed | Transformer | YES | 0 | 0.08806 | 0 | 161 | 161 | 161
65630 | GEMST# | 66695 | WIDFALLS | 161 | 161 | ID IDFL | ID IDFL | 1 | Closed | Line | NO | 0.00091 | 0.00573 | 0.00299 | 238 | 296 | 335
20142 | CPC-161 | 20153 | GOR-161 | 161 | 161 | ZoneMX | ZoneMX | 1 | Closed | Line | NO | 0.00571 | 0.0472 | 0.02135 | 223 | 245.3 | 223
20147 | CTY-161 | 20181 | CNZ-161 | 161 | 161 | ZoneMX | ZoneMX | 1 | Closed | Line | NO | 0.00091 | 0.00758 | 0.00343 | 167 | 184 | 167
19020 | BLYTHE | 24017 | BLYTHESC | 161 | 161 | WAPA-DSW | MWD Colorado River Aqueduct | 1 | Closed | Line | NO | 0 | 0.0005 | 0 | 181 | 181 | 181
19020 | BLYTHE | 21047 | NILAND161 | 161 | 161 | WAPA-DSW | IID Imperial Valley Area | 1 | Closed | Line | NO | 0.0499 | 0.189 | 0.0834 | 165 | 165 | 165
19020 | BLYTHE | 19206 | HEADGATE | 161 | 161 | WAPA-DSW | WAPA-DSW | 1 | Closed | Line | NO | 0.0393 | 0.1596 | 0.0716 | 181 | 199 | 181
19020 | BLYTHE | 19105 | GLT TAP | 161 | 161 | WAPA-DSW | WAPA-DSW | 1 | Closed | Line | NO | 0.032 | 0.1297 | 0.0583 | 161 | 161 | 161
19041 | PARKER | 19020 | BLYTHE | 161 | 161 | WAPA-DSW | WAPA-DSW | 1 | Closed | Line | NO | 0.0247 | 0.1884 | 0.09324 | 162 | 162 | 162
66294 | WESTWOOD | 66295 | RIGBY | 161 | 161 | ID NPC | ID NPC | 1 | Closed | Line | NO | 0.00425 | 0.01333 | 0.00621 | 154 | 190 | 222
66295 | RIGBY | 66433 | PAINE TAP | 161 | 161 | ID NPC | ID NPC | 1 | Closed | Line | NO | 0.00321 | 0.03368 | 0.01815 | 339 | 400 | 400
66333 | HARRISON | 66430 | SUGARMIL | 161 | 161 | ID IDFL | ID NPC | 1 | Closed | Line | NO | 0.00187 | 0.01127 | 0.0064 | 238 | 296 | 335
66295 | RIGBY | 66430 | SUGARMIL | 161 | 161 | ID NPC | ID NPC | 1 | Closed | Line | NO | 0.01675 | 0.04827 | 0.02448 | 154 | 170 | 223
66433 | PAINE TAP | 66434 | PAINE | 161 | 161 | ID NPC | ID NPC | 1 | Closed | Line | NO | 0 | 0.0001 | 0 | 339 | 400 | 400
52261 | BEN 161 | 53995 | mid_53995 | 161 | 161 | S OKAN | S OKAN | 2 | Closed | TransformerWinding | YES | 0 | 0.09289 | 0 | 150 | 187.5 | 178
52261 | BEN 161 | 52263 | KET 161 | 161 | 161 | S OKAN | KOOT-BOU | 1 | Closed | Line | NO | 0.02202 | 0.08768 | 0.03991 | 171.8 | 223 | 223
52227 | GFT 161 | 53990 | mid_53990 | 161 | 161 | KOOT-BOU | KOOT-BOU | 1 | Closed | TransformerWinding | YES | 0 | 0.18083 | 0 | 60 | 75 | 65
52227 | GFT 161 | 53978 | mid_53978 | 161 | 161 | KOOT-BOU | KOOT-BOU | 2 | Closed | TransformerWinding | YES | 0 | 0.17311 | 0 | 60 | 75 | 65
52227 | GFT 161 | 52999 | PND 161 | 161 | 161 | KOOT-BOU | KOOT-BOU | 1 | Closed | Line | NO | 0.0106 | 0.04026 | 0.01784 | 169 | 188.2 | 236.8
52227 | GFT 161 | 52263 | KET 161 | 161 | 161 | KOOT-BOU | KOOT-BOU | 1 | Closed | Line | NO | 0.01657 | 0.066 | 0.03004 | 169 | 188.2 | 236.8
52225 | ASM 161 | 53998 | mid_53998 | 161 | 161 | CEN-KOOT | CEN-KOOT | 1 | Closed | TransformerWinding | YES | 0.0015 | 0.17033 | 0 | 80 | 100 | 87
52225 | ASM 161 | 53997 | mid_53997 | 161 | 161 | CEN-KOOT | CEN-KOOT | 2 | Closed | TransformerWinding | YES | 0.0015 | 0.17033 | 0 | 80 | 100 | 87
52225 | ASM 161 | 52999 | PND 161 | 161 | 161 | CEN-KOOT | KOOT-BOU | 1 | Closed | Line | NO | 0.01968 | 0.07478 | 0.03314 | 169 | 188.2 | 236.8
66755 | YELOWTLP | 623004 | PHSHFT RIMRK | 161 | 161 | WY NORTH | BILLINGS_MT | 1 | Closed | Line | NO | 0.0313 | 0.1358 | 0.0646 | 151.4 | 154.4 | 154.4
621003 | SOUTH BUTTE | 621202 | GOLDENSUNLGT | 161 | 161 | BUTTE_MT | BUTTE_MT | 1 | Closed | Line | NO | 0.01571 | 0.06532 | 0.03108 | 203.6 | 203.6 | 203.6
621004 | DILLONSALMON | 621178 | SHERIDANAUTO | 161 | 161 | BUTTE_MT | BUTTE_MT | 1 | Closed | Line | NO | 0.02698 | 0.11055 | 0.05421 | 203.6 | 203.6 | 203.6
621025 | BTE MHD | 621100 | ASIMI | 161 | 161 | BUTTE_MT | BUTTE_MT | A | Closed | Line | NO | 0.00637 | 0.02626 | 0.01271 | 203.6 | 203.6 | 203.6
621178 | SHERIDANAUTO | 626180 | ENNIS AUTO | 161 | 161 | BUTTE_MT | BOZEMAN_MT | 1 | Closed | Line | NO | 0.01635 | 0.06728 | 0.0327 | 167.3 | 203.6 | 167.3
621202 | GOLDENSUNLGT | 626001 | THREE RIVERS | 161 | 161 | BUTTE_MT | BOZEMAN_MT | 1 | Closed | Line | NO | 0.01774 | 0.07372 | 0.03508 | 203.6 | 203.6 | 203.6
622224 | CROOKEDFALLS | 632004 | ASSINIBOINE | 161 | 161 | GTFALLS_MT | NOGF_WAUW | 1 | Closed | Line | NO | 0.05855 | 0.27673 | 0.13445 | 217.5 | 217.5 | 217.5
621002 | MILL CREEK | 629002 | RATTLESNAKE | 161 | 161 | BUTTE_MT | MISSOULA_MT | B | Closed | Line | NO | 0.06647 | 0.27629 | 0.13146 | 174.8 | 203.6 | 174.8
623005 | BLG RIMROCK | 623612 | ALKALI CREEK | 161 | 161 | BILLINGS_MT | BILLINGS_MT | 1 | Closed | Line | NO | 0.00481 | 0.02 | 0.00952 | 167.3 | 203.6 | 167.3
626002 | CLYDE PARK | 626068 | BZM EGALLATN | 161 | 161 | BOZEMAN_MT | BOZEMAN_MT | B | Closed | Line | NO | 0.01965 | 0.08168 | 0.03887 | 167.3 | 203.6 | 167.3
626002 | CLYDE PARK | 626142 | EMIGRANT | 161 | 161 | BOZEMAN_MT | BOZEMAN_MT | 1 | Closed | Line | NO | 0.02866 | 0.11875 | 0.05687 | 167.3 | 173.6 | 167.3
626002 | CLYDE PARK | 626161 | LOWERDUK PEC | 161 | 161 | BOZEMAN_MT | BOZEMAN_MT | 1 | Closed | Line | NO | 0.01663 | 0.06963 | 0.03359 | 167.3 | 203.6 | 167.3
626069 | BIGTIMBER AT | 626163 | BIGTMBRWINDT | 161 | 161 | BOZEMAN_MT | BOZEMAN_MT | 1 | Closed | Line | NO | 0.01013 | 0.04209 | 0.02003 | 203.6 | 203.6 | 203.6
626172 | LONEMOUNTAIN | 626180 | ENNIS AUTO | 161 | 161 | BOZEMAN_MT | BOZEMAN_MT | 1 | Closed | Line | NO | 0.01519 | 0.0618 | 0.03077 | 203.6 | 203.6 | 203.6
629002 | RATTLESNAKE | 629080 | BONNER | 161 | 161 | MISSOULA_MT | MISSOULA_MT | A | Closed | Line | NO | 0.00392 | 0.01667 | 0.00775 | 187 | 187 | 187
629078 | MSL MILLERCK | 629183 | HAMILTONHGTS | 161 | 161 | MISSOULA_MT | MISSOULA_MT | A | Closed | Line | NO | 0.02888 | 0.12002 | 0.05714 | 203.6 | 203.6 | 203.6
629047 | MSL TARGTRNG | 629109 | MSL RESERVST | 161 | 161 | MISSOULA_MT | MISSOULA_MT | 1 | Closed | Line | NO | 0.00139 | 0.00553 | 0.00289 | 167.3 | 203.6 | 167.3
631050 | HAVRE WAPA | 632004 | ASSINIBOINE | 161 | 161 | NOGF_WAUW | NOGF_WAUW | 1 | Closed | Line | NO | 0 | 0.00029 | 0 | 167.3 | 217 | 167.3
626128 | BZM JCKRABIT | 626171 | MEADOW VLG | 161 | 161 | BOZEMAN_MT | BOZEMAN_MT | 1 | Closed | Line | NO | 0.02639 | 0.10312 | 0.05565 | 203.6 | 203.6 | 203.6
621002 | MILL CREEK | 97993 | mid_97993 | 161 | 161 | BUTTE_MT | BUTTE_MT | 1 | Closed | TransformerWinding | YES | 0.00027 | 0.06279 | 0 | 125 | 150 | 125
621003 | SOUTH BUTTE | 97989 | mid_97989 | 161 | 161 | BUTTE_MT | BUTTE_MT | 3 | Open | TransformerWinding | YES | -9e-05 | 0.04598 | 0 | 200 | 230 | 200
50023 | WLT 230 | 81756 | mid_81756 | 230 | 230 | BC HYDRO | BC HYDRO | 1 | Closed | TransformerWinding | YES | 0.00266 | 0.09318 | 0 | 168 | 168 | 199.5
50023 | WLT 230 | 81755 | mid_81755 | 230 | 230 | BC HYDRO | BC HYDRO | 2 | Closed | TransformerWinding | YES | 0.00271 | 0.09485 | 0 | 168 | 168 | 199.5
50023 | WLT 230 | 81754 | mid_81754 | 230 | 230 | BC HYDRO | BC HYDRO | 3 | Closed | TransformerWinding | YES | 0.00369 | 0.12911 | 0 | 168 | 168 | 199.5
50023 | WLT 230 | 80007 | CYP 2B3 | 230 | 230 | BC HYDRO | BC HYDRO | 1 | Closed | Line | NO | 0.00313 | 0.02098 | 0.04064 | 376.9 | 438.6 | 478
25100 | MERCHANT | 25108 | CMS2 HS | 230 | 230 | SCE Eldorado 230kV | SCE Eldorado 230kV | 1 | Closed | Line | NO | 0.00046 | 0.00279 | 0.00547 | 239 | 239 | 239
50023 | WLT 230 | 80006 | LYN 2B2 | 230 | 230 | BC HYDRO | BC HYDRO | 1 | Closed | Line | NO | 0.00058 | 0.0036 | 0.00689 | 412.7 | 444.2 | 478
50023 | WLT 230 | 50188 | BSY 230 | 230 | 230 | BC HYDRO | BC HYDRO | 1 | Closed | Line | NO | 0.00212 | 0.01309 | 0.02594 | 334.6 | 334.6 | 462.1
50023 | WLT 230 | 50024 | HPN 230 | 230 | 230 | BC HYDRO | BC HYDRO | 1 | Closed | Line | NO | 0.00085 | 0.00495 | 0.00925 | 416.3 | 446.2 | 478
50022 | CYP 2B2 | 81946 | mid_81946 | 230 | 230 | BC HYDRO | BC HYDRO | 2 | Closed | TransformerWinding | YES | 0.00359 | 0.12573 | 0 | 168 | 168 | 199.5
25100 | MERCHANT | 25103 | CMS1_HS | 230 | 230 | SCE Eldorado 230kV | SCE Eldorado 230kV | 1 | Closed | Line | NO | 0.0005 | 0.0027 | 0.0055 | 466 | 466 | 466
50022 | CYP 2B2 | 80007 | CYP 2B3 | 230 | 230 | BC HYDRO | BC HYDRO | 1 | Closed | Line | NO | 0 | 7e-05 | 0 | 796.7 | 796.7 | 796.7
50021 | LYN 2B1 | 80006 | LYN 2B2 | 230 | 230 | BC HYDRO | BC HYDRO | 1 | Closed | Line | NO | 0 | 7e-05 | 0 | 796.7 | 796.7 | 796.7
50020 | CMS 230 | 81952 | mid_81952 | 230 | 230 | BC HYDRO | BC HYDRO | 3 | Closed | TransformerWinding | YES | 0.02746 | 0.96072 | 0 | 4.5 | 4.5 | 5.4
50020 | CMS 230 | 51440 | ASL 12P | 230 | 230 | BC HYDRO | BC HYDRO | 1 | Closed | Line | NO | 0.0003 | 0.00187 | 0.00339 | 319.9 | 390.4 | 469.3
24972 | GENESIS | 24973 | GENESIS H1 | 230 | 230 | SCE Colorado River | SCE Colorado River | 1 | Closed | Line | NO | 0.0003 | 0.00282 | 0.00662 | 460 | 460 | 460
50019 | COK 230 | 81951 | mid_81951 | 230 | 230 | BC HYDRO | BC HYDRO | 3 | Closed | TransformerWinding | YES | 0.00055 | 0.01933 | 0 | 157.5 | 157.5 | 199.5
50019 | COK 230 | 81950 | mid_81950 | 230 | 230 | BC HYDRO | BC HYDRO | 1 | Closed | TransformerWinding | YES | 0.0008 | 0.0281 | 0 | 157.5 | 157.5 | 199.5
50019 | COK 230 | 80959 | COK 39P1 | 230 | 230 | BC HYDRO | BC HYDRO | 1 | Closed | Line | NO | 1e-05 | 0.00011 | 0.00039 | 419.5 | 464.1 | 517.5
50019 | COK 230 | 50026 | BND 2B2 | 230 | 230 | BC HYDRO | BC HYDRO | 1 | Closed | Line | NO | 0.00027 | 0.00321 | 0.53644 | 428.2 | 597.6 | 496.8
24960 | DSRTSUNLIGHT | 29121 | DSRTSL_MP6 | 230 | 230 | SCE Red Bluff | SCE Red Bluff | 6 | Closed | TransformerWinding | YES | -1e-05 | -0.00064 | 0 | 130 | 130 | 130
50018 | MDN 230 | 81855 | mid_81855 | 230 | 500 | BC HYDRO | BC HYDRO | 1 | Closed | TransformerWinding | YES | -1e-05 | -0.00069 | 0 | 1200 | 1200 | 1425
50018 | MDN 230 | 81854 | mid_81854 | 230 | 500 | BC HYDRO | BC HYDRO | 2 | Open | TransformerWinding | YES | -2e-05 | -0.00159 | 0 | 1200 | 1200 | 1200
50018 | MDN 230 | 81853 | mid_81853 | 230 | 500 | BC HYDRO | BC HYDRO | 3 | Closed | TransformerWinding | YES | -5e-05 | -0.00372 | 0 | 1200 | 1200 | 1425
50018 | MDN 230 | 50189 | WHY 2B2 | 230 | 230 | BC HYDRO | BC HYDRO | 1 | Closed | Line | NO | 0.00322 | 0.02145 | 0.04154 | 394 | 394 | 478
24960 | DSRTSUNLIGHT | 29117 | DSRTSL_MP5 | 230 | 230 | SCE Red Bluff | SCE Red Bluff | 5 | Closed | TransformerWinding | YES | -1e-05 | -0.00064 | 0 | 130 | 130 | 130
50018 | MDN 230 | 50188 | BSY 230 | 230 | 230 | BC HYDRO | BC HYDRO | 2 | Closed | Line | NO | 0.00058 | 0.00509 | 0.01918 | 880.4 | 956.9 | 1077.2
50018 | MDN 230 | 50188 | BSY 230 | 230 | 230 | BC HYDRO | BC HYDRO | 1 | Closed | Line | NO | 0.00057 | 0.00499 | 0.01877 | 425.9 | 796.7 | 540.6
50018 | MDN 230 | 50024 | HPN 230 | 230 | 230 | BC HYDRO | BC HYDRO | 1 | Closed | Line | NO | 0.00391 | 0.02461 | 0.04809 | 334.6 | 334.6 | 462.1
50018 | MDN 230 | 50019 | COK 230 | 230 | 230 | BC HYDRO | BC HYDRO | 2 | Closed | Line | NO | 0.00048 | 0.00414 | 0.01558 | 861.7 | 947.3 | 1066.8
24960 | DSRTSUNLIGHT | 29113 | DSRTSL_MP4 | 230 | 230 | SCE Red Bluff | SCE Red Bluff | 4 | Closed | TransformerWinding | YES | -1e-05 | -0.00052 | 0 | 160 | 160 | 160
24041 | ELDORDO | 18032 | MAGNOLIA | 230 | 230 | SCE Eldorado 230kV | ZoneN6 | 1 | Closed | Line | NO | 0.0023 | 0.0234 | 0.05014 | 781.6 | 781.6 | 781.6
50018 | MDN 230 | 50019 | COK 230 | 230 | 230 | BC HYDRO | BC HYDRO | 1 | Closed | Line | NO | 0.00048 | 0.00414 | 0.01558 | 796.7 | 796.7 | 796.7
50017 | MSA 230B | 81838 | mid_81838 | 230 | 500 | BC HYDRO | BC HYDRO | 2 | Closed | TransformerWinding | YES | -3e-05 | -0.00178 | 0 | 600 | 600 | 714
50017 | MSA 230B | 80702 | MSA 230A | 230 | 230 | BC HYDRO | BC HYDRO | 9 | Closed | Line | NO | 0 | 7e-05 | 0 | 796.7 | 796.7 | 796.7
50017 | MSA 230B | 80702 | MSA 230A | 230 | 230 | BC HYDRO | BC HYDRO | 2 | Closed | Line | NO | 0 | 7e-05 | 0 | 796.7 | 796.7 | 796.7
24960 | DSRTSUNLIGHT | 29109 | DSRTSL_MP3 | 230 | 230 | SCE Red Bluff | SCE Red Bluff | 3 | Closed | TransformerWinding | YES | 1e-05 | 0.00056 | 0 | 90 | 90 | 90
50017 | MSA 230B | 51534 | SAY 230 | 230 | 230 | BC HYDRO | BC HYDRO | 1 | Closed | Line | NO | 0.00443 | 0.02717 | 0.05011 | 337.8 | 337.8 | 412.7
50017 | MSA 230B | 50035 | HSP 230 | 230 | 230 | BC HYDRO | BC HYDRO | 1 | Closed | Line | NO | 0.00798 | 0.05514 | 0.10813 | 211.1 | 211.1 | 374.5
50016 | CKY 230 | 81955 | mid_81955 | 230 | 230 | BC HYDRO | BC HYDRO | 4 | Closed | TransformerWinding | YES | 0.00191 | 0.06697 | 0 | 168 | 168 | 200
50016 | CKY 230 | 81954 | mid_81954 | 230 | 230 | BC HYDRO | BC HYDRO | 5 | Closed | TransformerWinding | YES | 0.00781 | 0.27322 | 0 | 75 | 75 | 89.1
24957 | COLRIVER | 29270 | CRIMSON | 230 | 230 | SCE Colorado River | SCE Colorado River | 1 | Closed | Line | NO | 0.00019 | 0.00118 | 0.00232 | 361 | 480 | 361
50016 | CKY 230 | 81953 | mid_81953 | 230 | 230 | BC HYDRO | BC HYDRO | 6 | Closed | TransformerWinding | YES | 0.00723 | 0.2529 | 0 | 75 | 75 | 89.1
50016 | CKY 230 | 51596 | RBW 2P | 230 | 230 | BC HYDRO | BC HYDRO | 1 | Closed | Line | NO | 0.00359 | 0.03395 | 0.10544 | 318.7 | 318.7 | 318.7
50016 | CKY 230 | 51440 | ASL 12P | 230 | 230 | BC HYDRO | BC HYDRO | 1 | Closed | Line | NO | 0.00272 | 0.01716 | 0.03114 | 319.9 | 390.4 | 469.3
50016 | CKY 230 | 51373 | FCN 2B1 | 230 | 230 | BC HYDRO | BC HYDRO | 1 | Closed | Line | NO | 0.00559 | 0.03341 | 0.05931 | 242.6 | 321.9 | 399.2
24957 | COLRIVER | 29125 | FILIPPI | 230 | 230 | SCE Colorado River | SCE Colorado River | 1 | Closed | Line | NO | 0.00082 | 0.00869 | 0.00576 | 396.8 | 529 | 396.8
50016 | CKY 230 | 50022 | CYP 2B2 | 230 | 230 | BC HYDRO | BC HYDRO | 1 | Closed | Line | NO | 0.00803 | 0.0553 | 0.10846 | 373.3 | 430.6 | 478
50016 | CKY 230 | 50021 | LYN 2B1 | 230 | 230 | BC HYDRO | BC HYDRO | 1 | Closed | Line | NO | 0.00967 | 0.05791 | 0.10346 | 347 | 410.7 | 478
25730 | SUNCATCHER | 24957 | COLRIVER | 230 | 230 | SCE Colorado River | SCE Colorado River | 1 | Closed | Line | NO | 0.00094 | 0.00993 | 0.04291 | 781 | 859 | 781
18850 | CLARK GN | 18029 | WINTERWD | 230 | 230 | ZoneN1 | ZoneN2 | 1 | Closed | Line | NO | 0.00107 | 0.00711 | 0.01582 | 395.2 | 395.2 | 395.2
25130 | CENTIPEDE | 24957 | COLRIVER | 230 | 230 | SCE Colorado River | SCE Colorado River | 1 | Closed | Line | NO | 0.00136 | 0.00801 | 0.01669 | 361.3 | 361.3 | 361.3
24979 | DRACKER | 24957 | COLRIVER | 230 | 230 | SCE Colorado River | SCE Colorado River | 1 | Closed | Line | NO | 0.00082 | 0.00946 | 0.0916 | 591.2 | 653 | 591.2
18028 | WESTSIDE | 18117 | WESTSIDE | 230 | 138 | ZoneN2 | ZoneN3 | 1 | Closed | Transformer | YES | 0.00032 | 0.0244 | 0 | 300 | 382 | 300
24957 | COLRIVER | 24972 | GENESIS | 230 | 230 | SCE Colorado River | SCE Colorado River | 1 | Closed | Line | NO | 0.00093 | 0.01211 | 0.05721 | 460 | 460 | 460
24971 | BLACK CREEK | 24957 | COLRIVER | 230 | 230 | SCE Colorado River | SCE Colorado River | 1 | Closed | Line | NO | 0.00147 | 0.01418 | 0.06306 | 459 | 459 | 459
18555 | AUDETTE | 18026 | AVERA | 230 | 230 | ZoneN2 | ZoneN2 | 1 | Closed | Line | NO | 0.00052 | 0.00509 | 0.02108 | 860.5 | 860.5 | 860.5
48524 | BOULDER | 48522 | BOULDERE | 230 | 115 | AVA: Spokane | AVA: Spokane | 2 | Closed | Transformer | YES | 0.00045 | 0.02848 | 0 | 278 | 278 | 381
48524 | BOULDER | 48520 | BOULDERW | 230 | 115 | AVA: Spokane | AVA: Spokane | 1 | Closed | Transformer | YES | 0.00043 | 0.02828 | 0 | 286 | 286 | 381
18025 | RD GDNR | 180980 | SBHPVS HV | 230 | 230 | ZoneN2 | ZoneN2 | 1 | Closed | Line | NO | 0.00156 | 0.01554 | 0.06205 | 794 | 992 | 0
48512 | DRYCREEK | 48510 | DRYCREEK | 230 | 115 | AVA: Lewiston/Clarkston | AVA: Lewiston/Clarkston | 1 | Closed | Transformer | YES | 0.00043 | 0.02836 | 0 | 281 | 281 | 381
48463 | WEST | 48461 | WEST | 230 | 115 | AVA: Spokane | AVA: Spokane | 2 | Closed | Transformer | YES | 0.00059 | 0.02871 | 0 | 304 | 304 | 413
48463 | WEST | 48461 | WEST | 230 | 115 | AVA: Spokane | AVA: Spokane | 1 | Closed | Transformer | YES | 0.00044 | 0.02836 | 0 | 285 | 285 | 389
48512 | DRYCREEK | 48451 | WALA AVA | 230 | 230 | AVA: Lewiston/Clarkston | AVA: Big Bend | 1 | Closed | Line | NO | 0.00451 | 0.04131 | 0.08262 | 501.9 | 501.9 | 656.9
18780 | EGLESHDW | 18025 | RD GDNR | 230 | 230 | ZoneN1 | ZoneN2 | EQ | Closed | Line | NO | 0.00154 | 0.01505 | 0.03459 | 471.7 | 589.6 | 0
48863 | PALOUSE_WIND | 48432 | THORNTON | 230 | 230 | AVA: Palouse | AVA: Palouse | 1 | Closed | Line | NO | 0.00074 | 0.0056 | 0.01152 | 159.3 | 159.3 | 159.3
18025 | RD GDNR | 18027 | TORTISE | 230 | 230 | ZoneN2 | ZoneN8 | 2 | Closed | Line | NO | 0.00054 | 0.00358 | 0.00806 | 430.2 | 430.2 | 430.2
25656 | MIRALOME | 24901 | VSTA | 230 | 230 | SCE Los Angeles Basin 230kV | SCE EASTERN 500/230kV | 2 | Closed | Line | NO | 0.00133 | 0.01685 | 0.05976 | 916 | 1239 | 916
48432 | THORNTON | 48385 | SHAWNEE | 230 | 230 | AVA: Palouse | AVA: Palouse | 1 | Closed | Line | NO | 0.00347 | 0.03936 | 0.08366 | 656.5 | 656.5 | 796.7
48385 | SHAWNEE | 48383 | SHAWNEE | 230 | 115 | AVA: Palouse | AVA: Palouse | 1 | Closed | Transformer | YES | 0.00056 | 0.02682 | 0 | 295 | 295 | 375
24901 | VSTA | 24903 | VSTA | 230 | 115 | SCE EASTERN 500/230kV | SCE Vista 115kV | 6 | Closed | Transformer | YES | 0 | 0.05821 | 0 | 280 | 309 | 280
18025 | RD GDNR | 18027 | TORTISE | 230 | 230 | ZoneN2 | ZoneN8 | 1 | Closed | Line | NO | 0.00054 | 0.00358 | 0.00806 | 430.2 | 430.2 | 430.2
24901 | VSTA | 24903 | VSTA | 230 | 115 | SCE EASTERN 500/230kV | SCE Vista 115kV | 5 | Closed | Transformer | YES | 0 | 0.05786 | 0 | 308 | 336 | 308
48357 | RATHDRUM | 48356 | RATHDRME | 230 | 115 | AVA: Coeur D'Alene | AVA: Coeur D'Alene | 1 | Closed | Transformer | YES | 0.00055 | 0.02763 | 0 | 291 | 291 | 371
48357 | RATHDRUM | 48355 | RATHDRMW | 230 | 115 | AVA: Coeur D'Alene | AVA: Coeur D'Alene | 1 | Closed | Transformer | YES | 0.001 | 0.03574 | 0 | 231 | 231 | 309
18022 | NWEST | 189021 | DESERT VIEW | 230 | 230 | ZoneN2 | VEA-Main | 1 | Closed | Line | NO | 0.00048 | 0.0045 | 0.01749 | 663 | 797 | 663
18022 | NWEST | 18028 | WESTSIDE | 230 | 230 | ZoneN2 | ZoneN2 | 1 | Closed | Line | NO | 0.00152 | 0.01449 | 0.06101 | 860.5 | 860.5 | 860.5
48317 | PINE CRK | 48315 | PINE CRK | 230 | 115 | AVA: Coeur D'Alene | AVA: Coeur D'Alene | 2 | Closed | Transformer | YES | 0.00153 | 0.05663 | 0 | 128 | 128 | 174
48317 | PINE CRK | 48315 | PINE CRK | 230 | 115 | AVA: Coeur D'Alene | AVA: Coeur D'Alene | 1 | Closed | Transformer | YES | 0.00111 | 0.05525 | 0 | 134 | 134 | 185
48443 | VANT AVA | 48310 | SADDLEMTN230 | 230 | 230 | AVA: Big Bend | AVA: Big Bend | 1 | Closed | Line | NO | 0.00769 | 0.07048 | 0.14251 | 501.9 | 501.9 | 656.9
48310 | SADDLEMTN230 | 48425 | SADDLEMTN115 | 230 | 115 | AVA: Big Bend | AVA: Big Bend | 1 | Closed | Transformer | YES | 0.00035 | 0.01666 | 0 | 296 | 296 | 323
24855 | PRIMM | 24856 | SILVERST | 230 | 230 | SCE Ivanpah | SCE Ivanpah | 1 | Closed | Line | NO | 0.00043 | 0.00338 | 0.00015 | 397 | 529 | 397
18022 | NWEST | 18026 | AVERA | 230 | 230 | ZoneN2 | ZoneN2 | 1 | Closed | Line | NO | 0.00235 | 0.0225 | 0.09472 | 860.5 | 860.5 | 860.5
25406 | J.HINDS | 24806 | MIRAGE | 230 | 230 | MWD Colorado River Aqueduct | SCE EASTERN 500/230kV | 1 | Closed | Line | NO | 0.01363 | 0.07307 | 0.12692 | 357 | 357 | 357
18020 | IRONMTN | 18135 | GRTETON | 230 | 230 | ZoneN2 | ZoneN3 | 1 | Closed | Line | NO | 0.00024 | 0.00231 | 0.00973 | 796.7 | 796.7 | 796.7
48289 | NOXON_CON | 482891 | NOX_NOX_CIO | 230 | 230 | AVA: Coeur D'Alene | AVA: Coeur D'Alene | 1 | Closed | Line | NO | 2e-05 | 0.00022 | 0.00041 | 551.7 | 551.7 | 719
24806 | MIRAGE | 24807 | MIRAGE | 230 | 115 | SCE EASTERN 500/230kV | SCE Mirage 115kV | 4 | Closed | Transformer | YES | 0 | 0.0575 | 0 | 308 | 336 | 308
48281 | NOXON_EAST | 48317 | PINE CRK | 230 | 230 | AVA: Coeur D'Alene | AVA: Coeur D'Alene | 1 | Closed | Line | NO | 0.00758 | 0.06304 | 0.12787 | 418.7 | 418.7 | 547.8
24806 | MIRAGE | 24807 | MIRAGE | 230 | 115 | SCE EASTERN 500/230kV | SCE Mirage 115kV | 3 | Closed | Transformer | YES | 0 | 0.05714 | 0 | 308 | 336 | 308
18020 | IRONMTN | 18024 | PECOS | 230 | 230 | ZoneN2 | ZoneN2 | 1 | Closed | Line | NO | 0.00098 | 0.00937 | 0.03947 | 796.7 | 796.7 | 796.7
48512 | DRYCREEK | 48255 | N LEWIST | 230 | 230 | AVA: Lewiston/Clarkston | AVA: Lewiston/Clarkston | 1 | Closed | Line | NO | 0.00128 | 0.01153 | 0.02394 | 496.8 | 496.8 | 650.1
24806 | MIRAGE | 24807 | MIRAGE | 230 | 115 | SCE EASTERN 500/230kV | SCE Mirage 115kV | 1 | Closed | Transformer | YES | 0 | 0.05679 | 0 | 280 | 336 | 280
48255 | N LEWIST | 48385 | SHAWNEE | 230 | 230 | AVA: Lewiston/Clarkston | AVA: Palouse | 1 | Closed | Line | NO | 0.00544 | 0.04923 | 0.10145 | 496.8 | 496.8 | 637.4
48255 | N LEWIST | 48253 | N LEWIST | 230 | 115 | AVA: Lewiston/Clarkston | AVA: Lewiston/Clarkston | 1 | Closed | Transformer | YES | 0.00072 | 0.02763 | 0 | 282 | 282 | 376
18020 | IRONMTN | 18022 | NWEST | 230 | 230 | ZoneN2 | ZoneN2 | 2 | Closed | Line | NO | 0.00082 | 0.00786 | 0.03311 | 860.5 | 860.5 | 860.5
48249 | MOSCOW | 48247 | MOSCOW | 230 | 115 | AVA: Palouse | AVA: Palouse | 1 | Closed | Transformer | YES | 0.00043 | 0.0282 | 0 | 281 | 281 | 386
18020 | IRONMTN | 18022 | NWEST | 230 | 230 | ZoneN2 | ZoneN2 | 1 | Closed | Line | NO | 0.00082 | 0.00786 | 0.03311 | 860.5 | 860.5 | 860.5
48197 | LOLO | 60278 | IMNAHA | 230 | 230 | AVA: Lewiston/Clarkston | ZoneIP Western | 1 | Closed | Line | NO | 0.00901 | 0.08515 | 0.17098 | 415.1 | 415.1 | 601.1
48512 | DRYCREEK | 48197 | LOLO | 230 | 230 | AVA: Lewiston/Clarkston | AVA: Lewiston/Clarkston | 1 | Closed | Line | NO | 0.00179 | 0.01641 | 0.03281 | 478.4 | 478.4 | 641
18019 | H ALLEN | 185800 | HASOLAR | 230 | 230 | ZoneN2 | ZoneN2 | 1 | Closed | Line | NO | 0.00017 | 0.00099 | 0.00192 | 398 | 398 | 398
48197 | LOLO | 48195 | LOLO | 230 | 115 | AVA: Lewiston/Clarkston | AVA: Lewiston/Clarkston | 2 | Closed | Transformer | YES | 0.00153 | 0.05638 | 0 | 128 | 128 | 160
48197 | LOLO | 48195 | LOLO | 230 | 115 | AVA: Lewiston/Clarkston | AVA: Lewiston/Clarkston | 1 | Closed | Transformer | YES | 0.00204 | 0.05726 | 0 | 109 | 109 | 159
18019 | H ALLEN | 181050 | PROSPECTOR | 230 | 230 | ZoneN2 | ZoneN2 | 1 | Closed | Line | NO | 0.00122 | 0.01169 | 0.04919 | 860 | 860 | 860
48179 | LAKEVIEW | 48357 | RATHDRUM | 230 | 230 | AVA: Coeur D'Alene | AVA: Coeur D'Alene | 1 | Closed | Line | NO | 0.00308 | 0.03378 | 0.07034 | 523.1 | 523.1 | 748.5
18019 | H ALLEN | 181030 | DRYLAKE SOLA | 230 | 230 | ZoneN2 | ZoneN2 | 1 | Closed | Line | NO | 0.0078 | 0.0424 | 4e-05 | 200 | 200 | 200
18019 | H ALLEN | 181001 | PLAYA | 230 | 230 | ZoneN2 | ZoneN2 | 1 | Closed | Line | NO | 7e-05 | 0.00049 | 0.00109 | 430.2 | 430.2 | 430.2
18019 | H ALLEN | 180940 | CHUCKWALLA_S | 230 | 230 | ZoneN2 | ZoneN2 | 1 | Closed | Line | NO | 0.00154 | 0.0083 | 0.00847 | 361.3 | 451.8 | 361.3
18019 | H ALLEN | 180650 | ARRWCANYN | 230 | 230 | ZoneN2 | ZoneN2 | 1 | Closed | Line | NO | 0.00109 | 0.00883 | 0.01788 | 320 | 320 | 320
18025 | RD GDNR | 18019 | H ALLEN | 230 | 230 | ZoneN2 | ZoneN2 | 2 | Closed | Line | NO | 0.00261 | 0.02493 | 0.10496 | 796.7 | 796.7 | 796.7
24804 | DEVERS | 29100 | SENTINEL | 230 | 230 | SCE EASTERN 500/230kV | SCE EASTERN 500/230kV | 1 | Closed | Line | NO | 2e-05 | 0.00028 | 0.00127 | 1195 | 1434 | 1195
24804 | DEVERS | 25666 | EL CASCO | 230 | 230 | SCE EASTERN 500/230kV | SCE EASTERN 500/230kV | 1 | Closed | Line | NO | 0.00176 | 0.03042 | 0.12294 | 1287 | 1737 | 1287
18025 | RD GDNR | 18019 | H ALLEN | 230 | 230 | ZoneN2 | ZoneN2 | 1 | Closed | Line | NO | 0.00261 | 0.02493 | 0.10496 | 860.5 | 860.5 | 860.5
24804 | DEVERS | 25233 | TOT789 | 230 | 230 | SCE EASTERN 500/230kV | SCE EASTERN 500/230kV | 1 | Closed | Line | NO | 0 | 0.0003 | 0 | 943 | 1132 | 943
24804 | DEVERS | 24901 | VSTA | 230 | 230 | SCE EASTERN 500/230kV | SCE EASTERN 500/230kV | 2 | Closed | Line | NO | 0.0027 | 0.04657 | 0.1882 | 1287 | 1737 | 1287
18019 | H ALLEN | 18024 | PECOS | 230 | 230 | ZoneN2 | ZoneN2 | 3 | Closed | Line | NO | 0.00185 | 0.01774 | 0.07466 | 796.7 | 796.7 | 796.7
24804 | DEVERS | 24901 | VSTA | 230 | 230 | SCE EASTERN 500/230kV | SCE EASTERN 500/230kV | 1 | Closed | Line | NO | 0.0027 | 0.04658 | 0.18823 | 1287 | 1737 | 1287
24804 | DEVERS | 24806 | MIRAGE | 230 | 230 | SCE EASTERN 500/230kV | SCE EASTERN 500/230kV | 2 | Closed | Line | NO | 0.00202 | 0.01606 | 0.06115 | 924 | 1243 | 924
18019 | H ALLEN | 18024 | PECOS | 230 | 230 | ZoneN2 | ZoneN2 | 2 | Closed | Line | NO | 0.00189 | 0.01804 | 0.07594 | 796.7 | 796.7 | 796.7
24804 | DEVERS | 24806 | MIRAGE | 230 | 230 | SCE EASTERN 500/230kV | SCE EASTERN 500/230kV | 1 | Closed | Line | NO | 0.00202 | 0.01606 | 0.06115 | 924 | 1243 | 924
18019 | H ALLEN | 18024 | PECOS | 230 | 230 | ZoneN2 | ZoneN2 | 1 | Closed | Line | NO | 0.00185 | 0.01774 | 0.07466 | 796.7 | 796.7 | 796.7
18018 | FAULKNER | 180900 | BREEZE | 230 | 230 | ZoneN2 | ZoneN2 | 1 | Closed | Line | NO | 0.00031 | 0.00297 | 0.0125 | 796.7 | 796.7 | 796.7
26046 | MCCULLGH | 18018 | FAULKNER | 230 | 230 | LA EASTERN-AC | ZoneN2 | 1 | Closed | Line | NO | 0.0039 | 0.02632 | 0.05182 | 430.2 | 430.2 | 430.2
24795 | SANDLOT | 24797 | OCASO | 230 | 230 | SCE NORTH OF LUGO 230kV | SCE NORTH OF LUGO 230kV | 1 | Closed | Line | NO | 7e-05 | 0.00044 | 0.00086 | 360 | 414 | 360
24795 | SANDLOT | 24796 | ALBA | 230 | 230 | SCE NORTH OF LUGO 230kV | SCE NORTH OF LUGO 230kV | 1 | Closed | Line | NO | 0.00058 | 0.00367 | 0.0072 | 360 | 414 | 360
18850 | CLARK GN | 18018 | FAULKNER | 230 | 230 | ZoneN1 | ZoneN2 | 1 | Closed | Line | NO | 0.00098 | 0.00645 | 0.01453 | 430.2 | 430.2 | 430.2
48059 | CAB GORG | 48281 | NOXON_EAST | 230 | 230 | AVA: Coeur D'Alene | AVA: Coeur D'Alene | 1 | Closed | Line | NO | 0.0039 | 0.02766 | 0.05283 | 386.8 | 386.8 | 478
48059 | CAB GORG | 48179 | LAKEVIEW | 230 | 230 | AVA: Coeur D'Alene | AVA: Coeur D'Alene | 1 | Closed | Line | NO | 0.00374 | 0.04092 | 0.08521 | 571.3 | 571.3 | 637.4
48059 | CAB GORG | 48057 | CAB GORG | 230 | 115 | AVA: Coeur D'Alene | AVA: Coeur D'Alene | 1 | Closed | Transformer | YES | 0.00098 | 0.05241 | 0 | 143 | 143 | 194
18674 | GREENWAY | 18018 | FAULKNER | 230 | 230 | ZoneN5 | ZoneN2 | 1 | Closed | Line | NO | 0.00124 | 0.00882 | 0.02362 | 430.2 | 430.2 | 430.2
18017 | TOLSON | 26046 | MCCULLGH | 230 | 230 | ZoneN2 | LA EASTERN-AC | 1 | Closed | Line | NO | 0.00403 | 0.02664 | 0.06001 | 430.2 | 430.2 | 430.2
48524 | BOULDER | 48037 | BENEWAH | 230 | 230 | AVA: Spokane | AVA: Palouse | 1 | Closed | Line | NO | 0.00414 | 0.03812 | 0.07649 | 453.3 | 453.3 | 625
48037 | BENEWAH | 48432 | THORNTON | 230 | 230 | AVA: Palouse | AVA: Palouse | 1 | Closed | Line | NO | 0.00403 | 0.04556 | 0.09677 | 964.1 | 964.1 | 1059.3
48037 | BENEWAH | 48317 | PINE CRK | 230 | 230 | AVA: Palouse | AVA: Coeur D'Alene | 1 | Closed | Line | NO | 0.00886 | 0.0639 | 0.12215 | 418.7 | 418.7 | 547.8
48037 | BENEWAH | 48249 | MOSCOW | 230 | 230 | AVA: Palouse | AVA: Palouse | 1 | Closed | Line | NO | 0.00706 | 0.06498 | 0.12858 | 503.9 | 503.9 | 658.5
48037 | BENEWAH | 48035 | BENEWAH | 230 | 115 | AVA: Palouse | AVA: Palouse | 1 | Closed | Transformer | YES | 0.0011 | 0.05592 | 0 | 134 | 134 | 183
18017 | TOLSON | 18018 | FAULKNER | 230 | 230 | ZoneN2 | ZoneN2 | 1 | Closed | Line | NO | 0.0007 | 0.00652 | 0.02568 | 620.7 | 620.7 | 620.7
48031 | BEACON S | 48524 | BOULDER | 230 | 230 | AVA: Spokane | AVA: Spokane | 1 | Closed | Line | NO | 0.0015 | 0.01762 | 0.03442 | 656.5 | 656.5 | 796.7
48031 | BEACON S | 48029 | BEACON S | 230 | 115 | AVA: Spokane | AVA: Spokane | 1 | Closed | Transformer | YES | 0.00072 | 0.02775 | 0 | 286 | 286 | 360
48025 | BEACON N | 48357 | RATHDRUM | 230 | 230 | AVA: Spokane | AVA: Coeur D'Alene | 1 | Closed | Line | NO | 0.00317 | 0.03792 | 0.07194 | 656.5 | 656.5 | 796.7
48025 | BEACON N | 48031 | BEACON S | 230 | 230 | AVA: Spokane | AVA: Spokane | 1 | Closed | Line | NO | 0 | 0.00029 | 0 | 637.4 | 637.4 | 637.4
18015 | DECATUR | 18618 | SINATRA | 230 | 230 | ZoneN2 | ZoneN2 | 1 | Closed | Line | NO | 0.00041 | 0.00311 | 0.00562 | 426.3 | 426.3 | 426.3
12057 | PEGS | 12176 | PEGSPV_HV | 230 | 230 | TSGT: Western NM | TSGT: Western NM | 1 | Open | Line | NO | 0.00011 | 0.00071 | 0.00135 | 361 | 361 | 361
48025 | BEACON N | 48023 | BEACON N | 230 | 115 | AVA: Spokane | AVA: Spokane | 1 | Closed | Transformer | YES | 0.00074 | 0.02783 | 0 | 280 | 280 | 320
18015 | DECATUR | 18051 | MCDONLD | 230 | 230 | ZoneN2 | ZoneN6 | 1 | Closed | Line | NO | 0.00032 | 0.00211 | 0.00475 | 430.2 | 430.2 | 430.2
24760 | OXBOW B | 24748 | OXBOW A | 230 | 230 | SCE Control | SCE Control | 1 | Closed | Line | NO | 0.0446 | 0.3122 | 0.7136 | 434 | 449 | 434
18015 | DECATUR | 18028 | WESTSIDE | 230 | 230 | ZoneN2 | ZoneN2 | 1 | Closed | Line | NO | 0.0007 | 0.00669 | 0.02816 | 860.5 | 860.5 | 860.5
12057 | PEGS | 12056 | PEGS | 230 | 115 | TSGT: Western NM | TSGT: Western NM | 1 | Closed | Transformer | YES | 0.00147 | 0.02952 | 0 | 313.6 | 313.6 | 313.6
47849 | SHPD FLT | 47862 | HSHUB | 230 | 230 | Lower Columbia Basin | Lower Columbia Basin | 1 | Closed | Line | NO | 0.00178 | 0.01806 | 0.0373 | 686 | 686 | 686
47849 | SHPD FLT | 47861 | S HRLBRT | 230 | 230 | Lower Columbia Basin | Lower Columbia Basin | 1 | Closed | Line | NO | 0.00026 | 0.00259 | 0.00534 | 686 | 686 | 686
24781 | NAVYCOSO | 24743 | NAVY II | 230 | 115 | SCE NORTH OF LUGO 230kV | SCE NORTH OF LUGO 230kV | 1 | Closed | Transformer | YES | 0.00186 | 0.08798 | 0 | 112 | 112 | 112
47849 | SHPD FLT | 47860 | N HRLBRT | 230 | 230 | Lower Columbia Basin | Lower Columbia Basin | 1 | Closed | Line | NO | 0 | 0.0003 | 0 | 697 | 697 | 857
47831 | HCAYON# | 47855 | STAR_POINT_1 | 230 | 230 | Lower Columbia Basin | Lower Columbia Basin | 1 | Closed | Line | NO | 0.00064 | 0.00575 | 0.01196 | 498 | 498 | 735
47831 | HCAYON# | 47830 | KLON_SCHOUSE | 230 | 230 | Lower Columbia Basin | Lower Columbia Basin | 1 | Closed | Line | NO | 0.00126 | 0.00765 | 0.01512 | 426.3 | 426.3 | 549.8
24780 | LUZ9 | 24736 | LUZ LSP | 230 | 230 | SCE NORTH OF LUGO 230kV | SCE NORTH OF LUGO 230kV | 1 | Closed | Line | NO | 0.00024 | 0.00134 | 0.00325 | 256 | 256 | 256
18014 | CRYSTAL | 18019 | H ALLEN | 230 | 230 | ZoneN2 | ZoneN2 | 3 | Closed | Line | NO | 0.0007 | 0.00866 | 0.03769 | 1017.4 | 1017.4 | 1017.4
47827 | WHITE CK | 47858 | HARVST_WIND# | 230 | 230 | Lower Columbia Basin | Lower Columbia Basin | 1 | Closed | Line | NO | 0.00109 | 0.008 | 0.02296 | 492 | 492 | 492
473800 | LINDEN_SW# | 47824 | WILLIS | 230 | 230 | Lower Columbia Basin | Lower Columbia Basin | 1 | Closed | Line | NO | 0.00086 | 0.008 | 0.01666 | 492 | 492 | 492
47823 | ENRGZR | 47824 | WILLIS | 230 | 230 | Lower Columbia Basin | Lower Columbia Basin | 1 | Closed | Line | NO | 0.00105 | 0.00981 | 0.02042 | 492 | 492 | 492
478170 | RATLSNAK_TIE | 47814 | JONESCYN | 230 | 230 | Lower Columbia Basin | Lower Columbia Basin | 1 | Closed | Line | NO | 0 | 1e-05 | 0 | 391 | 391 | 391
24779 | LUZ8 | 24736 | LUZ LSP | 230 | 230 | SCE NORTH OF LUGO 230kV | SCE NORTH OF LUGO 230kV | 1 | Closed | Line | NO | 0.00021 | 0.00116 | 0.0028 | 256 | 256 | 256
47828 | LEANJUN_2B# | 47814 | JONESCYN | 230 | 230 | Lower Columbia Basin | Lower Columbia Basin | 1 | Closed | Line | NO | 0.00158 | 0.01045 | 0.04036 | 255 | 255 | 513.9
47827 | WHITE CK | 47813 | WHITE CK | 230 | 115 | Lower Columbia Basin | Lower Columbia Basin | 1 | Closed | Transformer | YES | 0.00571 | 0.21811 | 0 | 42 | 70 | 42
47595 | GRAYS_HRBR_1 | 475950 | GRA_SAT_CIO | 230 | 230 | Seattle Area, Olympic Peninsula | Seattle Area, Olympic Peninsula | 1 | Closed | Line | NO | 0 | 0.00029 | 0 | 1121 | 1121 | 1121
18014 | CRYSTAL | 18019 | H ALLEN | 230 | 230 | ZoneN2 | ZoneN2 | 2 | Closed | Line | NO | 0.0007 | 0.00866 | 0.03769 | 1017.4 | 1017.4 | 1017.4
18013 | CRSTL3PS | 18014 | CRYSTAL | 230 | 230 | ZoneN2 | ZoneN2 | 3B | Open | Line | NO | 0 | 0.0003 | 0 | 1115.4 | 1115.4 | 1115.4
18013 | CRSTL3PS | 18014 | CRYSTAL | 230 | 230 | ZoneN2 | ZoneN2 | 3 | Closed | Transformer | YES | 0.00031 | 0.02036 | 0 | 672 | 796.7 | 672
47844 | BIGLWCYN | 47492 | GOL_BIG_CIO | 230 | 230 | Portland General - BES S/S | Lower Columbia Basin | 1 | Closed | Line | NO | 0.00045 | 0.00683 | 0.01469 | 784.8 | 784.8 | 1007.9
47486 | GOLDEN_HILLS | 47492 | GOL_BIG_CIO | 230 | 230 | Lower Columbia Basin | Lower Columbia Basin | 1 | Closed | Line | NO | 0.00107 | 0.0107 | 0.02597 | 334 | 367 | 367
26134 | DWP INYO | 24729 | INYO | 230 | 230 | LA OVES | SCE Control | 1 | Closed | Line | NO | 0.0001 | 0.0003 | 0 | 329 | 442 | 329
18012 | CRSTL2PS | 18014 | CRYSTAL | 230 | 230 | ZoneN2 | ZoneN2 | 2B | Open | Line | NO | 0 | 0.0003 | 0 | 1115.4 | 1115.4 | 1115.4
473800 | LINDEN_SW# | 47465 | DOOLEY | 230 | 230 | Lower Columbia Basin | Lower Columbia Basin | 1 | Closed | Line | NO | 0.00046 | 0.00426 | 0.00887 | 492 | 492 | 492
474390 | NDP | 47441 | CHEMICAL | 230 | 230 | Cowlitz County, WA | Cowlitz County, WA | 1 | Closed | Line | NO | 7e-05 | 0.00062 | 0.00566 | 318.7 | 318.7 | 478
47441 | CHEMICAL | 406710 | LON_CHE_CIO | 230 | 230 | Cowlitz County, WA | Cowlitz County, WA | 1 | Closed | Line | NO | 0.00018 | 0.00106 | 0.00329 | 295.2 | 398.4 | 470.5
47441 | CHEMICAL | 47442 | COFFINRK | 230 | 230 | Cowlitz County, WA | Cowlitz County, WA | 1 | Closed | Line | NO | 1e-05 | 0.0001 | 0.03558 | 318.7 | 318.7 | 478
474390 | NDP | 47440 | HYCOM | 230 | 230 | Cowlitz County, WA | Cowlitz County, WA | 1 | Closed | Line | NO | 0.00031 | 0.00188 | 0.00185 | 318.7 | 318.7 | 478
47439 | NORPAC | 47440 | HYCOM | 230 | 230 | Cowlitz County, WA | Cowlitz County, WA | 1 | Closed | Line | NO | 0.00014 | 0.00086 | 0.00405 | 318.7 | 318.7 | 478
18012 | CRSTL2PS | 18014 | CRYSTAL | 230 | 230 | ZoneN2 | ZoneN2 | 2 | Closed | Transformer | YES | 0.00031 | 0.02036 | 0 | 672 | 796.7 | 672
18011 | CLARK W | 18515 | BASIC A | 230 | 230 | ZoneN2 | ZoneN8 | 1 | Closed | Line | NO | 0.00117 | 0.00777 | 0.0175 | 430.2 | 430.2 | 430.2
18010 | CLARK E | 18516 | BASIC B | 230 | 230 | ZoneN2 | ZoneN8 | 1 | Closed | Line | NO | 0.00106 | 0.00699 | 0.01575 | 430.2 | 430.2 | 430.2
18009 | CLARK 6 | 18018 | FAULKNER | 230 | 230 | ZoneN2 | ZoneN2 | 1 | Closed | Line | NO | 0.00095 | 0.0063 | 0.01419 | 430.2 | 430.2 | 430.2
47394 | MONTAGUE_1 | 47398 | MONTAGUE_2 | 230 | 230 | Lower Columbia Basin | Lower Columbia Basin | 1 | Closed | Line | NO | 0.00067 | 0.00447 | 0.0086 | 431 | 431 | 431
473850 | LUND_HILL | 47385 | LUND_HILL# | 230 | 230 | Lower Columbia Basin | Lower Columbia Basin | 1 | Closed | Line | NO | 0.00421 | 0.02409 | 0.00384 | 384.4 | 454.5 | 539.8
47386 | JUNPER_CAN_1 | 47385 | LUND_HILL# | 230 | 230 | Lower Columbia Basin | Lower Columbia Basin | 1 | Closed | Line | NO | 0.00102 | 0.00741 | 0.01438 | 309.6 | 309.6 | 309.6
24760 | OXBOW B | 24724 | OXBOW B | 230 | 115 | SCE Control | SCE Control | 1 | Closed | Transformer | YES | 0 | 0.15543 | 0 | 70 | 77 | 70
473800 | LINDEN_SW# | 47380 | LINDEN_SW | 230 | 230 | Lower Columbia Basin | Lower Columbia Basin | DS | Open | Line | NO | 0 | 0.00029 | 0 | 492 | 492 | 492
47380 | LINDEN_SW | 47381 | LINDEN | 230 | 230 | Lower Columbia Basin | Lower Columbia Basin | 1 | Closed | Line | NO | 0.00018 | 0.00158 | 0.00328 | 633.2 | 633.2 | 633.2
18022 | NWEST | 18008 | BELTWAY | 230 | 230 | ZoneN2 | ZoneN2 | 2 | Closed | Line | NO | 0.00138 | 0.0132 | 0.05555 | 860.5 | 860.5 | 860.5
47367 | LAKESIDE+ | 47359 | LION_MTN+ | 230 | 230 | Western Montana | Western Montana | 1 | Closed | Line | NO | 0.00084 | 0.00771 | 0.01394 | 454.1 | 454.1 | 645.4
47329 | EECLOUSE | 47380 | LINDEN_SW | 230 | 230 | Lower Columbia Basin | Lower Columbia Basin | 1 | Closed | Line | NO | 0.00071 | 0.0066 | 0.0134 | 492 | 492 | 492
47830 | KLON_SCHOUSE | 47327 | KLNDIKE_WIND | 230 | 115 | Lower Columbia Basin | Lower Columbia Basin | 1 | Closed | Transformer | YES | 0 | 0.06302 | 0 | 105 | 105 | 105
18055 | BC TAP | 18007 | BC TAPNV | 230 | 230 | ZoneN8 | ZoneN8 | 1 | Closed | Line | NO | 0 | 0.0006 | 0 | 331.4 | 331.4 | 331.4
18006 | HENDRSON | 18516 | BASIC B | 230 | 230 | ZoneN8 | ZoneN8 | 1 | Closed | Line | NO | 0 | 3e-05 | 0 | 336.2 | 369.8 | 336.2
25769 | TOT811H | 24717 | COLWATER | 230 | 230 | SCE NORTH OF LUGO 230kV | SCE NORTH OF LUGO 230kV | 1 | Closed | Line | NO | 0.00011 | 0.00152 | 0.02246 | 544.6 | 544.6 | 544.6
18006 | HENDRSON | 18515 | BASIC A | 230 | 230 | ZoneN8 | ZoneN8 | 1 | Closed | Line | NO | 0 | 3e-05 | 0 | 349.8 | 384.7 | 349.8
25760 | TOT810H | 24717 | COLWATER | 230 | 230 | SCE NORTH OF LUGO 230kV | SCE NORTH OF LUGO 230kV | 1 | Closed | Line | NO | 0.00058 | 0.00619 | 0.05808 | 544.6 | 544.6 | 544.6
24795 | SANDLOT | 24717 | COLWATER | 230 | 230 | SCE NORTH OF LUGO 230kV | SCE NORTH OF LUGO 230kV | 1 | Closed | Line | NO | 0.00401 | 0.0447 | 0.09551 | 534 | 534 | 534
18512 | BASIC3 | 18006 | HENDRSON | 230 | 230 | ZoneN8 | ZoneN8 | 3 | Closed | Line | NO | 0.0004 | 0.0004 | 0 | 335 | 335 | 335
18511 | BASIC2 | 18006 | HENDRSON | 230 | 230 | ZoneN8 | ZoneN8 | 2 | Closed | Line | NO | 0.0004 | 0.0004 | 0 | 335 | 335 | 335
18510 | BASIC1 | 18006 | HENDRSON | 230 | 230 | ZoneN8 | ZoneN8 | 1 | Closed | Line | NO | 0.0004 | 0.0004 | 0 | 335 | 335 | 335
18506 | AMARGOSA T2 | 18006 | HENDRSON | 230 | 230 | ZoneN8 | ZoneN8 | 1 | Closed | Line | NO | 0.0006 | 0.00398 | 0.00644 | 336.2 | 369.8 | 336.2
24781 | NAVYCOSO | 24706 | BLM EAST | 230 | 230 | SCE NORTH OF LUGO 230kV | SCE NORTH OF LUGO 230kV | 1 | Closed | Line | NO | 7e-05 | 0.0014 | 0.00506 | 1287 | 1737 | 1287
18006 | HENDRSON | 18505 | AMARGOSA T1 | 230 | 230 | ZoneN8 | ZoneN8 | 1 | Closed | Line | NO | 0.00053 | 0.0034 | 0.00299 | 349.8 | 384.7 | 349.8
24706 | BLM EAST | 24707 | BLM WEST | 230 | 230 | SCE NORTH OF LUGO 230kV | SCE NORTH OF LUGO 230kV | 1 | Closed | Line | NO | 0.00011 | 0.0016 | 0.0058 | 1287 | 1737 | 1287
19011 | MEAD N | 18004 | ARDEN | 230 | 230 | WAPA-DSW | ZoneN2 | 1 | Closed | Line | NO | 0.00512 | 0.03469 | 0.08001 | 430.2 | 430.2 | 430.2
18004 | ARDEN | 18618 | SINATRA | 230 | 230 | ZoneN2 | ZoneN2 | 1 | Closed | Line | NO | 0.00172 | 0.01204 | 0.0258 | 430.2 | 430.2 | 430.2
18004 | ARDEN | 18555 | AUDETTE | 230 | 230 | ZoneN2 | ZoneN2 | 1 | Closed | Line | NO | 0.0006 | 0.00571 | 0.02402 | 860.5 | 860.5 | 860.5
47100 | WELLS B1 | 47102 | WELLS B2 | 230 | 230 | Central Washington | Central Washington | 1 | Closed | Line | NO | 0 | 1e-05 | 0 | 495.1 | 495.1 | 637.3
47102 | WELLS B2 | 47099 | WELLS | 230 | 115 | Central Washington | Central Washington | 1 | Closed | Transformer | YES | 0 | 0.09 | 0 | 103.2 | 137.2 | 137.2
47096 | URBAN INDU~1 | 47302 | LINCOLN ROCK | 230 | 230 | Central Washington | Central Washington | 1 | Closed | Line | NO | 0.00138 | 0.01486 | 0.03341 | 587.9 | 587.9 | 767.2
24701 | KRAMER | 25996 | TWINKLE | 230 | 230 | SCE NORTH OF LUGO 230kV | SCE NORTH OF LUGO 230kV | 1 | Closed | Line | NO | 0.00145 | 0.0094 | 0.01847 | 494 | 494 | 494
18004 | ARDEN | 18410 | BIGHORN | 230 | 230 | ZoneN2 | ZoneN2 | 2 | Closed | Line | NO | 0.00302 | 0.0372 | 0.16195 | 1017.4 | 1017.4 | 1017.4
24795 | SANDLOT | 24701 | KRAMER | 230 | 230 | SCE NORTH OF LUGO 230kV | SCE NORTH OF LUGO 230kV | 1 | Closed | Line | NO | 0.00158 | 0.01763 | 0.0377 | 534 | 534 | 534
47082 | RAPIDS | 47096 | URBAN INDU~1 | 230 | 230 | Central Washington | Central Washington | 1 | Closed | Line | NO | 0.00094 | 0.01018 | 0.02289 | 587.1 | 587.1 | 762.4
24736 | LUZ LSP | 24701 | KRAMER | 230 | 230 | SCE NORTH OF LUGO 230kV | SCE NORTH OF LUGO 230kV | 1 | Closed | Line | NO | 0.00105 | 0.01429 | 0.05683 | 267 | 267 | 267
18004 | ARDEN | 18410 | BIGHORN | 230 | 230 | ZoneN2 | ZoneN2 | 1 | Closed | Line | NO | 0.00302 | 0.0372 | 0.16195 | 1017.4 | 1017.4 | 1017.4
47082 | RAPIDS | 47080 | RAPIDS | 230 | 115 | Central Washington | Central Washington | 1 | Closed | Transformer | YES | 0.00063 | 0.0475 | 0 | 343.9 | 343.9 | 372.4
24701 | KRAMER | 24717 | COLWATER | 230 | 230 | SCE NORTH OF LUGO 230kV | SCE NORTH OF LUGO 230kV | 2 | Closed | Line | NO | 0.00572 | 0.06425 | 0.1373 | 534 | 534 | 534
24707 | BLM WEST | 24701 | KRAMER | 230 | 230 | SCE NORTH OF LUGO 230kV | SCE NORTH OF LUGO 230kV | 1 | Closed | Line | NO | 0.01274 | 0.10984 | 0.24761 | 478 | 534 | 478
18051 | MCDONLD | 18004 | ARDEN | 230 | 230 | ZoneN6 | ZoneN2 | 1 | Closed | Line | NO | 0.00114 | 0.00786 | 0.01779 | 713.9 | 713.9 | 713.9
24655 | MANZANA | 29408 | WIRLWIND | 230 | 230 | SCE Whirlwind 230kV | SCE Whirlwind 230kV | 1 | Closed | Line | NO | 0.00057 | 0.00641 | 0.01467 | 384 | 555 | 384
18032 | MAGNOLIA | 18004 | ARDEN | 230 | 230 | ZoneN6 | ZoneN2 | 1 | Closed | Line | NO | 0.00071 | 0.00683 | 0.02876 | 796.7 | 796.7 | 796.7
47600 | BLUERDG_SUB | 47050 | HWY730SWYD | 230 | 230 | Lower Columbia Basin | PAC:HERM | 1 | Closed | Line | NO | 0.00149 | 0.02215 | 0.08835 | 1407 | 1407 | 1715
18004 | ARDEN | 18017 | TOLSON | 230 | 230 | ZoneN2 | ZoneN2 | 1 | Closed | Line | NO | 0.001 | 0.00694 | 0.0157 | 713.9 | 713.9 | 713.9
24647 | IVANPAH | 25003 | DSRTSTLN | 230 | 230 | SCE Ivanpah | SCE Ivanpah | 1 | Closed | Line | NO | 0.00074 | 0.00449 | 0.00731 | 396.8 | 529 | 396.8
18008 | BELTWAY | 18004 | ARDEN | 230 | 230 | ZoneN2 | ZoneN2 | 2 | Closed | Line | NO | 0.00196 | 0.01877 | 0.07902 | 860.5 | 860.5 | 860.5
24855 | PRIMM | 24647 | IVANPAH | 230 | 230 | SCE Ivanpah | SCE Ivanpah | 1 | Closed | Line | NO | 0.00169 | 0.02755 | 0.11488 | 1195 | 1339 | 1195
24647 | IVANPAH | 24648 | IVANPAH | 230 | 115 | SCE Ivanpah | SCE Ivanpah | 2 | Closed | Transformer | YES | 0 | 0.05786 | 0 | 308 | 336 | 308
18003 | AMARGOSA | 189001 | AMARGOSA | 230 | 138 | ZoneN8 | VEA-Main | 1 | Closed | Transformer | YES | 0.0059 | 0.1394 | 0 | 60 | 66 | 60
24647 | IVANPAH | 24648 | IVANPAH | 230 | 115 | SCE Ivanpah | SCE Ivanpah | 1 | Closed | Transformer | YES | 0 | 0.05786 | 0 | 308 | 336 | 308
47031 | DOUGLAS | 47302 | LINCOLN ROCK | 230 | 230 | Central Washington | Central Washington | 1 | Closed | Line | NO | 3e-05 | 0.00031 | 0.00124 | 935.3 | 935.3 | 1211
47102 | WELLS B2 | 47031 | DOUGLAS | 230 | 230 | Central Washington | Central Washington | 1 | Closed | Line | NO | 0.0038 | 0.04446 | 0.15374 | 660.5 | 660.5 | 870.4
47100 | WELLS B1 | 47031 | DOUGLAS | 230 | 230 | Central Washington | Central Washington | 1 | Closed | Line | NO | 0.00377 | 0.04417 | 0.15275 | 660.5 | 660.5 | 870.4
24646 | ELDORDO2 | 189040 | SLOAN CANYON | 230 | 230 | SCE Eldorado 230kV | VEA-Main | 1 | Closed | Line | NO | 0.00018 | 0.00313 | 0.01232 | 885 | 1195 | 885
18506 | AMARGOSA T2 | 18003 | AMARGOSA | 230 | 230 | ZoneN8 | ZoneN8 | 1 | Closed | Line | NO | 0 | 3e-05 | 0 | 336.2 | 369.8 | 336.2
47031 | DOUGLAS | 47029 | DOUGLAS | 230 | 115 | Central Washington | Central Washington | 1 | Closed | Transformer | YES | 0 | 0.052 | 0 | 175.5 | 175.5 | 233.2
24855 | PRIMM | 24646 | ELDORDO2 | 230 | 230 | SCE Ivanpah | SCE Eldorado 230kV | 1 | Closed | Line | NO | 0.00065 | 0.01065 | 0.04439 | 1195 | 1339 | 1195
24647 | IVANPAH | 24646 | ELDORDO2 | 230 | 230 | SCE Ivanpah | SCE Eldorado 230kV | 1 | Closed | Line | NO | 0.00226 | 0.03719 | 0.14616 | 1195 | 1339 | 1195
18505 | AMARGOSA T1 | 18003 | AMARGOSA | 230 | 230 | ZoneN8 | ZoneN8 | 1 | Open | Line | NO | 0 | 3e-05 | 0 | 349.8 | 384.7 | 349.8
24601 | VICTOR | 25590 | HIDESERT_TAP | 230 | 230 | SCE NORTH OF LUGO 230kV | SCE NORTH OF LUGO 230kV | 1 | Closed | Line | NO | 0.00043 | 0.00781 | 0.03071 | 1195 | 1339 | 1195
24701 | KRAMER | 24601 | VICTOR | 230 | 230 | SCE NORTH OF LUGO 230kV | SCE NORTH OF LUGO 230kV | 2 | Closed | Line | NO | 0.00636 | 0.05301 | 0.10908 | 494 | 665 | 494
24701 | KRAMER | 24601 | VICTOR | 230 | 230 | SCE NORTH OF LUGO 230kV | SCE NORTH OF LUGO 230kV | 1 | Closed | Line | NO | 0.00636 | 0.05301 | 0.10908 | 494 | 665 | 494
24601 | VICTOR | 24602 | VICTOR | 230 | 115 | SCE NORTH OF LUGO 230kV | SCE Victor | 4 | Closed | Transformer | YES | 0 | 0.0575 | 0 | 308 | 336 | 308
24601 | VICTOR | 24602 | VICTOR | 230 | 115 | SCE NORTH OF LUGO 230kV | SCE Victor | 3 | Closed | Transformer | YES | 0 | 0.0575 | 0 | 308 | 336 | 308
24601 | VICTOR | 24602 | VICTOR | 230 | 115 | SCE NORTH OF LUGO 230kV | SCE Victor | 2 | Closed | Transformer | YES | 0 | 0.05669 | 0 | 308 | 336 | 308
24601 | VICTOR | 24602 | VICTOR | 230 | 115 | SCE NORTH OF LUGO 230kV | SCE Victor | 1 | Open | Transformer | YES | 0 | 0.05689 | 0 | 308 | 336 | 308
46860 | AYORK230 | 46862 | ANDYORKE | 230 | 115 | Central Washington | Central Washington | 1 | Closed | Transformer | YES | 0.00058 | 0.043 | 0 | 250 | 320 | 250
47031 | DOUGLAS | 46833 | ROCKYRH3 | 230 | 230 | Central Washington | Central Washington | 1 | Closed | Line | NO | 1e-05 | 9e-05 | 0.00031 | 709.1 | 709.1 | 876.4
46860 | AYORK230 | 46833 | ROCKYRH3 | 230 | 230 | Central Washington | Central Washington | 1 | Closed | Line | NO | 0.0014 | 0.0129 | 0.04964 | 384.1 | 384.1 | 384.1
46833 | ROCKYRH3 | 46856 | ROCR1011 | 230 | 230 | Central Washington | Central Washington | 1 | Closed | Line | NO | 9e-05 | 0.00049 | 0.00092 | 335.1 | 335.1 | 502.4
46832 | ROCKYRH2 | 46855 | ROCR0709 | 230 | 230 | Central Washington | Central Washington | 1 | Closed | Line | NO | 9e-05 | 0.00049 | 0.00094 | 467.7 | 467.7 | 614.3
46832 | ROCKYRH2 | 46854 | ROCR0506 | 230 | 230 | Central Washington | Central Washington | 1 | Closed | Line | NO | 9e-05 | 0.00049 | 0.00092 | 335.1 | 335.1 | 502.4
46832 | ROCKYRH2 | 46833 | ROCKYRH3 | 230 | 230 | Central Washington | Central Washington | 1 | Closed | Breaker | NO | 0 | 1e-05 | 0 | 1195.2 | 1195.2 | 1195.2
46831 | ROCKYRH1 | 46853 | ROCR0304 | 230 | 230 | Central Washington | Central Washington | 1 | Closed | Line | NO | 9e-05 | 0.00049 | 0.00092 | 335.1 | 335.1 | 382.5
46831 | ROCKYRH1 | 46852 | ROCR0102 | 230 | 230 | Central Washington | Central Washington | 1 | Closed | Line | NO | 9e-05 | 0.00049 | 0.00092 | 335.1 | 335.1 | 502.4
46831 | ROCKYRH1 | 46832 | ROCKYRH2 | 230 | 230 | Central Washington | Central Washington | 1 | Closed | Breaker | NO | 0 | 1e-05 | 0 | 733.1 | 733.1 | 956.2
46809 | MCKENZIE | 46831 | ROCKYRH1 | 230 | 230 | Central Washington | Central Washington | 1 | Closed | Line | NO | 0.00257 | 0.02277 | 0.04632 | 559 | 559 | 637.5
24401 | ANTELOPE | 29698 | BIG SKY | 230 | 230 | SCE South of Magunden 230kV | SCE South of Magunden 230kV | 1 | Closed | Line | NO | 1e-05 | 0.0003 | 0.0008 | 1078.8 | 1078.8 | 1078.8
80200 | HMH 2B4 | 81909 | mid_81909 | 230 | 230 | BC HYDRO | BC HYDRO | 3 | Closed | TransformerWinding | YES | 0.00589 | 0.20614 | 0 | 75 | 75 | 89.1
24627 | CIMA | 24381 | CIMAT2 | 230 | 230 | SCE EAST OF LUGO 500/230kV | SCE EAST OF LUGO 500/230kV | 2 | Open | Line | NO | 0 | 0.00031 | 0 | 329 | 442 | 329
24627 | CIMA | 24380 | CIMAT1 | 230 | 230 | SCE EAST OF LUGO 500/230kV | SCE EAST OF LUGO 500/230kV | 1 | Closed | Line | NO | 0 | 0.00031 | 0 | 329 | 442 | 329
25277 | ATHOS | 24375 | REDBLUFF | 230 | 230 | SCE Red Bluff | SCE Red Bluff | 1 | Closed | Line | NO | 0.00014 | 0.00166 | 0.00428 | 541 | 541 | 541
24375 | REDBLUFF | 25265 | ALMASOL_TAP | 230 | 230 | SCE Red Bluff | SCE Red Bluff | 1 | Closed | Line | NO | 0.00048 | 0.00414 | 0.01814 | 609.5 | 717.1 | 609.5
19204 | HARCUVAR | 17172 | HARCU-AZ | 230 | 230 | WAPA-DSW | CAP | 1 | Closed | Line | NO | 0 | 0.0005 | 0 | 334 | 350 | 334
24375 | REDBLUFF | 25029 | BLACK_RANCH | 230 | 230 | SCE Red Bluff | SCE Red Bluff | 1 | Closed | Line | NO | 0.00261 | 0.01635 | 0.03511 | 375.7 | 438.2 | 375.7
24960 | DSRTSUNLIGHT | 24375 | REDBLUFF | 230 | 230 | SCE Red Bluff | SCE Red Bluff | 1 | Closed | Line | NO | 0.0014 | 0.012 | 0.0518 | 643 | 643 | 643
17676 | NEWTUCSN | 17102 | SAHUARIT | 230 | 230 | AEPCO: Trico | AEPCO: Trico | 1 | Closed | Line | NO | 0.00399 | 0.02719 | 0.05151 | 358 | 466 | 358
19022 | DAVIS | 17087 | RIVIERA | 230 | 230 | WAPA-DSW | AEPCO: MEC | 1 | Closed | Line | NO | 0.00138 | 0.01226 | 0.02655 | 471 | 478 | 471
24578 | AES_HB_ENGY | 24369 | HUNTBCH_ENGY | 230 | 230 | SCE Orange County | SCE Orange County | 1 | Closed | Line | NO | 1e-05 | 0.0001 | 0.00046 | 879 | 879 | 879
24350 | HIDESERT | 25590 | HIDESERT_TAP | 230 | 230 | SCE NORTH OF LUGO 230kV | SCE NORTH OF LUGO 230kV | 1 | Closed | Line | NO | 0 | 0.0003 | 0.00015 | 1195 | 1339 | 1195
24316 | MAMMOTH | 24303 | BIG CRK3 | 230 | 230 | SCE North of Magunden 230kV | SCE North of Magunden 230kV | 1 | Closed | Line | NO | 0.00211 | 0.01028 | 0.0185 | 319 | 351 | 319
24305 | BIG CRK8 | 24303 | BIG CRK3 | 230 | 230 | SCE North of Magunden 230kV | SCE North of Magunden 230kV | 1 | Closed | Line | NO | 0.00223 | 0.01126 | 0.0205 | 353 | 353 | 353
24304 | BIG CRK4 | 24303 | BIG CRK3 | 230 | 230 | SCE North of Magunden 230kV | SCE North of Magunden 230kV | 1 | Closed | Line | NO | 0.00183 | 0.00892 | 0.016 | 329 | 357 | 329
24302 | BIG CRK2 | 24305 | BIG CRK8 | 230 | 230 | SCE North of Magunden 230kV | SCE North of Magunden 230kV | 1 | Closed | Line | NO | 0.00056 | 0.00253 | 0.00499 | 353 | 353 | 353
24302 | BIG CRK2 | 24303 | BIG CRK3 | 230 | 230 | SCE North of Magunden 230kV | SCE North of Magunden 230kV | 1 | Closed | Line | NO | 0.00239 | 0.0112 | 0.02147 | 353 | 373 | 353
24301 | BIG CRK1 | 24320 | EASTWOOD | 230 | 230 | SCE North of Magunden 230kV | SCE North of Magunden 230kV | 1 | Closed | Line | NO | 0.0015 | 0.00719 | 0.01296 | 329 | 442 | 329
17020 | SAN_RAF | 17542 | SCHIEFFELIN | 230 | 230 | AEPCO: SSVEC | AEPCO: SSVEC | 1 | Closed | Line | NO | 0.00383 | 0.02632 | 0.05505 | 394 | 512 | 394
24301 | BIG CRK1 | 24302 | BIG CRK2 | 230 | 230 | SCE North of Magunden 230kV | SCE North of Magunden 230kV | 1 | Closed | Line | NO | 0.00145 | 0.00666 | 0.01285 | 353 | 353 | 353
24273 | SKYRIVER | 29468 | MANDIBLE | 230 | 230 | SCE Windhub 230kV | SCE Windhub 230kV | 1 | Closed | Line | NO | 0 | 3e-05 | 6e-05 | 361.3 | 414.3 | 361.3
17016 | PANTANO | 17676 | NEWTUCSN | 230 | 230 | AEPCO: SSVEC | AEPCO: Trico | 1 | Closed | Line | NO | 0.00182 | 0.01302 | 0.02442 | 358 | 466 | 358
24269 | TEHACHAPI | 24265 | WINDSTAR2 | 230 | 230 | SCE Sagebrush (Vincent) 230kV | SCE Sagebrush (Vincent) 230kV | 1 | Closed | Line | NO | 0.00097 | 0.00708 | 0.01421 | 395.6 | 395.6 | 395.6
24264 | WLDRNESS TAP | 24265 | WINDSTAR2 | 230 | 230 | SCE Sagebrush (Vincent) 230kV | SCE Sagebrush (Vincent) 230kV | 1 | Closed | Line | NO | 0.00087 | 0.00632 | 0.0071 | 395.6 | 395.6 | 395.6
29516 | VINCNT2 | 24260 | WINDSTAR1 | 230 | 230 | SCE Los Angeles Basin 230kV | SCE Sagebrush (Vincent) 230kV | 1 | Closed | Line | NO | 0.0058 | 0.06289 | 0.13558 | 539.4 | 539.4 | 539.4
24264 | WLDRNESS TAP | 24260 | WINDSTAR1 | 230 | 230 | SCE Sagebrush (Vincent) 230kV | SCE Sagebrush (Vincent) 230kV | 1 | Closed | Line | NO | 0.00034 | 0.00371 | 0.008 | 539.4 | 539.4 | 539.4
17016 | PANTANO | 17015 | PANTANO | 230 | 115 | AEPCO: SSVEC | AEPCO: SSVEC | 1 | Closed | Transformer | YES | 0.01017 | 0.0905 | 0 | 112 | 140 | 112
24264 | WLDRNESS TAP | 24249 | EASTWEST TAP | 230 | 230 | SCE Sagebrush (Vincent) 230kV | SCE Sagebrush (Vincent) 230kV | 1 | Closed | Line | NO | 0.00014 | 0.00151 | 0.00325 | 539.4 | 539.4 | 539.4
24250 | WESTWIND | 24249 | EASTWEST TAP | 230 | 230 | SCE Sagebrush (Vincent) 230kV | SCE Sagebrush (Vincent) 230kV | 1 | Closed | Line | NO | 0 | 0.00029 | 9e-05 | 539.4 | 539.4 | 539.4
17014 | MORENCI | 164202 | PD_MORENCI | 230 | 230 | AEPCO: Graham/Duncan | FMI(TEP) | 1 | Open | Line | NO | 0.00141 | 0.00999 | 0.01956 | 394 | 512 | 394
24245 | EASTWIND | 24249 | EASTWEST TAP | 230 | 230 | SCE Sagebrush (Vincent) 230kV | SCE Sagebrush (Vincent) 230kV | 1 | Closed | Line | NO | 1e-05 | 0.00029 | 0.00015 | 539.4 | 539.4 | 539.4
24237 | RANCHVST | 25656 | MIRALOME | 230 | 230 | SCE Los Angeles Basin 230kV | SCE Los Angeles Basin 230kV | 2 | Closed | Line | NO | 0.00045 | 0.00721 | 0.02756 | 1195 | 1338 | 1195
17044 | HACKBERY | 17014 | MORENCI | 230 | 230 | AEPCO: Graham/Duncan | AEPCO: Graham/Duncan | 1 | Closed | Line | NO | 0.00429 | 0.03941 | 0.07977 | 464 | 603 | 464
24237 | RANCHVST | 25656 | MIRALOME | 230 | 230 | SCE Los Angeles Basin 230kV | SCE Los Angeles Basin 230kV | 1 | Closed | Line | NO | 0.00058 | 0.00716 | 0.02778 | 988 | 1331 | 988
24235 | RECTOR | 24303 | BIG CRK3 | 230 | 230 | SCE North of Magunden 230kV | SCE North of Magunden 230kV | 2 | Closed | Line | NO | 0.01409 | 0.10984 | 0.21758 | 335 | 452 | 335
24303 | BIG CRK3 | 24235 | RECTOR | 230 | 230 | SCE North of Magunden 230kV | SCE North of Magunden 230kV | 1 | Closed | Line | NO | 0.01932 | 0.09448 | 0.18878 | 335 | 373 | 335
24301 | BIG CRK1 | 24235 | RECTOR | 230 | 230 | SCE North of Magunden 230kV | SCE North of Magunden 230kV | 1 | Closed | Line | NO | 0.01816 | 0.10615 | 0.20606 | 329 | 373 | 329
24235 | RECTOR | 24234 | RECTRSVC | 230 | 230 | SCE North of Magunden 230kV | SCE North of Magunden 230kV | 1 | Closed | Line | NO | 0 | 0.005 | 0 | 387.5 | 387.5 | 387.5
17014 | MORENCI | 17009 | GREEN-AE | 230 | 230 | AEPCO: Graham/Duncan | AEPCO: Graham/Duncan | 1 | Closed | Line | NO | 0.00101 | 0.00927 | 0.01877 | 471 | 612 | 471
46645 | SOUTHWST | 410490 | TAC_SOU_CIO | 230 | 230 | Tacoma Power - General | Seattle Area, Olympic Peninsula | 1 | Closed | Line | NO | 0.00098 | 0.01209 | 0.05443 | 477.2 | 551.7 | 672.5
24381 | CIMAT2 | 24219 | PISGAH | 230 | 230 | SCE EAST OF LUGO 500/230kV | SCE EAST OF LUGO 500/230kV | 2 | Closed | Line | NO | 0.0171 | 0.09325 | 0.16374 | 289 | 289 | 289
46645 | SOUTHWST | 46663 | SOUTHWEST_B | 230 | 115 | Tacoma Power - General | Tacoma Power - General | 1 | Closed | Transformer | YES | 0.00026 | 0.02267 | 0 | 500 | 500 | 500
24380 | CIMAT1 | 24219 | PISGAH | 230 | 230 | SCE EAST OF LUGO 500/230kV | SCE EAST OF LUGO 500/230kV | 1 | Closed | Line | NO | 0.017 | 0.09269 | 0.16276 | 289 | 289 | 289
46645 | SOUTHWST | 46643 | SOUTHWEST_A | 230 | 115 | Tacoma Power - General | Tacoma Power - General | 2 | Closed | Transformer | YES | 0.00022 | 0.02377 | 0 | 500 | 500 | 500
46642 | S_TAC-SW | 46645 | SOUTHWST | 230 | 230 | Tacoma Power - General | Tacoma Power - General | 1 | Closed | Line | NO | 0.00051 | 0.00615 | 0.02744 | 477.2 | 576 | 669.7
24218 | WARNE | 24217 | WARNETAP | 230 | 230 | SCE South of Magunden 230kV | SCE South of Magunden 230kV | 1 | Closed | Line | NO | 0.00094 | 0.00454 | 0.00823 | 353 | 474 | 353
17008 | DOSCONDO | 17044 | HACKBERY | 230 | 230 | AEPCO: Graham/Duncan | AEPCO: Graham/Duncan | 1 | Closed | Line | NO | 0.00118 | 0.01087 | 0.022 | 464 | 478 | 464
17018 | REDTAIL | 17008 | DOSCONDO | 230 | 230 | AEPCO: SSVEC | AEPCO: Graham/Duncan | 1 | Closed | Line | NO | 0.00521 | 0.04781 | 0.09678 | 471 | 612 | 471
29200 | WALCREEK | 24158 | WALNUT | 230 | 230 | SCE Los Angeles Basin 230kV | SCE Los Angeles Basin 230kV | 1 | Closed | Line | NO | 1e-05 | 0.00016 | 0.0055 | 1078.8 | 1078.8 | 1078.8
46633 | CANYONTA | 46632 | CANYONTA | 230 | 115 | Tacoma Power - General | Tacoma Power - General | 1 | Closed | Transformer | YES | 0.00043 | 0.03709 | 0 | 400 | 400 | 475
24393 | MESACALS | 24158 | WALNUT | 230 | 230 | SCE Los Angeles Basin 230kV | SCE Los Angeles Basin 230kV | 1 | Closed | Line | NO | 0.0012 | 0.0138 | 0.06004 | 988 | 988 | 988
17007 | BUTERFLD | 17542 | SCHIEFFELIN | 230 | 230 | AEPCO | AEPCO: SSVEC | 1 | Closed | Line | NO | 0.00383 | 0.02632 | 0.05505 | 394 | 512 | 394
47049 | GLENOMA | 46629 | MOSSYRK | 230 | 230 | Seattle Area, Olympic Peninsula | Tacoma Power - General | 1 | Closed | Line | NO | 0.00358 | 0.02248 | 0.04176 | 279.3 | 279.3 | 417.9
46630 | MOSSYRCK | 46629 | MOSSYRK | 230 | 230 | Tacoma Power - General | Tacoma Power - General | 1 | Closed | Line | NO | 0.00079 | 0.0089 | 0.01826 | 540.2 | 639.8 | 699.9
46625 | MAYFIELD | 46629 | MOSSYRK | 230 | 230 | Tacoma Power - General | Tacoma Power - General | 1 | Closed | Line | NO | 0.00151 | 0.01711 | 0.0351 | 540.2 | 611.9 | 624.6
17007 | BUTERFLD | 17020 | SAN_RAF | 230 | 230 | AEPCO | AEPCO: SSVEC | 1 | Open | Line | NO | 0.00765 | 0.05264 | 0.1101 | 394 | 512 | 394
17007 | BUTERFLD | 17016 | PANTANO | 230 | 230 | AEPCO | AEPCO: SSVEC | 1 | Closed | Line | NO | 0.00661 | 0.04461 | 0.08813 | 358 | 466 | 358
80559 | TIS 230 | 81148 | BDH 42P | 230 | 230 | BC HYDRO | BC HYDRO | 1 | Closed | Line | NO | 0.00842 | 0.06067 | 0.12078 | 239 | 239 | 239
24155 | VINCENT | 999880 | VINRIO21 | 230 | 230 | SCE Los Angeles Basin 230kV | SCE Los Angeles Basin 230kV | 2 | Closed | Line | NO | 0.00137 | 0.03138 | 0.10343 | 988 | 1335 | 988
46609 | COWLITZ | 46607 | COWLITZ | 230 | 115 | Tacoma Power - General | Tacoma Power - General | 9 | Closed | Transformer | YES | 0.00043 | 0.03765 | 0 | 400 | 400 | 475
24155 | VINCENT | 29516 | VINCNT2 | 230 | 230 | SCE Los Angeles Basin 230kV | SCE Los Angeles Basin 230kV | BT | Open | Line | NO | 0 | 0.00033 | 0 | 1593 | 1593 | 1593
46609 | COWLITZ | 46607 | COWLITZ | 230 | 115 | Tacoma Power - General | Tacoma Power - General | 8 | Closed | Transformer | YES | 0.00043 | 0.03733 | 0 | 400 | 400 | 475
24155 | VINCENT | 25597 | PBLOSM_TAP | 230 | 230 | SCE Los Angeles Basin 230kV | SCE Los Angeles Basin 230kV | 1 | Closed | Line | NO | 0.0048 | 0.0218 | 0.04633 | 353 | 474 | 353
17102 | SAHUARIT | 17004 | BICKNELL | 230 | 230 | AEPCO: Trico | AEPCO: Trico | 1 | Closed | Line | NO | 0.0028 | 0.01899 | 0.03412 | 358 | 466 | 358
46463 | NORTHMTN | 413271 | NOR_SNO1_CIO | 230 | 230 | Snohomish PUD | Seattle Area, Olympic Peninsula | 1 | Closed | Line | NO | 0.00964 | 0.05703 | 0.11256 | 299 | 308 | 428
25201 | LEWIS | 24154 | VILLA PK | 230 | 230 | City of Anaheim | SCE Los Angeles Basin 230kV | 1 | Closed | Line | NO | 0.00036 | 0.0048 | 0.01564 | 988 | 1331 | 988
464271 | EASTPNE1 | 46445 | SOUTH | 230 | 230 | Seattle City Light | Seattle City Light | 1 | Closed | Line | NO | 0.00059 | 0.00335 | 0.41893 | 401 | 420 | 490
24153 | VESTAL | 25955 | TOT896_H | 230 | 230 | SCE North of Magunden 230kV | SCE North of Magunden 230kV | 1 | Closed | Line | NO | 0.00017 | 0.00104 | 0.00201 | 361.3 | 451.7 | 361.3
17004 | BICKNELL | 17006 | BICKNELL | 230 | 115 | AEPCO: Trico | AEPCO: Trico | 2 | Closed | Transformer | YES | 0.01077 | 0.09267 | 0 | 112 | 140 | 112
24235 | RECTOR | 24153 | VESTAL | 230 | 230 | SCE North of Magunden 230kV | SCE North of Magunden 230kV | 2 | Closed | Line | NO | 0.00895 | 0.04893 | 0.09728 | 478 | 647 | 478
46435 | MASS | 46445 | SOUTH | 230 | 230 | Seattle City Light | Seattle City Light | 1 | Closed | Line | NO | 0.00043 | 0.00239 | 0.00525 | 401 | 420 | 497
24153 | VESTAL | 24235 | RECTOR | 230 | 230 | SCE North of Magunden 230kV | SCE North of Magunden 230kV | 1 | Closed | Line | NO | 0.01076 | 0.04955 | 0.09546 | 478 | 647 | 478
17004 | BICKNELL | 17006 | BICKNELL | 230 | 115 | AEPCO: Trico | AEPCO: Trico | 1 | Closed | Transformer | YES | 0.01015 | 0.09133 | 0 | 112 | 140 | 112
46431 | GORGE | 46463 | NORTHMTN | 230 | 230 | Seattle City Light | Snohomish PUD | 1 | Closed | Line | NO | 0.00908 | 0.05384 | 0.10594 | 299 | 308 | 428
46423 | DUWAMISH | 406920 | DUW_MAP_CIO | 230 | 230 | Seattle City Light | Seattle Area, Olympic Peninsula | 1 | Closed | Line | NO | 0.00167 | 0.00987 | 0.0196 | 397 | 413 | 492
46423 | DUWAMISH | 403030 | COV_DUW_CIO | 230 | 230 | Seattle City Light | Seattle Area, Olympic Peninsula | 1 | Closed | Line | NO | 0.00168 | 0.00993 | 0.01958 | 397 | 413 | 492
464033 | BOTHELL230_3 | 46421 | DIABLO | 230 | 230 | Seattle City Light | Seattle City Light | 3 | Closed | Line | NO | 0.02163 | 0.1288 | 0.251 | 299 | 308 | 428
464032 | BOTHELL230_2 | 46421 | DIABLO | 230 | 230 | Seattle City Light | Seattle City Light | 1 | Closed | Line | NO | 0.02164 | 0.12886 | 0.25111 | 299 | 308 | 428
464031 | BOTHELL230_1 | 46421 | DIABLO | 230 | 230 | Seattle City Light | Seattle City Light | 2 | Closed | Line | NO | 0.02165 | 0.12891 | 0.25121 | 299 | 308 | 428
46421 | DIABLO | 46461 | ROSS 42 | 230 | 230 | Seattle City Light | Seattle City Light | 1 | Closed | Line | NO | 0.00093 | 0.00554 | 0.01085 | 210 | 210 | 210
46421 | DIABLO | 46460 | ROSS 44 | 230 | 230 | Seattle City Light | Seattle City Light | 1 | Closed | Line | NO | 0.00095 | 0.00563 | 0.01102 | 210 | 210 | 210
46421 | DIABLO | 46431 | GORGE | 230 | 230 | Seattle City Light | Seattle City Light | 1 | Closed | Line | NO | 0.00144 | 0.00855 | 0.01667 | 299 | 308 | 428
46417 | DELRIDGE | 46445 | SOUTH | 230 | 230 | Seattle City Light | Seattle City Light | 1 | Closed | Line | NO | 0.00058 | 0.00328 | 0.11096 | 349 | 358 | 451
46417 | DELRIDGE | 46423 | DUWAMISH | 230 | 230 | Seattle City Light | Seattle City Light | 1 | Closed | Line | NO | 0.00122 | 0.00732 | 0.01397 | 349 | 358 | 451
46415 | CRESTON | 403040 | COV_CRE_CIO | 230 | 230 | Seattle City Light | Seattle Area, Olympic Peninsula | 1 | Closed | Line | NO | 0.00108 | 0.00646 | 0.01244 | 397 | 413 | 492
46415 | CRESTON | 46445 | SOUTH | 230 | 230 | Seattle City Light | Seattle City Light | 1 | Closed | Line | NO | 0.0013 | 0.00761 | 0.01536 | 401 | 420 | 497
46415 | CRESTON | 46423 | DUWAMISH | 230 | 230 | Seattle City Light | Seattle City Light | 1 | Closed | Line | NO | 0.00056 | 0.00333 | 0.00649 | 401 | 420 | 478
24141 | SPRINGVL | 24304 | BIG CRK4 | 230 | 230 | SCE North of Magunden 230kV | SCE North of Magunden 230kV | 1 | Closed | Line | NO | 0.02553 | 0.12507 | 0.22628 | 357 | 376 | 357
24141 | SPRINGVL | 24235 | RECTOR | 230 | 230 | SCE North of Magunden 230kV | SCE North of Magunden 230kV | 1 | Closed | Line | NO | 0.00903 | 0.06989 | 0.13946 | 478 | 526 | 478
17002 | APACHE | 17105 | WINCHESTER | 230 | 230 | AEPCO | AEPCO | 1 | Closed | Line | NO | 0.0033 | 0.02919 | 0.06369 | 471 | 612 | 471
17002 | APACHE | 17018 | REDTAIL | 230 | 230 | AEPCO | AEPCO: SSVEC | 1 | Closed | Line | NO | 0.00335 | 0.03479 | 0.07009 | 471 | 478 | 471
25201 | LEWIS | 24137 | SERRANO | 230 | 230 | City of Anaheim | SCE Los Angeles Basin 230kV | 2 | Closed | Line | NO | 0.00042 | 0.00754 | 0.02966 | 1195 | 1338 | 1195
25201 | LEWIS | 24137 | SERRANO | 230 | 230 | City of Anaheim | SCE Los Angeles Basin 230kV | 1 | Closed | Line | NO | 0.00042 | 0.00754 | 0.02966 | 1195 | 1518 | 1195
24137 | SERRANO | 24154 | VILLA PK | 230 | 230 | SCE Los Angeles Basin 230kV | SCE Los Angeles Basin 230kV | 2 | Closed | Line | NO | 0.00018 | 0.00331 | 0.013 | 1287 | 1613 | 1287
17002 | APACHE | 17007 | BUTERFLD | 230 | 230 | AEPCO | AEPCO | 1 | Closed | Line | NO | 0.00335 | 0.02357 | 0.04549 | 358 | 427 | 358
24137 | SERRANO | 24154 | VILLA PK | 230 | 230 | SCE Los Angeles Basin 230kV | SCE Los Angeles Basin 230kV | 1 | Closed | Line | NO | 0.00018 | 0.00331 | 0.013 | 1287 | 1518 | 1287
25666 | EL CASCO | 24132 | SANBRDNO | 230 | 230 | SCE EASTERN 500/230kV | SCE EASTERN 500/230kV | 1 | Closed | Line | NO | 0.00081 | 0.01403 | 0.0567 | 1287 | 1737 | 1287
24920 | MNTVIEW3 | 24132 | SANBRDNO | 230 | 230 | SCE EASTERN 500/230kV | SCE EASTERN 500/230kV | 1 | Closed | Line | NO | 3e-05 | 0.0004 | 0.00084 | 643.4 | 868.4 | 643.4
17002 | APACHE | 17001 | APACHE | 230 | 115 | AEPCO | AEPCO | 2 | Closed | Transformer | YES | 0.01025 | 0.09183 | 0 | 112 | 140 | 112
24901 | VSTA | 24132 | SANBRDNO | 230 | 230 | SCE EASTERN 500/230kV | SCE EASTERN 500/230kV | 1 | Closed | Line | NO | 0.00062 | 0.00843 | 0.03249 | 988 | 1331 | 988
24880 | MNTVIEW4 | 24132 | SANBRDNO | 230 | 230 | SCE EASTERN 500/230kV | SCE EASTERN 500/230kV | 1 | Closed | Line | NO | 4e-05 | 0.0004 | 0.00082 | 643.4 | 868.4 | 643.4
17002 | APACHE | 17001 | APACHE | 230 | 115 | AEPCO | AEPCO | 1 | Closed | Transformer | YES | 0.01023 | 0.09017 | 0 | 112 | 140 | 112
24804 | DEVERS | 24132 | SANBRDNO | 230 | 230 | SCE EASTERN 500/230kV | SCE EASTERN 500/230kV | 1 | Closed | Line | NO | 0.00258 | 0.04445 | 0.1747 | 1287 | 1737 | 1287
48310 | SADDLEMTN230 | 46169 | WANAPUM | 230 | 230 | AVA: Big Bend | Grant County, WA | 1 | Closed | Line | NO | 0.00507 | 0.04672 | 0.09357 | 501.9 | 501.9 | 637.4
46164 | FRENCHMN | 46168 | FRENCHMN | 230 | 115 | Grant County, WA | Grant County, WA | 1 | Closed | Transformer | YES | 0 | 0.0423 | 0 | 280 | 280 | 341
46165 | PRIESTRT | 46163 | WAHLUKE | 230 | 230 | Grant County, WA | Grant County, WA | 1 | Closed | Line | NO | 0.0017 | 0.0106 | 0.0191 | 384.4 | 384.4 | 478
46164 | FRENCHMN | 46163 | WAHLUKE | 230 | 230 | Grant County, WA | Grant County, WA | 1 | Closed | Line | NO | 0.0041 | 0.0259 | 0.0468 | 384.4 | 384.4 | 504.3
25654 | VIEJO | 24131 | S.ONOFRE | 230 | 230 | SCE Orange County | SCE Orange County | 1 | Closed | Line | NO | 0.00126 | 0.02283 | 0.08972 | 1195.1 | 1338 | 1195.1
46162 | BKSAND T | 46166 | POTHOLEG | 230 | 230 | Grant County, WA | Grant County, WA | 1 | Closed | Line | NO | 0.0015 | 0.01 | 0.0189 | 384.4 | 384.4 | 504.3
46162 | BKSAND T | 46164 | FRENCHMN | 230 | 230 | Grant County, WA | Grant County, WA | 1 | Closed | Line | NO | 0.0014 | 0.0087 | 0.01566 | 384.4 | 384.4 | 504.3
46161 | BK SANDS | 46162 | BKSAND T | 230 | 230 | Grant County, WA | Grant County, WA | 1 | Closed | Line | NO | 0.0001 | 0.0008 | 0.00172 | 410.7 | 410.7 | 478
46158 | SIELER | 46157 | WHEELSWD | 230 | 230 | Grant County, WA | Grant County, WA | 1 | Closed | Line | NO | 4e-05 | 0.00032 | 0.00086 | 550.2 | 550.2 | 664.1
24131 | S.ONOFRE | 24137 | SERRANO | 230 | 230 | SCE Orange County | SCE Los Angeles Basin 230kV | 1 | Closed | Line | NO | 0.00228 | 0.04132 | 0.16248 | 1195 | 1315 | 1195
46156 | ROCKYFD | 46155 | ROCKYFD | 230 | 115 | Grant County, WA | Grant County, WA | 1 | Closed | Transformer | YES | 0 | 0.0423 | 0 | 294 | 294 | 341
46154 | ROCKYFDG | 46156 | ROCKYFD | 230 | 230 | Grant County, WA | Grant County, WA | 1 | Open | Line | NO | 0.0001 | 0.0001 | 0.0001 | 796.7 | 796.7 | 796.7
46152 | MCDONALD | 46158 | SIELER | 230 | 230 | Grant County, WA | Grant County, WA | 1 | Closed | Line | NO | 0.00083 | 0.007 | 0.01648 | 478 | 478 | 478
46151 | LARSON | 46154 | ROCKYFDG | 230 | 230 | Grant County, WA | Grant County, WA | 1 | Closed | Line | NO | 0.00089 | 0.01173 | 0.0468 | 796.7 | 796.7 | 796.7
24131 | S.ONOFRE | 24134 | SANTIAGO | 230 | 230 | SCE Orange County | SCE Orange County | 2 | Closed | Line | NO | 0.00163 | 0.02947 | 0.11588 | 1195 | 1315 | 1195
12057 | PEGS | 10011 | AMBROSIA | 230 | 230 | TSGT: Western NM | PNM: EHV and Gen | 1 | Closed | Line | NO | 0.0019 | 0.0205 | 0.0445 | 328 | 328 | 328
46169 | WANAPUM | 46145 | WANAPH1 | 230 | 230 | Grant County, WA | Grant County, WA | 1 | Closed | Line | NO | 0.0002 | 0.0022 | 0.00412 | 555 | 555 | 637
46159 | UPPER C | 46144 | SILIC TP | 230 | 230 | Grant County, WA | Grant County, WA | 1 | Closed | Line | NO | 2e-05 | 0.00023 | 0.00098 | 637.4 | 637.4 | 637.4
46151 | LARSON | 46144 | SILIC TP | 230 | 230 | Grant County, WA | Grant County, WA | 1 | Closed | Line | NO | 0.00058 | 0.00717 | 0.0158 | 637.4 | 637.4 | 637.4
46143 | SILICON | 46144 | SILIC TP | 230 | 230 | Grant County, WA | Grant County, WA | 1 | Closed | Line | NO | 5e-05 | 0.00035 | 0.00076 | 431 | 431 | 578.8
24131 | S.ONOFRE | 24134 | SANTIAGO | 230 | 230 | SCE Orange County | SCE Orange County | 1 | Closed | Line | NO | 0.00163 | 0.02947 | 0.11588 | 1195 | 1315 | 1195
46149 | WQUIN_TAP | 46139 | WQ_FLYTAP | 230 | 230 | Grant County, WA | Grant County, WA | 1 | Closed | Line | NO | 0.00019 | 0.00322 | 0.01109 | 796.7 | 796.7 | 796.7
46139 | WQ_FLYTAP | 46142 | WQ_MTNVIEW | 230 | 230 | Grant County, WA | Grant County, WA | 1 | Closed | Line | NO | 0 | 1e-05 | 5e-05 | 506.3 | 506.3 | 662.5
29516 | VINCNT2 | 24128 | S.CLARA | 230 | 230 | SCE Los Angeles Basin 230kV | SCE Ventura/Santa Barbara | 1 | Closed | Line | NO | 0.00722 | 0.09078 | 0.23016 | 458 | 494 | 458
999880 | VINRIO21 | 24126 | RIOHONDO | 230 | 230 | SCE Los Angeles Basin 230kV | SCE Los Angeles Basin 230kV | 2 | Closed | Line | NO | 0.0004 | 0.00436 | 0.01693 | 988 | 1335 | 988
46120 | WHEEL_DROP | 46160 | WHEELERG | 230 | 230 | Grant County, WA | Grant County, WA | 1 | Closed | Line | NO | 1e-05 | 0.00014 | 0.00029 | 550.2 | 550.2 | 664.1
46159 | UPPER C | 46120 | WHEEL_DROP | 230 | 230 | Grant County, WA | Grant County, WA | 1 | Closed | Line | NO | 4e-05 | 0.00048 | 0.00215 | 796.7 | 796.7 | 796.7
24393 | MESACALS | 24126 | RIOHONDO | 230 | 230 | SCE Los Angeles Basin 230kV | SCE Los Angeles Basin 230kV | 2 | Closed | Line | NO | 0.00094 | 0.01213 | 0.04074 | 988 | 1155 | 988
46157 | WHEELSWD | 46120 | WHEEL_DROP | 230 | 230 | Grant County, WA | Grant County, WA | 1 | Closed | Line | NO | 0 | 1e-05 | 0 | 1025.4 | 1025.4 | 1347.3
46154 | ROCKYFDG | 46108 | NQUINCYT | 230 | 230 | Grant County, WA | Grant County, WA | 1 | Closed | Line | NO | 0.00147 | 0.02001 | 0.07296 | 796.7 | 796.7 | 796.7
24393 | MESACALS | 24126 | RIOHONDO | 230 | 230 | SCE Los Angeles Basin 230kV | SCE Los Angeles Basin 230kV | 1 | Closed | Line | NO | 0.00094 | 0.01213 | 0.04074 | 988 | 1331 | 988
46149 | WQUIN_TAP | 46108 | NQUINCYT | 230 | 230 | Grant County, WA | Grant County, WA | 1 | Closed | Line | NO | 0.00015 | 0.00206 | 0.00729 | 796.7 | 796.7 | 796.7
46139 | WQ_FLYTAP | 46107 | W_QUINCY | 230 | 230 | Grant County, WA | Grant County, WA | 1 | Closed | Line | NO | 5e-05 | 0.0005 | 0.00099 | 506.3 | 506.3 | 662.5
46142 | WQ_MTNVIEW | 46106 | MNT VIEW | 230 | 230 | Grant County, WA | Grant County, WA | 1 | Closed | Line | NO | 8e-05 | 0.00129 | 0.00444 | 1025.4 | 1025.4 | 1195.1
46108 | NQUINCYT | 46104 | QPLAINS | 230 | 230 | Grant County, WA | Grant County, WA | 1 | Closed | Line | NO | 0.00044 | 0.00415 | 0.01212 | 796.7 | 796.7 | 796.7
24155 | VINCENT | 24126 | RIOHONDO | 230 | 230 | SCE Los Angeles Basin 230kV | SCE Los Angeles Basin 230kV | 1 | Closed | Line | NO | 0.00279 | 0.03543 | 0.1239 | 988 | 1331 | 988
24115 | PASTORIA | 29050 | PSTRIA | 230 | 230 | SCE South of Magunden 230kV | SCE South of Magunden 230kV | 1 | Closed | Line | NO | 8e-05 | 0.00145 | 0.00568 | 1195 | 1338 | 1195
46152 | MCDONALD | 46089 | SANDUNES | 230 | 230 | Grant County, WA | Grant County, WA | 1 | Closed | Line | NO | 0.00054 | 0.00452 | 0.01068 | 478 | 478 | 478
46089 | SANDUNES | 46087 | SANDUNES | 230 | 115 | Grant County, WA | Grant County, WA | 1 | Closed | Transformer | YES | 0 | 0.03333 | 0 | 236 | 236 | 250
24115 | PASTORIA | 25613 | EDMONSTN | 230 | 230 | SCE South of Magunden 230kV | SCE South of Magunden 230kV | 1 | Closed | Line | NO | 7e-05 | 0.00112 | 0.00434 | 1195 | 1338 | 1195
24403 | BAILEY | 24115 | PASTORIA | 230 | 230 | SCE South of Magunden 230kV | SCE South of Magunden 230kV | 1 | Closed | Line | NO | 0.00336 | 0.01858 | 0.03578 | 478 | 598 | 478
24115 | PASTORIA | 24217 | WARNETAP | 230 | 230 | SCE South of Magunden 230kV | SCE South of Magunden 230kV | 1 | Closed | Line | NO | 0.00335 | 0.02577 | 0.05167 | 458 | 535 | 458
46069 | PRIESTR2 | 46165 | PRIESTRT | 230 | 230 | Grant County, WA | Grant County, WA | 1 | Closed | Line | NO | 0.001 | 0.0094 | 0.01818 | 511.1 | 511.1 | 671
46065 | PRIEST R | 46113 | PRIEST T | 230 | 230 | Grant County, WA | Grant County, WA | 1 | Closed | Line | NO | 0.0001 | 0.0008 | 0.00162 | 511.1 | 511.1 | 637.4
24114 | PARDEE | 29516 | VINCNT2 | 230 | 230 | SCE Los Angeles Basin 230kV | SCE Los Angeles Basin 230kV | 1 | Closed | Line | NO | 0.00285 | 0.0365 | 0.12656 | 988 | 988 | 988
24114 | PARDEE | 26098 | SYLMAR220 | 230 | 230 | SCE Los Angeles Basin 230kV | LA BASIN | 2 | Closed | Line | NO | 0.00066 | 0.01188 | 0.04672 | 1195 | 1195 | 1195
24114 | PARDEE | 26098 | SYLMAR220 | 230 | 230 | SCE Los Angeles Basin 230kV | LA BASIN | 1 | Closed | Line | NO | 0.00066 | 0.01188 | 0.04672 | 1195 | 1195 | 1195
46045 | MATTAWA | 46113 | PRIEST T | 230 | 230 | Grant County, WA | Grant County, WA | 1 | Closed | Line | NO | 0.0006 | 0.0058 | 0.01078 | 423.9 | 423.9 | 616.7
24114 | PARDEE | 24403 | BAILEY | 230 | 230 | SCE Los Angeles Basin 230kV | SCE South of Magunden 230kV | 1 | Closed | Line | NO | 0.00772 | 0.04055 | 0.07603 | 598 | 598 | 598
46044 | GENEVA | 46169 | WANAPUM | 230 | 230 | Grant County, WA | Grant County, WA | 1 | Closed | Line | NO | 0.00171 | 0.01575 | 0.02913 | 423.9 | 423.9 | 616.7
46044 | GENEVA | 46045 | MATTAWA | 230 | 230 | Grant County, WA | Grant County, WA | 1 | Closed | Line | NO | 0.00049 | 0.00456 | 0.00842 | 423.9 | 423.9 | 616.7
46043 | MAE VL T | 46166 | POTHOLEG | 230 | 230 | Grant County, WA | Grant County, WA | 1 | Closed | Line | NO | 0.001 | 0.0092 | 0.01954 | 512.7 | 512.7 | 637.4
46043 | MAE VL T | 46089 | SANDUNES | 230 | 230 | Grant County, WA | Grant County, WA | 1 | Closed | Line | NO | 0.0012 | 0.0108 | 0.02298 | 512.7 | 512.7 | 637.4
24401 | ANTELOPE | 24114 | PARDEE | 230 | 230 | SCE South of Magunden 230kV | SCE Los Angeles Basin 230kV | 1 | Closed | Line | NO | 0.0014 | 0.03055 | 0.09876 | 1195 | 1338 | 1195
46041 | MAE VL | 46043 | MAE VL T | 230 | 230 | Grant County, WA | Grant County, WA | 1 | Closed | Line | NO | 0.0006 | 0.0033 | 0.00698 | 410.7 | 410.7 | 478
46151 | LARSON | 46039 | LARSON | 230 | 115 | Grant County, WA | Grant County, WA | 1 | Closed | Transformer | YES | 0 | 0.04231 | 0 | 250 | 250 | 250
24114 | PARDEE | 24217 | WARNETAP | 230 | 230 | SCE Los Angeles Basin 230kV | SCE South of Magunden 230kV | 1 | Closed | Line | NO | 0.00402 | 0.03134 | 0.06063 | 494 | 535 | 494
73190 | STEGALL | 73189 | STEGALL | 230 | 115 | ZoneWN | ZoneWN | 1 | Closed | Transformer | YES | 0.002 | 0.067 | 0 | 167 | 200.4 | 167
24114 | PARDEE | 24200 | SAUG TAP | 230 | 230 | SCE Los Angeles Basin 230kV | SCE Los Angeles Basin 230kV | 4 | Closed | Line | NO | 0.00024 | 0.00199 | 0.00408 | 494 | 665 | 494
24114 | PARDEE | 24200 | SAUG TAP | 230 | 230 | SCE Los Angeles Basin 230kV | SCE Los Angeles Basin 230kV | 3 | Closed | Line | NO | 0.00024 | 0.00199 | 0.00408 | 494 | 665 | 494
24114 | PARDEE | 24200 | SAUG TAP | 230 | 230 | SCE Los Angeles Basin 230kV | SCE Los Angeles Basin 230kV | 2 | Closed | Line | NO | 0.00025 | 0.00202 | 0.00408 | 494 | 665 | 494
24114 | PARDEE | 24200 | SAUG TAP | 230 | 230 | SCE Los Angeles Basin 230kV | SCE Los Angeles Basin 230kV | 1 | Closed | Line | NO | 0.00024 | 0.00199 | 0.0041 | 494 | 665 | 494
15240 | RANDOLPH | 154845 | Q47_JACK | 230 | 230 | SRP EHV 230 KV | SRP OTHER SUB 69kV | 1 | Closed | Line | NO | 0.00028 | 0.00142 | 0.003 | 260.1 | 396 | 260.1
24114 | PARDEE | 24155 | VINCENT | 230 | 230 | SCE Los Angeles Basin 230kV | SCE Los Angeles Basin 230kV | 2 | Closed | Line | NO | 0.00628 | 0.04814 | 0.09694 | 462 | 621 | 462
46105 | NQUINCY | 46018 | CLD VIEW | 230 | 230 | Grant County, WA | Grant County, WA | 1 | Closed | Line | NO | 7e-05 | 0.0006 | 0.00138 | 557.7 | 557.7 | 637.4
46104 | QPLAINS | 46018 | CLD VIEW | 230 | 230 | Grant County, WA | Grant County, WA | 1 | Closed | Line | NO | 4e-05 | 0.00034 | 0.00078 | 557.7 | 557.7 | 637.4
24114 | PARDEE | 24128 | S.CLARA | 230 | 230 | SCE Los Angeles Basin 230kV | SCE Ventura/Santa Barbara | 1 | Closed | Line | NO | 0.00683 | 0.05679 | 0.11762 | 494 | 494 | 494
15240 | RANDOLPH | 150031 | VAH KI | 230 | 230 | SRP EHV 230 KV | SRP EHV 230 KV | 1 | Closed | Line | NO | 0.00038 | 0.00365 | 0.01201 | 1458 | 1541.7 | 1458
24114 | PARDEE | 24115 | PASTORIA | 230 | 230 | SCE Los Angeles Basin 230kV | SCE South of Magunden 230kV | 1 | Closed | Line | NO | 0.01049 | 0.05765 | 0.11192 | 586 | 586 | 586
24237 | RANCHVST | 24112 | PADUA | 230 | 230 | SCE Los Angeles Basin 230kV | SCE Los Angeles Basin 230kV | 2 | Closed | Line | NO | 0.00123 | 0.01512 | 0.0587 | 717 | 908 | 717
15240 | RANDOLPH | 15261 | CPGS0912 | 230 | 230 | SRP EHV 230 KV | SRP EHV 230 KV | 1 | Closed | Line | NO | 7e-05 | 0.00042 | 0.0009 | 260.1 | 260.1 | 260.1
46005 | ANCIENTL | 46003 | ANCIENTL | 230 | 115 | Grant County, WA | Grant County, WA | 1 | Closed | Transformer | YES | 0 | 0.04733 | 0 | 250 | 250 | 250
46001 | ANC LK T | 46169 | WANAPUM | 230 | 230 | Grant County, WA | Grant County, WA | 1 | Closed | Line | NO | 0.0032 | 0.0298 | 0.05508 | 423.9 | 423.9 | 616.7
24237 | RANCHVST | 24112 | PADUA | 230 | 230 | SCE Los Angeles Basin 230kV | SCE Los Angeles Basin 230kV | 1 | Closed | Line | NO | 0.00123 | 0.01512 | 0.0587 | 717 | 908 | 717
46001 | ANC LK T | 46005 | ANCIENTL | 230 | 230 | Grant County, WA | Grant County, WA | 1 | Closed | Line | NO | 0.0011 | 0.0061 | 0.01248 | 390.8 | 390.8 | 478
24142 | SYC CYN | 24101 | OMAR | 230 | 230 | SCE North of Magunden 230kV | SCE North of Magunden 230kV | 1 | Closed | Line | NO | 0.0002 | 0.0017 | 0.00388 | 643 | 868 | 643
15240 | RANDOLPH | 15260 | CPGS0508 | 230 | 230 | SRP EHV 230 KV | SRP EHV 230 KV | 1 | Closed | Line | NO | 8e-05 | 0.00048 | 0.00104 | 260.1 | 260.1 | 260.1
25656 | MIRALOME | 24100 | OLINDA | 230 | 230 | SCE Los Angeles Basin 230kV | SCE Los Angeles Basin 230kV | 1 | Closed | Line | NO | 0.00206 | 0.02556 | 0.10226 | 988 | 988 | 988
24100 | OLINDA | 24158 | WALNUT | 230 | 230 | SCE Los Angeles Basin 230kV | SCE Los Angeles Basin 230kV | 1 | Closed | Line | NO | 0.00055 | 0.00676 | 0.02558 | 717 | 797 | 717
15240 | RANDOLPH | 15259 | CPGS0104 | 230 | 230 | SRP EHV 230 KV | SRP EHV 230 KV | 1 | Closed | Line | NO | 7e-05 | 0.00042 | 0.00091 | 260.1 | 260.1 | 260.1
24128 | S.CLARA | 24099 | MOORPARK | 230 | 230 | SCE Ventura/Santa Barbara | SCE Ventura/Santa Barbara | 2 | Closed | Line | NO | 0.00434 | 0.03634 | 0.07432 | 458 | 526 | 458
24128 | S.CLARA | 24099 | MOORPARK | 230 | 230 | SCE Ventura/Santa Barbara | SCE Ventura/Santa Barbara | 1 | Closed | Line | NO | 0.00434 | 0.03634 | 0.07432 | 478 | 606 | 478
15235 | DBG | 150225 | DBG-CT45 | 230 | 230 | SRP EHV 230 KV | SRP EHV 230 KV | 1 | Open | Line | NO | 2e-05 | 0.00014 | 0 | 260.1 | 260.1 | 260.1
24114 | PARDEE | 24099 | MOORPARK | 230 | 230 | SCE Los Angeles Basin 230kV | SCE Ventura/Santa Barbara | 4 | Closed | Line | NO | 0.00182 | 0.02663 | 0.1092 | 1195 | 1338.5 | 1195
24114 | PARDEE | 24099 | MOORPARK | 230 | 230 | SCE Los Angeles Basin 230kV | SCE Ventura/Santa Barbara | 3 | Closed | Line | NO | 0.00148 | 0.02672 | 0.1056 | 717 | 908 | 717
15232 | DUKE | 19068 | TESTTRAK | 230 | 230 | SRP EHV 230 KV | WAPA-DSW | 1 | Closed | Line | NO | 0 | 0.00031 | 0 | 813 | 813 | 813
10368 | WESTMESA | 10371 | WESTMS_2 | 230 | 115 | PNM: EHV and Gen | PNM: Albuquerque | 1 | Closed | Transformer | YES | 0.001 | 0.03674 | 0 | 200 | 200 | 200
24114 | PARDEE | 24099 | MOORPARK | 230 | 230 | SCE Los Angeles Basin 230kV | SCE Ventura/Santa Barbara | 2 | Closed | Line | NO | 0.00148 | 0.02672 | 0.1056 | 717 | 908 | 717
24114 | PARDEE | 24099 | MOORPARK | 230 | 230 | SCE Los Angeles Basin 230kV | SCE Ventura/Santa Barbara | 1 | Closed | Line | NO | 0.00148 | 0.02675 | 0.10548 | 1195 | 1338.5 | 1195
15231 | PINAL_C | 159041 | ELEVENMILE | 230 | 230 | SRP EHV 230 KV | SRP EHV 230 KV | 1 | Closed | Line | NO | 6e-05 | 0.00057 | 0.00062 | 471.7 | 471.7 | 471.7
24099 | MOORPARK | 24106 | ORMOND | 230 | 230 | SCE Ventura/Santa Barbara | SCE Ventura/Santa Barbara | 4 | Closed | Line | NO | 0.0013 | 0.02254 | 0.08998 | 797 | 876 | 797
24099 | MOORPARK | 24106 | ORMOND | 230 | 230 | SCE Ventura/Santa Barbara | SCE Ventura/Santa Barbara | 3 | Closed | Line | NO | 0.0013 | 0.02254 | 0.08998 | 1195 | 1315 | 1195
15231 | PINAL_C | 150031 | VAH KI | 230 | 230 | SRP EHV 230 KV | SRP EHV 230 KV | 1 | Closed | Line | NO | 0.00036 | 0.00347 | 0.01193 | 1458 | 1541.7 | 1458
24099 | MOORPARK | 24106 | ORMOND | 230 | 230 | SCE Ventura/Santa Barbara | SCE Ventura/Santa Barbara | 2 | Closed | Line | NO | 0.0013 | 0.02254 | 0.08998 | 717 | 908 | 717
24099 | MOORPARK | 24106 | ORMOND | 230 | 230 | SCE Ventura/Santa Barbara | SCE Ventura/Santa Barbara | 1 | Closed | Line | NO | 0.0013 | 0.02254 | 0.08998 | 717 | 908 | 717
150019 | GRANDCTL | 15231 | PINAL_C | 230 | 230 | SRP OTHER SUB 69kV | SRP EHV 230 KV | 1 | Closed | Line | NO | 0.00022 | 0.00147 | 0.0029 | 360.1 | 398.4 | 360.1
15231 | PINAL_C | 15235 | DBG | 230 | 230 | SRP EHV 230 KV | SRP EHV 230 KV | 1 | Closed | Line | NO | 0.00297 | 0.03054 | 0.05916 | 796.7 | 796.7 | 796.7
25656 | MIRALOME | 24093 | MIRALOMW | 230 | 230 | SCE Los Angeles Basin 230kV | SCE Los Angeles Basin 230kV | 1 | Open | Line | NO | 0 | 0.00031 | 0 | 1195 | 2151 | 1195
10368 | WESTMESA | 10370 | WESTMS_1 | 230 | 115 | PNM: EHV and Gen | PNM: Albuquerque | 1 | Closed | Transformer | YES | 0.0007 | 0.03733 | 0 | 200 | 200 | 200
24093 | MIRALOMW | 24901 | VSTA | 230 | 230 | SCE Los Angeles Basin 230kV | SCE EASTERN 500/230kV | 1 | Closed | Line | NO | 0.00133 | 0.01685 | 0.05976 | 916 | 1239 | 916
24093 | MIRALOMW | 24158 | WALNUT | 230 | 230 | SCE Los Angeles Basin 230kV | SCE Los Angeles Basin 230kV | 1 | Closed | Line | NO | 0.00238 | 0.02909 | 0.11 | 797 | 876 | 797
19052 | LIBERTY | 15230 | RUDD | 230 | 230 | WAPA-DSW | SRP EHV 230 KV | 2 | Closed | Line | NO | 0.0014 | 0.0121 | 0.04516 | 793 | 872 | 793
15227 | HENSHAW | 15228 | PARLETT | 230 | 230 | SRP EHV 230 KV | SRP EHV 230 KV | 2 | Closed | Line | NO | 0.00049 | 0.00424 | 0.00922 | 837.4 | 924.2 | 837.4
15227 | HENSHAW | 15228 | PARLETT | 230 | 230 | SRP EHV 230 KV | SRP EHV 230 KV | 1 | Closed | Line | NO | 0.00049 | 0.00424 | 0.00922 | 837.4 | 924.2 | 837.4
24091 | MESA CAL | 999881 | MESVIN21 | 230 | 230 | SCE Los Angeles Basin 230kV | SCE Los Angeles Basin 230kV | 2 | Closed | Line | NO | 0.00113 | 0.01859 | 0.07308 | 1195 | 1315 | 1195
29516 | VINCNT2 | 24091 | MESA CAL | 230 | 230 | SCE Los Angeles Basin 230kV | SCE Los Angeles Basin 230kV | 1 | Closed | Line | NO | 0.00312 | 0.03909 | 0.1407 | 988 | 1315 | 988
25001 | GOODRICH | 24091 | MESA CAL | 230 | 230 | City of Pasadena | SCE Los Angeles Basin 230kV | 1 | Closed | Line | NO | 0.00076 | 0.00911 | 0.03586 | 988 | 988 | 988
15225 | SCOTT | 150050 | SIDWINDR | 230 | 230 | SRP EHV 230 KV | SRP EHV 230 KV | 1 | Closed | Line | NO | 0.00076 | 0.00629 | 0.02198 | 878.8 | 944.1 | 878.8
80674 | FLW 230 | 81734 | mid_81734 | 230 | 230 | BC HYDRO | BC HYDRO | 1 | Closed | TransformerWinding | YES | 0.0008 | 0.0281 | 0 | 158 | 158 | 200
24091 | MESA CAL | 24393 | MESACALS | 230 | 230 | SCE Los Angeles Basin 230kV | SCE Los Angeles Basin 230kV | BT | Open | Line | NO | 0 | 0.00033 | 0 | 1593 | 1593 | 1593
24091 | MESA CAL | 24125 | REDONDO | 230 | 230 | SCE Los Angeles Basin 230kV | SCE Los Angeles Basin 230kV | 1 | Closed | Line | NO | 0.00226 | 0.02874 | 0.10072 | 797 | 1012 | 797
15224 | ABEL | 15240 | RANDOLPH | 230 | 230 | SRP EHV 230 KV | SRP EHV 230 KV | 1 | Closed | Line | NO | 0.00221 | 0.02542 | 0.08164 | 1458 | 1541.7 | 1458
24087 | MAGUNDEN | 24401 | ANTELOPE | 230 | 230 | SCE North of Magunden 230kV | SCE South of Magunden 230kV | 2 | Closed | Line | NO | 0.01127 | 0.08842 | 0.1718 | 458 | 535 | 458
24087 | MAGUNDEN | 24401 | ANTELOPE | 230 | 230 | SCE North of Magunden 230kV | SCE South of Magunden 230kV | 1 | Closed | Line | NO | 0.01858 | 0.09152 | 0.16506 | 356.5 | 376.5 | 356.5
15224 | ABEL | 15225 | SCOTT | 230 | 230 | SRP EHV 230 KV | SRP EHV 230 KV | 1 | Open | Line | NO | 0.00317 | 0.0279 | 0.0633 | 878.8 | 944.1 | 878.8
24087 | MAGUNDEN | 24153 | VESTAL | 230 | 230 | SCE North of Magunden 230kV | SCE North of Magunden 230kV | 2 | Closed | Line | NO | 0.01157 | 0.05228 | 0.10455 | 478 | 647 | 478
24087 | MAGUNDEN | 24153 | VESTAL | 230 | 230 | SCE North of Magunden 230kV | SCE North of Magunden 230kV | 1 | Closed | Line | NO | 0.0085 | 0.05292 | 0.10353 | 478 | 607 | 478
15224 | ABEL | 15223 | DINOSAUR | 230 | 230 | SRP EHV 230 KV | SRP EHV 230 KV | 1 | Closed | Line | NO | 0.00177 | 0.0149 | 0.04753 | 878.8 | 944.1 | 878.8
24087 | MAGUNDEN | 24141 | SPRINGVL | 230 | 230 | SCE North of Magunden 230kV | SCE North of Magunden 230kV | 2 | Closed | Line | NO | 0.01643 | 0.07999 | 0.14398 | 357 | 376 | 357
24087 | MAGUNDEN | 24141 | SPRINGVL | 230 | 230 | SCE North of Magunden 230kV | SCE North of Magunden 230kV | 1 | Closed | Line | NO | 0.01491 | 0.07991 | 0.14407 | 478 | 494 | 478
15222 | BROWNING | 15225 | SCOTT | 230 | 230 | SRP EHV 230 KV | SRP EHV 230 KV | 1 | Closed | Line | NO | 0.00069 | 0.00569 | 0.01989 | 870.8 | 933 | 837.4
24087 | MAGUNDEN | 24115 | PASTORIA | 230 | 230 | SCE North of Magunden 230kV | SCE South of Magunden 230kV | 3 | Closed | Line | NO | 0.00574 | 0.04448 | 0.08729 | 458 | 535 | 458
45610 | BEVERLY 230 | 45608 | BEVERLY | 230 | 115 | Snohomish PUD | Snohomish PUD | 1 | Closed | Transformer | YES | 0.00052 | 0.02311 | 0 | 300 | 330 | 360
24087 | MAGUNDEN | 24115 | PASTORIA | 230 | 230 | SCE North of Magunden 230kV | SCE South of Magunden 230kV | 2 | Closed | Line | NO | 0.00975 | 0.0444 | 0.08714 | 329 | 373 | 329
15222 | BROWNING | 15223 | DINOSAUR | 230 | 230 | SRP EHV 230 KV | SRP EHV 230 KV | 1 | Closed | Line | NO | 0.0016 | 0.0126 | 0.0266 | 878.8 | 944.1 | 878.8
24087 | MAGUNDEN | 24115 | PASTORIA | 230 | 230 | SCE North of Magunden 230kV | SCE South of Magunden 230kV | 1 | Closed | Line | NO | 0.00975 | 0.04488 | 0.0862 | 353 | 373 | 353
24087 | MAGUNDEN | 24101 | OMAR | 230 | 230 | SCE North of Magunden 230kV | SCE North of Magunden 230kV | 1 | Closed | Line | NO | 0.00108 | 0.0132 | 0.02854 | 643 | 868 | 643
15227 | HENSHAW | 15219 | KNOX | 230 | 230 | SRP EHV 230 KV | SRP EHV 230 KV | 2 | Closed | Line | NO | 0.00066 | 0.00599 | 0.022 | 506.7 | 933 | 506.7
24015 | ARCO SC | 24065 | HINSON | 230 | 230 | SCE Los Angeles Basin 230kV | SCE Los Angeles Basin 230kV | 1 | Closed | Line | NO | 0.00025 | 0.0021 | 0.00424 | 494 | 665 | 494
15227 | HENSHAW | 15219 | KNOX | 230 | 230 | SRP EHV 230 KV | SRP EHV 230 KV | 1 | Closed | Line | NO | 0.00066 | 0.00599 | 0.022 | 506.7 | 933 | 506.7
44125 | MCNARY_PH34# | 44124 | MCNARY_PH3 | 230 | 230 | Lower Columbia Basin | Lower Columbia Basin | 3 | Closed | Line | NO | 0.00024 | 0.00156 | 0.00267 | 426.3 | 426.3 | 549.8
999923 | NWKLS 12 | 999922 | NWKLS 13 | 230 | 230 | Conf Load (San Jose) | Conf Load (San Jose) | 1 | Closed | Line | NO | 8e-05 | 0.00084 | 0.47651 | 733 | 840.5 | 888.3
999921 | EMBPTR11 | 999920 | EMBPTR12 | 230 | 230 | Conf Load (S.F.) | Conf Load (S.F.) | 1 | Closed | Line | NO | 0.0003 | 0.00098 | 0.19014 | 400.4 | 458.1 | 400.4
999918 | MRTMAR11 | 999919 | MRTMAR12 | 230 | 230 | Conf Load (S.F.) | Conf Load (S.F.) | 1 | Closed | Line | NO | 0.0005 | 0.01512 | 0 | 637.4 | 637.4 | 637.4
999914 | SANMAR11 | 999915 | SANMAR12 | 230 | 230 | Conf Load (S.F.) | Conf Load (S.F.) | 1 | Closed | Series Cap | NO | 0.0005 | 0.01512 | 0 | 418.3 | 557.7 | 418.3
999911 | METLS 12 | 999912 | METLS 13 | 230 | 230 | Conf Load (San Jose) | Conf Load (San Jose) | 1 | Closed | Line | NO | 8e-05 | 0.00084 | 0.47651 | 591.2 | 637.4 | 637.4
999910 | METLS 11 | 999911 | METLS 12 | 230 | 230 | Conf Load (San Jose) | Conf Load (San Jose) | 1 | Closed | Line | NO | 0.00078 | 0.01012 | 0.03841 | 591.2 | 637.4 | 637.4
15230 | RUDD | 15218 | WHITETNK | 230 | 230 | SRP EHV 230 KV | SRP EHV 230 KV | 1 | Closed | Line | NO | 0.0005 | 0.00444 | 0.0162 | 870.8 | 933 | 870.8
80712 | SRN 230 | 81746 | mid_81746 | 230 | 230 | BC HYDRO | BC HYDRO | 1 | Closed | TransformerWinding | YES | -0.00075 | -0.02629 | 0 | 93.3 | 93.3 | 110.8
80712 | SRN 230 | 80855 | SRN 348P | 230 | 230 | BC HYDRO | BC HYDRO | 1 | Closed | Line | NO | 0.00069 | 0.0041 | 0.00808 | 400 | 400 | 486
73229 | YELLOWTL EST | 73632 | YELLOWTL WST | 230 | 230 | ZoneBH | ZoneBH | 1 | Closed | Line | NO | 0 | 0.0001 | 0 | 432 | 432 | 432
73294 | HUGHES | 76412 | SUNDANCE | 230 | 230 | ZoneBK | ZoneBK | 1 | Closed | Line | NO | 0.00636 | 0.05692 | 0.12112 | 437 | 437 | 437
24015 | ARCO SC | 24065 | HINSON | 230 | 230 | SCE Los Angeles Basin 230kV | SCE Los Angeles Basin 230kV | 2 | Closed | Line | NO | 0.00025 | 0.0021 | 0.00424 | 494 | 665 | 494
15228 | PARLETT | 15214 | SCHRADER | 230 | 230 | SRP EHV 230 KV | SRP EHV 230 KV | 1 | Open | Line | NO | 0.00023 | 0.00275 | 0.00923 | 845 | 1495 | 845
47572 | NINEMILE | 45331 | WALLULA | 230 | 230 | PAC:DALR | PAC:WULA | 1 | Closed | Line | NO | 0.00065 | 0.0039 | 0.00745 | 382 | 382 | 382
48443 | VANT AVA | 45327 | WALAWALA | 230 | 230 | AVA: Big Bend | PAC:WALA | 1 | Closed | Line | NO | 0.00529 | 0.04777 | 0.09919 | 502 | 502 | 657
45327 | WALAWALA | 45331 | WALLULA | 230 | 230 | PAC:WALA | PAC:WULA | 1 | Closed | Line | NO | 0.00407 | 0.03681 | 0.07619 | 478 | 508 | 478
630040 | CROSSOVER | 630041 | PHSHFT XOVER | 230 | 230 | MTSE_WAUW | MTSE_WAUW | PS | Closed | Transformer | YES | 0.00144 | 0.05254 | 0 | 300 | 300 | 300
45317 | UNIONGAP | 45315 | UNIONGAP | 230 | 115 | PAC:YKMA | PAC:YKMA | 2 | Closed | Transformer | YES | 0.00141 | 0.05321 | 0 | 150 | 195 | 180
15224 | ABEL | 15214 | SCHRADER | 230 | 230 | SRP EHV 230 KV | SRP EHV 230 KV | 1 | Closed | Line | NO | 0.00369 | 0.03479 | 0.11685 | 870.8 | 912.3 | 870.8
45317 | UNIONGAP | 45315 | UNIONGAP | 230 | 115 | PAC:YKMA | PAC:YKMA | 1 | Closed | Transformer | YES | 0.00142 | 0.05216 | 0 | 150 | 195 | 180
630010 | MILESCITY W | 630020 | ROSEBUD MDU | 230 | 230 | MTSE_WAUW | MTSE_WAUW | 1 | Closed | Line | NO | 0.00802 | 0.05621 | 0.10637 | 239 | 263 | 239
432150 | GRE_TRO1_CIO | 45301 | TROUTPP1 | 230 | 230 | Portland General - BES S/S | PAC:PTLD | 1 | Closed | Line | NO | 0.00139 | 0.00994 | 0.01912 | 393 | 464 | 566
24601 | VICTOR | 24085 | LUGO | 230 | 230 | SCE NORTH OF LUGO 230kV | SCE MAIN SYSTEM | 4 | Closed | Line | NO | 0.00186 | 0.01548 | 0.03208 | 494 | 665 | 494
24601 | VICTOR | 24085 | LUGO | 230 | 230 | SCE NORTH OF LUGO 230kV | SCE MAIN SYSTEM | 3 | Closed | Line | NO | 0.00186 | 0.01548 | 0.03208 | 494 | 665 | 494
150050 | SIDWINDR | 15213 | SANTAN | 230 | 230 | SRP EHV 230 KV | SRP EHV 230 KV | 1 | Closed | Line | NO | 0.00096 | 0.00784 | 0.02741 | 878.8 | 944.1 | 878.8
45543 | SWIFT 2 | 45287 | SWIFT 1 | 230 | 230 | Cowlitz County, WA | PAC:LWSR | 1 | Closed | Line | NO | 0.00064 | 0.00447 | 0.00896 | 389 | 429 | 493
24601 | VICTOR | 24085 | LUGO | 230 | 230 | SCE NORTH OF LUGO 230kV | SCE MAIN SYSTEM | 2 | Closed | Line | NO | 0.00186 | 0.01548 | 0.03208 | 494 | 665 | 494
629001 | OVANDO | 629104 | PLACID LAKE | 230 | 230 | MISSOULA_MT | MISSOULA_MT | 1 | Closed | Line | NO | 0.00448 | 0.04114 | 0.08621 | 344.3 | 388.4 | 344.3
24601 | VICTOR | 24085 | LUGO | 230 | 230 | SCE NORTH OF LUGO 230kV | SCE MAIN SYSTEM | 1 | Closed | Line | NO | 0.00186 | 0.01548 | 0.03208 | 494 | 665 | 494
15213 | SANTAN | 15225 | SCOTT | 230 | 230 | SRP EHV 230 KV | SRP EHV 230 KV | 1 | Open | Line | NO | 0.00226 | 0.01991 | 0.04518 | 878.8 | 944.1 | 878.8
627107 | LANDERS FORK | 629001 | OVANDO | 230 | 230 | HELENA_MT | MISSOULA_MT | 1 | Closed | Line | NO | 0.00412 | 0.03779 | 0.0792 | 478 | 478 | 478
626101 | THREE RIVERS | 626102 | WILSALL | 230 | 230 | BOZEMAN_MT | BOZEMAN_MT | 1 | Closed | Line | NO | 0.00647 | 0.05935 | 0.12438 | 478 | 478 | 478
24219 | PISGAH | 24085 | LUGO | 230 | 230 | SCE EAST OF LUGO 500/230kV | SCE MAIN SYSTEM | 2 | Closed | Line | NO | 0.0185 | 0.1007 | 0.1768 | 289 | 289 | 289
46169 | WANAPUM | 45245 | POMONA H | 230 | 230 | Grant County, WA | PAC:YKMA | 1 | Closed | Line | NO | 0.00591 | 0.05382 | 0.11072 | 400 | 495 | 625
45245 | POMONA H | 45317 | UNIONGAP | 230 | 230 | PAC:YKMA | PAC:YKMA | 1 | Closed | Line | NO | 0.00118 | 0.01057 | 0.02224 | 398 | 503 | 632
24219 | PISGAH | 24085 | LUGO | 230 | 230 | SCE EAST OF LUGO 500/230kV | SCE MAIN SYSTEM | 1 | Closed | Line | NO | 0.0184 | 0.1001 | 0.1758 | 289 | 289 | 289
15224 | ABEL | 15213 | SANTAN | 230 | 230 | SRP EHV 230 KV | SRP EHV 230 KV | 1 | Closed | Line | NO | 0.00274 | 0.02642 | 0.09848 | 870.8 | 933 | 837.4
45245 | POMONA H | 45243 | POMONA | 230 | 115 | PAC:YKMA | PAC:YKMA | 2 | Closed | Transformer | YES | 0.00148 | 0.05333 | 0 | 150 | 195 | 180
624108 | JUDITHGAP AT | 624118 | JUDITHGAP SO | 230 | 230 | LEWSTN_MT | LEWSTN_MT | 1 | Closed | Line | NO | 0.00121 | 0.01106 | 0.02319 | 478 | 478 | 478
45245 | POMONA H | 45243 | POMONA | 230 | 115 | PAC:YKMA | PAC:YKMA | 1 | Closed | Transformer | YES | 0.0014 | 0.04894 | 0 | 150 | 195 | 180
24125 | REDONDO | 24084 | LITEHIPE | 230 | 230 | SCE Los Angeles Basin 230kV | SCE Los Angeles Basin 230kV | 1 | Closed | Line | NO | 0.00122 | 0.0161 | 0.0526 | 987.9 | 1012 | 987.9
24084 | LITEHIPE | 24091 | MESA CAL | 230 | 230 | SCE Los Angeles Basin 230kV | SCE Los Angeles Basin 230kV | 1 | Closed | Line | NO | 0.00104 | 0.01348 | 0.0455 | 988 | 1335 | 988
15213 | SANTAN | 15216 | THUNDRST | 230 | 230 | SRP EHV 230 KV | SRP EHV 230 KV | 1 | Closed | Line | NO | 0.00145 | 0.01297 | 0.04823 | 878.8 | 944.1 | 878.8
630040 | CROSSOVER | 623413 | HARDIN AUTO | 230 | 230 | MTSE_WAUW | BILLINGS_MT | 1 | Closed | Line | NO | 0.00064 | 0.00584 | 0.01224 | 478 | 478 | 478
623312 | BROADVIEW | 623412 | ALKALI CREEK | 230 | 230 | BILLINGS_MT | BILLINGS_MT | 1 | Closed | Line | NO | 0.00285 | 0.02616 | 0.05482 | 478 | 478 | 478
623271 | BDVWSOLR 1 | 623312 | BROADVIEW | 230 | 230 | BILLINGS_MT | BILLINGS_MT | 1 | Closed | Line | NO | 0.00033 | 0.00087 | 0.00147 | 100 | 100 | 100
623220 | SO HUNTLEY | 630040 | CROSSOVER | 230 | 230 | BILLINGS_MT | MTSE_WAUW | 1 | Closed | Line | NO | 0.00406 | 0.0373 | 0.07809 | 478 | 478 | 478
24393 | MESACALS | 24076 | LAGUBELL | 230 | 230 | SCE Los Angeles Basin 230kV | SCE Los Angeles Basin 230kV | 2 | Closed | Line | NO | 0.00044 | 0.00559 | 0.01966 | 988 | 1331 | 988
623181 | STLWTR WIND | 626102 | WILSALL | 230 | 230 | BILLINGS_MT | BOZEMAN_MT | 1 | Closed | Line | NO | 0.00891 | 0.08172 | 0.17126 | 478 | 478 | 478
15214 | SCHRADER | 15213 | SANTAN | 230 | 230 | SRP EHV 230 KV | SRP EHV 230 KV | 1 | Closed | Line | NO | 0.0022 | 0.01902 | 0.04314 | 870.8 | 933 | 870.8
623174 | SHOREY ROAD | 623412 | ALKALI CREEK | 230 | 230 | BILLINGS_MT | BILLINGS_MT | 1 | Closed | Line | NO | 0.00101 | 0.00927 | 0.01943 | 478 | 478 | 478
623174 | SHOREY ROAD | 623234 | BASELINE | 230 | 230 | BILLINGS_MT | BILLINGS_MT | 1 | Closed | Line | NO | 0.00073 | 0.00655 | 0.01428 | 478 | 478 | 478
623174 | SHOREY ROAD | 623210 | COLUMBS-RPLJ | 230 | 230 | BILLINGS_MT | BILLINGS_MT | 1 | Closed | Line | NO | 0.00422 | 0.03869 | 0.08108 | 478 | 478 | 478
24076 | LAGUBELL | 24091 | MESA CAL | 230 | 230 | SCE Los Angeles Basin 230kV | SCE Los Angeles Basin 230kV | 1 | Closed | Line | NO | 0.00044 | 0.00559 | 0.01966 | 988 | 1331 | 988
24074 | LA FRESA | 24125 | REDONDO | 230 | 230 | SCE Los Angeles Basin 230kV | SCE Los Angeles Basin 230kV | 2 | Closed | Line | NO | 0.00026 | 0.00496 | 0.0174 | 1195 | 1338 | 1195
15212 | ROGERS | 19502 | ROGSWAPA | 230 | 230 | SRP EHV 230 KV | WAPA-DSW | 2 | Closed | Line | NO | 3e-05 | 0.00031 | 0.00098 | 796.7 | 796.7 | 796.7
623107 | COLSTRIP 230 | 623413 | HARDIN AUTO | 230 | 230 | COLSTRIP_MT | BILLINGS_MT | 1 | Closed | Line | NO | 0.00781 | 0.07165 | 0.15016 | 478 | 478 | 478
623079 | BLG WICKS LN | 623312 | BROADVIEW | 230 | 230 | BILLINGS_MT | BILLINGS_MT | 1 | Closed | Line | NO | 0.00353 | 0.03241 | 0.06792 | 478 | 478 | 478
623001 | BLG STEAMPLT | 623220 | SO HUNTLEY | 230 | 230 | BILLINGS_MT | BILLINGS_MT | 1 | Closed | Line | NO | 0.00248 | 0.02282 | 0.04767 | 478 | 478 | 478
45195 | MERIDINP | 45197 | MERIDINP | 230 | 500 | PAC:MDFD | PAC:MDFD | 2 | Closed | Transformer | YES | 0.00024 | 0.02227 | 0 | 650 | 728 | 780
24074 | LA FRESA | 24125 | REDONDO | 230 | 230 | SCE Los Angeles Basin 230kV | SCE Los Angeles Basin 230kV | 1 | Closed | Line | NO | 0.00026 | 0.00496 | 0.0174 | 1195 | 1338 | 1195
15212 | ROGERS | 19502 | ROGSWAPA | 230 | 230 | SRP EHV 230 KV | WAPA-DSW | 1 | Closed | Line | NO | 3e-05 | 0.00031 | 0.00098 | 796.7 | 796.7 | 796.7
622704 | HAYLAKE | 622714 | RIMROCK WEST | 230 | 230 | GTFALLS_MT | GTFALLS_MT | 1 | Closed | Line | NO | 4e-05 | 0.00103 | 0.01643 | 323 | 323 | 323
622703 | HAYLAKE N | 622704 | HAYLAKE | 230 | 230 | GTFALLS_MT | GTFALLS_MT | BP | Open | Line | NO | 0 | 0.00029 | 0 | 558 | 558 | 558
45183 | LONEPINE | 45195 | MERIDINP | 230 | 230 | PAC:MDFD | PAC:MDFD | 2 | Closed | Line | NO | 0.00082 | 0.00769 | 0.01585 | 478 | 531 | 688
45183 | LONEPINE | 45195 | MERIDINP | 230 | 230 | PAC:MDFD | PAC:MDFD | 1 | Closed | Line | NO | 0.00084 | 0.0075 | 0.01556 | 395 | 508 | 629
622701 | MARIAS S | 622702 | MARIAS | 230 | 230 | GTFALLS_MT | GTFALLS_MT | BP | Open | Line | NO | 0 | 0.00029 | 0 | 558 | 558 | 558
622307 | CONRAD WAPA | 625321 | SHELBY 2 WAP | 230 | 230 | NOGF_MT | NOGF_MT | 1 | Closed | Line | NO | 0.00636 | 0.04319 | 0.08735 | 159 | 159 | 159
24082 | LCIENEGA | 24074 | LA FRESA | 230 | 230 | SCE Los Angeles Basin 230kV | SCE Los Angeles Basin 230kV | 1 | Closed | Line | NO | 0.00137 | 0.01626 | 0.03686 | 643 | 643 | 643
622303 | BOLE WAPA | 622307 | CONRAD WAPA | 230 | 230 | NOGF_MT | NOGF_MT | 1 | Closed | Line | NO | 0.00657 | 0.0427 | 0.0944 | 159 | 175 | 159
622174 | SPIONKOPSWYD | 624108 | JUDITHGAP AT | 230 | 230 | GTFALLS_MT | LEWSTN_MT | 1 | Closed | Line | NO | 0.00956 | 0.08768 | 0.18377 | 478 | 478 | 478
622173 | HIGHWOODSWYD | 622174 | SPIONKOPSWYD | 230 | 230 | GTFALLS_MT | GTFALLS_MT | 1 | Closed | Line | NO | 0.00389 | 0.03573 | 0.07487 | 478 | 478 | 478
24074 | LA FRESA | 24076 | LAGUBELL | 230 | 230 | SCE Los Angeles Basin 230kV | SCE Los Angeles Basin 230kV | 1 | Closed | Line | NO | 0.00096 | 0.01839 | 0.06442 | 1195 | 1518 | 1195
24072 | JOHANNA | 24134 | SANTIAGO | 230 | 230 | SCE Orange County | SCE Orange County | 1 | Closed | Line | NO | 0.00047 | 0.0086 | 0.03384 | 797 | 1012 | 797
15212 | ROGERS | 15216 | THUNDRST | 230 | 230 | SRP EHV 230 KV | SRP EHV 230 KV | 1 | Closed | Line | NO | 0.00081 | 0.00771 | 0.03167 | 880.4 | 948.9 | 880.4
622001 | GTF 230SWYD | 622701 | MARIAS S | 230 | 230 | GTFALLS_MT | GTFALLS_MT | 1 | Closed | Line | NO | 0.01178 | 0.13955 | 0.27731 | 752 | 875 | 752
622001 | GTF 230SWYD | 622303 | BOLE WAPA | 230 | 230 | GTFALLS_MT | NOGF_MT | 1 | Closed | Line | NO | 0.00923 | 0.05994 | 0.13252 | 199 | 219 | 199
622001 | GTF 230SWYD | 622173 | HIGHWOODSWYD | 230 | 230 | GTFALLS_MT | GTFALLS_MT | 1 | Closed | Line | NO | 0.0013 | 0.01193 | 0.02501 | 478 | 478 | 478
45162 | DR W TP | 47814 | JONESCYN | 230 | 230 | PAC:DALR | Lower Columbia Basin | 1 | Closed | Line | NO | 0.00189 | 0.0184 | 0.03421 | 478 | 478 | 677
621054 | PETERSON NWE | 625054 | PETERSON IPC | 230 | 230 | BUTTE_MT | BUTTE_MT | 1 | Closed | Line | NO | 0 | 0.00029 | 0 | 478 | 478 | 478
45160 | DR E TP | 45162 | DR W TP | 230 | 230 | PAC:DALR | PAC:DALR | 1 | Open | Line | NO | 0 | 3e-05 | 5e-05 | 478 | 478 | 677.2
24084 | LITEHIPE | 24065 | HINSON | 230 | 230 | SCE Los Angeles Basin 230kV | SCE Los Angeles Basin 230kV | 1 | Closed | Line | NO | 0.00104 | 0.00934 | 0.01712 | 472 | 637 | 472
621054 | PETERSON NWE | 621154 | PETERSON SC | 230 | 230 | BUTTE_MT | BUTTE_MT | SC | Open | Series Cap | NO | 0 | -0.07372 | 0 | 398.4 | 478 | 398.4
621054 | PETERSON NWE | 621154 | PETERSON SC | 230 | 230 | BUTTE_MT | BUTTE_MT | BP | Closed | Line | NO | 0 | 0.00029 | 0 | 478 | 478 | 478
621006 | SOUTH BUTTE | 626101 | THREE RIVERS | 230 | 230 | BUTTE_MT | BOZEMAN_MT | 1 | Closed | Line | NO | 0.00729 | 0.06688 | 0.14017 | 478 | 478 | 478
24074 | LA FRESA | 24065 | HINSON | 230 | 230 | SCE Los Angeles Basin 230kV | SCE Los Angeles Basin 230kV | 1 | Closed | Line | NO | 0.00096 | 0.01519 | 0.0547 | 797 | 876 | 797
15212 | ROGERS | 15213 | SANTAN | 230 | 230 | SRP EHV 230 KV | SRP EHV 230 KV | 1 | Closed | Line | NO | 0.00105 | 0.00959 | 0.045 | 815.9 | 887.6 | 815.9
24061 | HARBOR | 24084 | LITEHIPE | 230 | 230 | SCE Los Angeles Basin 230kV | SCE Los Angeles Basin 230kV | 1 | Closed | Line | NO | 0.00143 | 0.01311 | 0.02348 | 458 | 472 | 458
45137 | HERMISTN | 413505 | COTTONWDSW | 230 | 230 | PAC:HERM | PAC:HERM | 1 | Closed | Line | NO | 3e-05 | 0.00035 | 0.00156 | 765 | 940 | 1179
621000 | ANACONDA | 621001 | MILL CREEK | 230 | 230 | BUTTE_MT | BUTTE_MT | 1 | Closed | Line | NO | 5e-05 | 0.00051 | 0.00102 | 478 | 478 | 478
45129 | HAT ROCK | 45331 | WALLULA | 230 | 230 | PAC:HERM | PAC:WULA | 1 | Closed | Line | NO | 0.00286 | 0.02584 | 0.05348 | 478 | 508 | 478
24061 | HARBOR | 24065 | HINSON | 230 | 230 | SCE Los Angeles Basin 230kV | SCE Los Angeles Basin 230kV | 1 | Closed | Line | NO | 0.00051 | 0.00457 | 0.00838 | 472 | 637 | 472
19062 | PINPK | 15211 | PINPKSRP | 230 | 230 | WAPA-DSW | SRP EHV 230 KV | 2 | Closed | Line | NO | 2e-05 | 0.0003 | 0 | 777 | 777 | 777
26098 | SYLMAR220 | 24059 | GOULD | 230 | 230 | LA BASIN | SCE Los Angeles Basin 230kV | 1 | Closed | Line | NO | 0.00156 | 0.02847 | 0.11082 | 1084 | 1195 | 1084
19062 | PINPK | 15211 | PINPKSRP | 230 | 230 | WAPA-DSW | SRP EHV 230 KV | 1 | Closed | Line | NO | 3e-05 | 0.0003 | 0 | 777 | 777 | 777
464273 | EASTPNE3 | 464274 | EASTPNE4 | 230 | 230 | Seattle City Light | Seattle City Light | 1 | Closed | Breaker | NO | 0 | 1e-05 | 0 | 797 | 797 | 797
464272 | EASTPNE2 | 464273 | EASTPNE3 | 230 | 230 | Seattle City Light | Seattle City Light | 1 | Closed | Breaker | NO | 0 | 1e-05 | 0 | 478 | 717 | 478
464271 | EASTPNE1 | 464272 | EASTPNE2 | 230 | 230 | Seattle City Light | Seattle City Light | 1 | Closed | Breaker | NO | 0 | 1e-05 | 0 | 478 | 637 | 478
464037 | BOTHELL230_7 | 464036 | BOTHELL230_6 | 230 | 230 | Seattle City Light | Seattle City Light | 1 | Closed | Breaker | NO | 0 | 1e-05 | 0 | 617 | 717 | 617
464036 | BOTHELL230_6 | 464035 | BOTHELL230_5 | 230 | 230 | Seattle City Light | Seattle City Light | 1 | Closed | Disconnect | NO | 0 | 1e-05 | 0 | 797 | 797 | 797
464034 | BOTHELL230_4 | 464037 | BOTHELL230_7 | 230 | 230 | Seattle City Light | Seattle City Light | 1 | Closed | Breaker | NO | 0 | 1e-05 | 0 | 717 | 717 | 717
464032 | BOTHELL230_2 | 999931 | BOTSAM11 | 230 | 230 | Seattle City Light | Seattle City Light | 1 | Closed | Line | NO | 0.00011 | 0.00092 | 0.00383 | 727 | 794 | 836
464032 | BOTHELL230_2 | 464033 | BOTHELL230_3 | 230 | 230 | Seattle City Light | Seattle City Light | 1 | Closed | Breaker | NO | 0 | 1e-05 | 0 | 502 | 540 | 569
464035 | BOTHELL230_5 | 464031 | BOTHELL230_1 | 230 | 230 | Seattle City Light | Seattle City Light | 1 | Closed | Breaker | NO | 0 | 1e-05 | 0 | 617 | 717 | 617
25001 | GOODRICH | 24059 | GOULD | 230 | 230 | City of Pasadena | SCE Los Angeles Basin 230kV | 1 | Closed | Line | NO | 0.00074 | 0.00909 | 0.03438 | 988 | 1315 | 988
464031 | BOTHELL230_1 | 464032 | BOTHELL230_2 | 230 | 230 | Seattle City Light | Seattle City Light | 1 | Closed | Breaker | NO | 0 | 1e-05 | 0 | 502 | 540 | 569
24128 | S.CLARA | 24058 | GOLETA | 230 | 230 | SCE Ventura/Santa Barbara | SCE Ventura/Santa Barbara | 2 | Closed | Line | NO | 0.0085 | 0.07163 | 0.14424 | 478 | 526 | 478
24128 | S.CLARA | 24058 | GOLETA | 230 | 230 | SCE Ventura/Santa Barbara | SCE Ventura/Santa Barbara | 1 | Closed | Line | NO | 0.0085 | 0.07163 | 0.14424 | 478 | 526 | 478
413505 | COTTONWDSW | 413506 | COTTONWD | 230 | 230 | PAC:HERM | PAC:HERM | 1 | Closed | Line | NO | 1e-05 | 1e-05 | 0.00039 | 765 | 940 | 1179
464034 | BOTHELL230_4 | 413270 | BOT_SNO1_CIO | 230 | 230 | Seattle City Light | Seattle Area, Olympic Peninsula | 2 | Closed | Line | NO | 0.00146 | 0.0086 | 0.01721 | 432 | 455 | 519
15210 | KYR-WEST | 15219 | KNOX | 230 | 230 | SRP EHV 230 KV | SRP EHV 230 KV | 1 | Closed | Line | NO | 0.0008 | 0.0049 | 0.0188 | 870.8 | 933 | 870.8
45113 | GLENDL | 45123 | GRANT PS | 230 | 230 | PAC:GRPS | PAC:GRPS | 1 | Closed | Line | NO | 0.00375 | 0.034 | 0.07058 | 453 | 500 | 629
408261 | PEA_PEA_JMP | 408260 | PEA_SHE_CIO | 230 | 230 | Portland Area | Portland Area | 2 | Closed | Line | NO | 0.00044 | 0.0067 | 0.01425 | 721.1 | 721.1 | 920.2
45111 | FRY | 45588 | PARISHGP | 230 | 230 | PAC:WLMT | PAC:WLMT | 1 | Closed | Line | NO | 0.00227 | 0.02051 | 0.04248 | 406 | 511 | 478
408261 | PEA_PEA_JMP | 408260 | PEA_SHE_CIO | 230 | 230 | Portland Area | Portland Area | 1 | Closed | Line | NO | 0.00044 | 0.00666 | 0.01428 | 721.1 | 721.1 | 920.2
410041 | MAP_SK1_CIO2 | 406921 | MAP_SK1_CIO1 | 230 | 230 | Seattle Area, Olympic Peninsula | Seattle Area, Olympic Peninsula | 2 | Closed | Line | NO | 0.00594 | 0.03499 | 0.06982 | 427 | 447 | 513
410081 | MAP_SK3_CIO2 | 406891 | MAP_SK3_CIO1 | 230 | 230 | Seattle Area, Olympic Peninsula | Seattle Area, Olympic Peninsula | 1 | Closed | Line | NO | 0.00597 | 0.03516 | 0.07014 | 427 | 447 | 513
24056 | ETIWANDA | 24901 | VSTA | 230 | 230 | SCE Los Angeles Basin 230kV | SCE EASTERN 500/230kV | 1 | Closed | Line | NO | 0.00136 | 0.0158 | 0.06714 | 797 | 876 | 797
24056 | ETIWANDA | 24237 | RANCHVST | 230 | 230 | SCE Los Angeles Basin 230kV | SCE Los Angeles Basin 230kV | 2 | Closed | Line | NO | 2e-05 | 0.00052 | 0.0017 | 916 | 1235 | 916
15209 | PAPAGOBT | 15211 | PINPKSRP | 230 | 230 | SRP EHV 230 KV | SRP EHV 230 KV | 1 | Closed | Line | NO | 0.00386 | 0.03356 | 0.12398 | 796.7 | 796.7 | 796.7
60150 | HELLSCYN | 45103 | HURICANE | 230 | 230 | ZoneIP Western | PAC:ENTR | 1 | Closed | Line | NO | 0.0058 | 0.0545 | 0.1098 | 481.2 | 550.5 | 595.6
24056 | ETIWANDA | 24237 | RANCHVST | 230 | 230 | SCE Los Angeles Basin 230kV | SCE Los Angeles Basin 230kV | 1 | Closed | Line | NO | 2e-05 | 0.00052 | 0.0017 | 916 | 1235 | 916
24056 | ETIWANDA | 24132 | SANBRDNO | 230 | 230 | SCE Los Angeles Basin 230kV | SCE EASTERN 500/230kV | 1 | Closed | Line | NO | 0.00195 | 0.02447 | 0.09123 | 988 | 1040 | 988
15208 | ORME | 15230 | RUDD | 230 | 230 | SRP EHV 230 KV | SRP EHV 230 KV | 2 | Closed | Line | NO | 0.0011 | 0.00957 | 0.03483 | 870.8 | 933 | 870.8
45093 | DIXONVLE | 45091 | DIXONVLE | 230 | 115 | PAC:ROSE | PAC:ROSE | 2 | Closed | Transformer | YES | 0.00228 | 0.0822 | 0 | 125 | 163 | 150
45093 | DIXONVLE | 45091 | DIXONVLE | 230 | 115 | PAC:ROSE | PAC:ROSE | 1 | Closed | Transformer | YES | 0.00224 | 0.07779 | 0 | 125 | 165 | 153
45089 | DIA HILL | 46293 | MCKENZEW | 230 | 230 | PAC:JCTN | Eugene, OR | 1 | Closed | Line | NO | 0.00165 | 0.01497 | 0.03094 | 407 | 486 | 478
365511 | TRNQ8GVS | 365505 | TRNQ8OCHO | 230 | 230 | Conf Load (Yosemite) | Conf Load (Yosemite) | 1 | Closed | Line | NO | 5e-05 | 0.00276 | 0.00582 | 358.5 | 358.5 | 358.5
24049 | ELSEGNDO | 29906 | ELSEG78 | 230 | 230 | SCE Los Angeles Basin 230kV | SCE Los Angeles Basin 230kV | 2 | Closed | Line | NO | 0.00022 | 0.00149 | 0.0158 | 494 | 667 | 494
24049 | ELSEGNDO | 29905 | ELSEG56 | 230 | 230 | SCE Los Angeles Basin 230kV | SCE Los Angeles Basin 230kV | 1 | Closed | Line | NO | 0.00022 | 0.00149 | 0.0158 | 494 | 667 | 494
45162 | DR W TP | 45075 | DALREED | 230 | 230 | PAC:DALR | PAC:DALR | 1 | Closed | Line | NO | 2e-05 | 0.0001 | 0.00021 | 358 | 394 | 515
45160 | DR E TP | 45075 | DALREED | 230 | 230 | PAC:DALR | PAC:DALR | 1 | Closed | Line | NO | 2e-05 | 0.00012 | 0.00023 | 478 | 478 | 478
24049 | ELSEGNDO | 24198 | CHEVMAIN | 230 | 230 | SCE Los Angeles Basin 230kV | SCE Los Angeles Basin 230kV | 1 | Closed | Line | NO | 0.00015 | 0.00205 | 0.00656 | 988 | 1331 | 988
24044 | ELLIS | 24369 | HUNTBCH_ENGY | 230 | 230 | SCE Orange County | SCE Orange County | 1 | Closed | Line | NO | 0.00036 | 0.00301 | 0.02488 | 988 | 1052 | 988
189160 | TROUT CANYON | 189114 | Q1341_HV1 | 230 | 230 | VEA-Main | VEA-Main | 1 | Closed | Line | NO | 0 | 0.00029 | 0 | 354 | 354 | 354
15207 | KYR-EAST | 152075 | KYEB2CTR | 230 | 230 | SRP EHV 230 KV | SRP EHV 230 KV | 1 | Open | Line | NO | 0.0003 | 0.00027 | 0.00123 | 1195.1 | 1195.1 | 1195.1
189114 | Q1341_HV1 | 189115 | Q1341_HV2 | 230 | 230 | VEA-Main | VEA-Main | 1 | Closed | Line | NO | 0.00022 | 0.0014 | 0.00306 | 354.6 | 425 | 354.6
45063 | COPCO | 45183 | LONEPINE | 230 | 230 | PAC:KFAL | PAC:MDFD | 1 | Closed | Line | NO | 0.00954 | 0.05765 | 0.10969 | 339 | 376 | 499
189043 | GAMEBIRD | 189020 | GAMEBIRD | 230 | 138 | VEA-Main | VEA-Main | 1 | Closed | Transformer | YES | 0.00213 | 0.08 | 0 | 160 | 192 | 160
24044 | ELLIS | 24134 | SANTIAGO | 230 | 230 | SCE Orange County | SCE Orange County | 1 | Closed | Line | NO | 0.00085 | 0.01513 | 0.06102 | 1195 | 1195.1 | 1195
189016 | INNOVATION | 189021 | DESERT VIEW | 230 | 230 | VEA-Main | VEA-Main | 1 | Closed | Line | NO | 0.00896 | 0.05268 | 0.11214 | 331 | 461 | 331
189016 | INNOVATION | 189017 | INNOVATION | 230 | 138 | VEA-Main | VEA-Main | 1 | Closed | Transformer | YES | 0.00623 | 0.1088 | 0 | 125 | 137.5 | 125
24044 | ELLIS | 24072 | JOHANNA | 230 | 230 | SCE Orange County | SCE Orange County | 1 | Closed | Line | NO | 0.00036 | 0.00661 | 0.026 | 1195 | 1315 | 1195
15207 | KYR-EAST | 15214 | SCHRADER | 230 | 230 | SRP EHV 230 KV | SRP EHV 230 KV | 1 | Closed | Line | NO | 0.0022 | 0.0179 | 0.04817 | 815.9 | 887.6 | 815.9
24044 | ELLIS | 24069 | HUNTGBCH | 230 | 230 | SCE Orange County | SCE Orange County | 3 | Closed | Line | NO | 0.00072 | 0.00601 | 0.01244 | 458 | 526 | 458
45051 | COLD SPR | 45129 | HAT ROCK | 230 | 230 | PAC:HERM | PAC:HERM | 1 | Closed | Line | NO | 0.00103 | 0.00932 | 0.01928 | 478 | 507 | 634
189000 | PAHRUMP | 189007 | PAHRUMP | 230 | 138 | VEA-Main | VEA-Main | 2 | Closed | Transformer | YES | 0.00383 | 0.14383 | 0 | 100 | 110 | 100
189000 | PAHRUMP | 189007 | PAHRUMP | 230 | 138 | VEA-Main | VEA-Main | 1 | Closed | Transformer | YES | 0.00205 | 0.13663 | 0 | 100 | 110 | 100
164202 | PD_MORENCI | 164201 | FRISCO | 230 | 230 | FMI(TEP) | FMI(TEP) | 1 | Closed | Line | NO | 0.00015 | 0.00136 | 0.00607 | 500 | 500 | 500
45047 | CHILQUIN | 406350 | CHI_LAP_CIO | 230 | 230 | PAC:KFAL | Southern Oregon | 1 | Closed | Line | NO | 0.00848 | 0.05133 | 0.09733 | 340 | 359 | 462
24044 | ELLIS | 24069 | HUNTGBCH | 230 | 230 | SCE Orange County | SCE Orange County | 2 | Closed | Line | NO | 0.00072 | 0.00601 | 0.01244 | 458 | 526 | 458
15207 | KYR-EAST | 15210 | KYR-WEST | 230 | 230 | SRP EHV 230 KV | SRP EHV 230 KV | 1 | Closed | Line | NO | 0.0003 | 0.00027 | 0.00123 | 1195.1 | 1195.1 | 1195.1
164200 | COPPER_VERDE | 164201 | FRISCO | 230 | 230 | FMI(TEP) | FMI(TEP) | 1 | Closed | Line | NO | 0.00037 | 0.00341 | 0.01517 | 817.8 | 817.8 | 817.8
45047 | CHILQUIN | 45161 | KLAFALLS | 230 | 230 | PAC:KFAL | PAC:KFAL | 1 | Closed | Line | NO | 0.00698 | 0.04278 | 0.0792 | 336 | 372 | 478
15216 | THUNDRST | 15206 | GOLDFELD | 230 | 230 | SRP EHV 230 KV | SRP EHV 230 KV | 2 | Closed | Line | NO | 0.00237 | 0.01409 | 0.02852 | 440.2 | 474.5 | 440.2
25100 | MERCHANT | 24041 | ELDORDO | 230 | 230 | SCE Eldorado 230kV | SCE Eldorado 230kV | 2 | Closed | Line | NO | 0.0001 | 0.0011 | 0.00352 | 796 | 796 | 796
15216 | THUNDRST | 15206 | GOLDFELD | 230 | 230 | SRP EHV 230 KV | SRP EHV 230 KV | 1 | Closed | Line | NO | 0.00237 | 0.01409 | 0.02852 | 440.2 | 474.5 | 440.2
160201 | DMP | 160202 | VAIL | 230 | 230 | TEP | TEP | 1 | Open | Line | NO | 0.00467 | 0.03587 | 0.09286 | 1080 | 1227 | 1080
24381 | CIMAT2 | 24041 | ELDORDO | 230 | 230 | SCE EAST OF LUGO 500/230kV | SCE Eldorado 230kV | 2 | Closed | Line | NO | 0.01387 | 0.07566 | 0.13286 | 289 | 289 | 289
160200 | TORTOLITA | 160201 | DMP | 230 | 230 | TEP | TEP | 1 | Open | Line | NO | 0.00594 | 0.04558 | 0.118 | 1080 | 1227 | 1080
15215 | SILVERKG | 15206 | GOLDFELD | 230 | 230 | SRP EHV 230 KV | SRP EHV 230 KV | 1 | Closed | Line | NO | 0.00477 | 0.03791 | 0.1464 | 728.2 | 784.8 | 728.2
24380 | CIMAT1 | 24041 | ELDORDO | 230 | 230 | SCE EAST OF LUGO 500/230kV | SCE Eldorado 230kV | 1 | Closed | Line | NO | 0.01401 | 0.0764 | 0.1342 | 289 | 289 | 289
44996 | HANNATAP | 45113 | GLENDL | 230 | 230 | PAC:ROSE | PAC:GRPS | 1 | Closed | Line | NO | 0.00239 | 0.02176 | 0.04515 | 453 | 500 | 629
44996 | HANNATAP | 45093 | DIXONVLE | 230 | 230 | PAC:ROSE | PAC:ROSE | 1 | Closed | Line | NO | 0.00363 | 0.03281 | 0.0679 | 453 | 500 | 629
44995 | NICKLMTN | 44996 | HANNATAP | 230 | 230 | PAC:ROSE | PAC:ROSE | 1 | Closed | Line | NO | 0.00223 | 0.01348 | 0.02556 | 275 | 275 | 275
24040 | EL NIDO | 24198 | CHEVMAIN | 230 | 230 | SCE Los Angeles Basin 230kV | SCE Los Angeles Basin 230kV | 1 | Closed | Line | NO | 0.00012 | 0.00157 | 0.1274 | 800 | 1267 | 800
24040 | EL NIDO | 24082 | LCIENEGA | 230 | 230 | SCE Los Angeles Basin 230kV | SCE Los Angeles Basin 230kV | 1 | Closed | Line | NO | 0.00098 | 0.01161 | 0.02632 | 643 | 643 | 643
15205 | CORBELL | 152075 | KYEB2CTR | 230 | 230 | SRP EHV 230 KV | SRP EHV 230 KV | 1 | Closed | Line | NO | 0.00078 | 0.0068 | 0.02482 | 880.4 | 948.9 | 880.4
24040 | EL NIDO | 24074 | LA FRESA | 230 | 230 | SCE Los Angeles Basin 230kV | SCE Los Angeles Basin 230kV | 4 | Closed | Line | NO | 0.0005 | 0.00351 | 0.0191 | 797 | 1012 | 797
24040 | EL NIDO | 24074 | LA FRESA | 230 | 230 | SCE Los Angeles Basin 230kV | SCE Los Angeles Basin 230kV | 3 | Closed | Line | NO | 0.0005 | 0.00351 | 0.0191 | 797 | 1012 | 797
15222 | BROWNING | 15205 | CORBELL | 230 | 230 | SRP EHV 230 KV | SRP EHV 230 KV | 1 | Closed | Line | NO | 0.0019 | 0.0171 | 0.04855 | 815.9 | 887.6 | 815.9
24049 | ELSEGNDO | 24040 | EL NIDO | 230 | 230 | SCE Los Angeles Basin 230kV | SCE Los Angeles Basin 230kV | 1 | Closed | Line | NO | 0.00028 | 0.00357 | 0.13396 | 799.9 | 1315 | 799.9
24036 | EAGLROCK | 26098 | SYLMAR220 | 230 | 230 | SCE Los Angeles Basin 230kV | LA BASIN | 1 | Closed | Line | NO | 0.00145 | 0.02645 | 0.10298 | 1084 | 1195 | 1084
15213 | SANTAN | 15205 | CORBELL | 230 | 230 | SRP EHV 230 KV | SRP EHV 230 KV | 1 | Closed | Line | NO | 0.00066 | 0.00666 | 0.02939 | 815.9 | 887.6 | 815.9
44912 | TALBOT | 48451 | WALA AVA | 230 | 230 | PAC:WALA | AVA: Big Bend | 1 | Closed | Line | NO | 0.00023 | 0.00205 | 0.00426 | 402 | 402 | 478
24036 | EAGLROCK | 24091 | MESA CAL | 230 | 230 | SCE Los Angeles Basin 230kV | SCE Los Angeles Basin 230kV | 1 | Closed | Line | NO | 0.00142 | 0.02558 | 0.10026 | 1195 | 1315 | 1195
44912 | TALBOT | 45327 | WALAWALA | 230 | 230 | PAC:WALA | PAC:WALA | 1 | Closed | Line | NO | 0.0069 | 0.06229 | 0.12931 | 402 | 496 | 626
44911 | MARENGO | 44912 | TALBOT | 230 | 230 | PAC:WALA | PAC:WALA | 1 | Closed | Line | NO | 0.00099 | 0.00596 | 0.01137 | 346 | 383 | 458
24036 | EAGLROCK | 24059 | GOULD | 230 | 230 | SCE Los Angeles Basin 230kV | SCE Los Angeles Basin 230kV | 1 | Closed | Line | NO | 0.00151 | 0.00701 | 0.01332 | 494 | 665 | 494
15204 | BRANDOW | 15217 | WARD | 230 | 230 | SRP EHV 230 KV | SRP EHV 230 KV | 2 | Closed | Line | NO | 0.0003 | 0.00185 | 0.00377 | 373.3 | 443.8 | 373.3
24029 | DELAMO | 24076 | LAGUBELL | 230 | 230 | SCE Los Angeles Basin 230kV | SCE Los Angeles Basin 230kV | 1 | Closed | Line | NO | 0.00114 | 0.0125 | 0.06242 | 988 | 1315 | 988
44900 | DIXNV230 | 45095 | DIXONVLE | 230 | 500 | PAC:ROSE | PAC:ROSE | 1 | Closed | Transformer | YES | 0.00033 | 0.02111 | 0 | 512 | 607 | 688
44900 | DIXNV230 | 45093 | DIXONVLE | 230 | 230 | PAC:ROSE | PAC:ROSE | 1 | Closed | Line | NO | 0.00024 | 0.0021 | 0.00424 | 865 | 886 | 912
160201 | DMP | 160111 | DMP_NORTH | 230 | 138 | TEP | TEP | 2 | Open | Transformer | YES | 0 | 0.01667 | 0 | 672 | 806 | 672
24065 | HINSON | 24029 | DELAMO | 230 | 230 | SCE Los Angeles Basin 230kV | SCE Los Angeles Basin 230kV | 1 | Closed | Line | NO | 0.00107 | 0.01376 | 0.04814 | 956 | 1012 | 956
15204 | BRANDOW | 15217 | WARD | 230 | 230 | SRP EHV 230 KV | SRP EHV 230 KV | 1 | Closed | Line | NO | 0.00031 | 0.00185 | 0.00377 | 373.3 | 443.8 | 373.3
160201 | DMP | 160111 | DMP_NORTH | 230 | 138 | TEP | TEP | 1 | Open | Transformer | YES | 0 | 0.01667 | 0 | 672 | 806 | 672
24025 | CHINO | 999883 | CHIMIR31 | 230 | 230 | SCE Los Angeles Basin 230kV | SCE Los Angeles Basin 230kV | 3 | Closed | Line | NO | 0.00058 | 0.00704 | 0.02652 | 988 | 1012 | 988
25654 | VIEJO | 24025 | CHINO | 230 | 230 | SCE Orange County | SCE Los Angeles Basin 230kV | 1 | Closed | Line | NO | 0.0015 | 0.02644 | 0.10394 | 1195.1 | 1338 | 1195.1
15211 | PINPKSRP | 15204 | BRANDOW | 230 | 230 | SRP EHV 230 KV | SRP EHV 230 KV | 2 | Closed | Line | NO | 0.00611 | 0.03614 | 0.07333 | 373.3 | 443.8 | 373.3
44894 | WHTSTNE | 45195 | MERIDINP | 230 | 230 | PAC:MDFD | PAC:MDFD | 1 | Closed | Line | NO | 0.00271 | 0.01751 | 0.03474 | 349 | 386 | 508
45123 | GRANT PS | 44894 | WHTSTNE | 230 | 230 | PAC:GRPS | PAC:MDFD | 1 | Closed | Line | NO | 0.00406 | 0.03324 | 0.0683 | 349 | 386 | 508
24025 | CHINO | 24137 | SERRANO | 230 | 230 | SCE Los Angeles Basin 230kV | SCE Los Angeles Basin 230kV | 1 | Closed | Line | NO | 0.0014 | 0.02541 | 0.09992 | 1195 | 1195 | 1195
159000 | MESSOLAR | 159003 | MES3_TWP | 230 | 230 | SRP OTHER SUB 69kV | SRP OTHER SUB 69kV | 1 | Closed | TransformerWinding | YES | 0.00092 | 0.09708 | 0 | 187 | 187 | 187
159000 | MESSOLAR | 159002 | MES2_TWP | 230 | 230 | SRP OTHER SUB 69kV | SRP OTHER SUB 69kV | 1 | Closed | TransformerWinding | YES | 0.00338 | 0.13876 | 0 | 112 | 112 | 112
159000 | MESSOLAR | 159001 | MES1_TWP | 230 | 230 | SRP OTHER SUB 69kV | SRP OTHER SUB 69kV | 1 | Closed | TransformerWinding | YES | 0.00092 | 0.09708 | 0 | 187 | 187 | 187
154722 | Q55-HV | 154725 | Q55-Mid | 230 | 230 | SRP EHV 230 KV | SRP EHV 230 KV | 1 | Closed | TransformerWinding | YES | -0.00012 | -0.00476 | 0 | 140 | 140 | 140
150031 | VAH KI | 154722 | Q55-HV | 230 | 230 | SRP EHV 230 KV | SRP EHV 230 KV | 1 | Closed | Line | NO | 0.00055 | 0.00372 | 0.00724 | 360.1 | 432.2 | 360.1
150019 | GRANDCTL | 155339 | GCL_HB | 230 | 230 | SRP OTHER SUB 69kV | SRP OTHER SUB 69kV | 1 | Closed | Transformer | YES | 0.0001 | 0.07381 | 0 | 360 | 360 | 360
24025 | CHINO | 24093 | MIRALOMW | 230 | 230 | SCE Los Angeles Basin 230kV | SCE Los Angeles Basin 230kV | 2 | Closed | Line | NO | 0.00047 | 0.00773 | 0.0304 | 1195 | 1338 | 1195
15211 | PINPKSRP | 15204 | BRANDOW | 230 | 230 | SRP EHV 230 KV | SRP EHV 230 KV | 1 | Closed | Line | NO | 0.0061 | 0.03608 | 0.0732 | 373.3 | 443.8 | 373.3
150031 | VAH KI | 150004 | HALO | 230 | 230 | SRP EHV 230 KV | SRP OTHER SUB 69kV | 1 | Closed | Line | NO | 0 | 0.017 | 0 | 293.6 | 293.6 | 293.6
630030 | CUSTER WAPA | 99061 | mid_99061 | 230 | 230 | MTSE_WAUW | MTSE_WAUW | 1 | Closed | TransformerWinding | YES | 0.00325 | 0.187 | 0 | 35 | 43 | 35
44860 | MARENGO2 | 44911 | MARENGO | 230 | 230 | PAC:WALA | PAC:WALA | 1 | Closed | Line | NO | 0.0008 | 0.00484 | 0.00924 | 120 | 120 | 148
44856 | FPL2HT | 47572 | NINEMILE | 230 | 230 | PAC:WALA | PAC:DALR | 1 | Closed | Line | NO | 0.0034 | 0.0236 | 0.047 | 382 | 382 | 382
24025 | CHINO | 24093 | MIRALOMW | 230 | 230 | SCE Los Angeles Basin 230kV | SCE Los Angeles Basin 230kV | 1 | Closed | Line | NO | 0.00047 | 0.00773 | 0.0304 | 1195 | 1338 | 1195
24021 | CENTER | 24393 | MESACALS | 230 | 230 | SCE Los Angeles Basin 230kV | SCE Los Angeles Basin 230kV | 1 | Closed | Line | NO | 0.00106 | 0.01351 | 0.04722 | 988 | 988 | 988
621001 | MILL CREEK | 97995 | mid_97995 | 230 | 230 | BUTTE_MT | BUTTE_MT | 3 | Closed | TransformerWinding | YES | 0.00015 | 0.0162 | 0 | 500 | 625 | 500
15204 | BRANDOW | 15209 | PAPAGOBT | 230 | 230 | SRP EHV 230 KV | SRP EHV 230 KV | 1 | Closed | Line | NO | 0.00067 | 0.00582 | 0.02147 | 870.8 | 933 | 870.8
621001 | MILL CREEK | 97994 | mid_97994 | 230 | 230 | BUTTE_MT | BUTTE_MT | 4 | Closed | TransformerWinding | YES | 0.00017 | 0.02421 | 0 | 500 | 625 | 500
44609 | WALAWALA CAP | 45327 | WALAWALA | 230 | 230 | PAC:WALA | PAC:WALA | 1 | Closed | Series Cap | NO | 0 | -0.07259 | 0 | 398 | 498 | 398
621006 | SOUTH BUTTE | 97989 | mid_97989 | 230 | 161 | BUTTE_MT | BUTTE_MT | 3 | Open | TransformerWinding | YES | 0.00069 | -0.00597 | 0 | 200 | 230 | 230
44609 | WALAWALA CAP | 45103 | HURICANE | 230 | 230 | PAC:WALA | PAC:ENTR | 1 | Closed | Line | NO | 0.01227 | 0.11051 | 0.23229 | 404 | 485 | 478
24021 | CENTER | 24100 | OLINDA | 230 | 230 | SCE Los Angeles Basin 230kV | SCE Los Angeles Basin 230kV | 1 | Closed | Line | NO | 0.00161 | 0.02032 | 0.0726 | 717 | 876 | 717
621006 | SOUTH BUTTE | 97986 | mid_97986 | 230 | 230 | BUTTE_MT | BUTTE_MT | 4 | Closed | TransformerWinding | YES | 0.00055 | 0.02408 | 0 | 400 | 400 | 0
622001 | GTF 230SWYD | 97979 | mid_97979 | 230 | 230 | GTFALLS_MT | GTFALLS_MT | 1 | Closed | TransformerWinding | YES | 0 | -0.02146 | 0 | 100 | 110 | 100
622001 | GTF 230SWYD | 97978 | mid_97978 | 230 | 230 | GTFALLS_MT | GTFALLS_MT | 3 | Closed | TransformerWinding | YES | 0.00047 | 0.04855 | 0 | 200 | 240 | 200
24029 | DELAMO | 24021 | CENTER | 230 | 230 | SCE Los Angeles Basin 230kV | SCE Los Angeles Basin 230kV | 1 | Closed | Line | NO | 0.00052 | 0.00689 | 0.02226 | 988 | 988 | 988
15204 | BRANDOW | 15207 | KYR-EAST | 230 | 230 | SRP EHV 230 KV | SRP EHV 230 KV | 1 | Closed | Line | NO | 0.00101 | 0.00873 | 0.03223 | 870.8 | 933 | 870.8
408361 | PON_COR2_CIO | 44568 | CORAL | 230 | 230 | Southern Oregon | PAC:C.OR | 2 | Closed | Line | NO | 5e-05 | 0.00044 | 0.0023 | 452 | 565 | 664
623001 | BLG STEAMPLT | 97968 | mid_97968 | 230 | 230 | BILLINGS_MT | BILLINGS_MT | 2 | Closed | TransformerWinding | YES | 0 | 0.00038 | 0 | 200 | 230 | 200
408360 | PON_COR1_CIO | 44568 | CORAL | 230 | 230 | Southern Oregon | PAC:C.OR | 1 | Closed | Line | NO | 7e-05 | 0.00062 | 0.00128 | 452 | 565 | 664
44568 | CORAL | 44637 | CATALINA | 230 | 230 | PAC:C.OR | PAC:C.OR | 1 | Closed | Line | NO | 0.00088 | 0.00982 | 0.02046 | 495 | 616 | 724
623107 | COLSTRIP 230 | 97956 | mid_97956 | 230 | 230 | COLSTRIP_MT | COLSTRIP_MT | 2 | Closed | TransformerWinding | YES | 0.00128 | 0.12442 | 0 | 100 | 120 | 100
44568 | CORAL | 44569 | PONDROSA | 230 | 230 | PAC:C.OR | PAC:C.OR | 1 | Closed | Line | NO | 7e-05 | 0.00062 | 0.00128 | 484 | 605 | 717
25405 | IRON MTN | 24019 | CAMINO | 230 | 230 | MWD Colorado River Aqueduct | MWD Colorado River Aqueduct | 1 | Closed | Line | NO | 0.0111 | 0.0739 | 0.1358 | 304 | 304 | 304
44567 | OCHOCO | 44637 | CATALINA | 230 | 230 | PAC:C.OR | PAC:C.OR | 1 | Closed | Line | NO | 0.00037 | 0.00421 | 0.00875 | 495 | 616 | 724
623107 | COLSTRIP 230 | 97954 | mid_97954 | 230 | 230 | COLSTRIP_MT | COLSTRIP_MT | 4 | Closed | TransformerWinding | YES | 0 | 0.01908 | 0 | 500 | 625 | 500
15203 | ANDERSON | 152075 | KYEB2CTR | 230 | 230 | SRP EHV 230 KV | SRP EHV 230 KV | 1 | Closed | Line | NO | 0.00135 | 0.00841 | 0.06197 | 870.8 | 933 | 870.8
623107 | COLSTRIP 230 | 97953 | mid_97953 | 230 | 230 | COLSTRIP_MT | COLSTRIP_MT | 5 | Closed | TransformerWinding | YES | 0 | 0.01898 | 0 | 500 | 625 | 500
623107 | COLSTRIP 230 | 97952 | mid_97952 | 230 | 230 | COLSTRIP_MT | COLSTRIP_MT | 6 | Closed | TransformerWinding | YES | 0 | 0.04702 | 0 | 250 | 250 | 250
44566 | FRIEND_230 | 44567 | OCHOCO | 230 | 230 | PAC:C.OR | PAC:C.OR | 2 | Closed | Line | NO | 0.00012 | 0.0013 | 0.0031 | 494 | 616 | 726
24019 | CAMINO | 25402 | GENE | 230 | 230 | MWD Colorado River Aqueduct | MWD Colorado River Aqueduct | 1 | Closed | Line | NO | 0.0125 | 0.0909 | 0.1669 | 359 | 394 | 359
44566 | FRIEND_230 | 44567 | OCHOCO | 230 | 230 | PAC:C.OR | PAC:C.OR | 1 | Closed | Line | NO | 0.00012 | 0.00139 | 0.00289 | 494 | 616 | 726
623210 | COLUMBS-RPLJ | 97945 | mid_97945 | 230 | 230 | BILLINGS_MT | BILLINGS_MT | 2 | Closed | TransformerWinding | YES | 0 | 0.10167 | 0 | 100 | 120 | 100
623220 | SO HUNTLEY | 97944 | mid_97944 | 230 | 230 | BILLINGS_MT | BILLINGS_MT | 1 | Closed | TransformerWinding | YES | 0 | 0.1598 | 0 | 83.3 | 95.8 | 83.3
623312 | BROADVIEW | 97938 | mid_97938 | 230 | 230 | BILLINGS_MT | BILLINGS_MT | 3 | Closed | TransformerWinding | YES | 0 | 0.01633 | 0 | 600 | 750 | 600
623312 | BROADVIEW | 97937 | mid_97937 | 230 | 230 | BILLINGS_MT | BILLINGS_MT | 4 | Closed | TransformerWinding | YES | 0 | 0.02289 | 0 | 600 | 750 | 600
24016 | BARRE | 25201 | LEWIS | 230 | 230 | SCE Orange County | City of Anaheim | 1 | Closed | Line | NO | 0.00028 | 0.00515 | 0.0203 | 1195 | 1494 | 1195
623412 | ALKALI CREEK | 97936 | mid_97936 | 230 | 230 | BILLINGS_MT | BILLINGS_MT | 1 | Closed | TransformerWinding | YES | 0 | 0.04881 | 0 | 200 | 220 | 200
623412 | ALKALI CREEK | 97935 | mid_97935 | 230 | 230 | BILLINGS_MT | BILLINGS_MT | 2 | Closed | TransformerWinding | YES | 0 | 0.04894 | 0 | 200 | 220 | 200
15208 | ORME | 15203 | ANDERSON | 230 | 230 | SRP EHV 230 KV | SRP EHV 230 KV | 2 | Closed | Line | NO | 0.0016 | 0.01253 | 0.02675 | 870.8 | 933 | 870.8
623413 | HARDIN AUTO | 97934 | mid_97934 | 230 | 230 | BILLINGS_MT | BILLINGS_MT | 1 | Closed | TransformerWinding | YES | 0 | 0.05542 | 0 | 200 | 240 | 200
624118 | JUDITHGAP SO | 97924 | mid_97924 | 230 | 230 | LEWSTN_MT | LEWSTN_MT | 1 | Closed | TransformerWinding | YES | 0 | 0.07925 | 0 | 166.6 | 166.6 | 166.6
625321 | SHELBY 2 WAP | 97922 | mid_97922 | 230 | 115 | NOGF_MT | NOGF_MT | 1 | Closed | TransformerWinding | YES | 0.00081 | -0.0118 | 0 | 100 | 125 | 125
24016 | BARRE | 24154 | VILLA PK | 230 | 230 | SCE Orange County | SCE Los Angeles Basin 230kV | 1 | Closed | Line | NO | 0.00051 | 0.00926 | 0.0365 | 1195 | 1338 | 1195
626101 | THREE RIVERS | 97920 | mid_97920 | 230 | 161 | BOZEMAN_MT | BOZEMAN_MT | 2 | Closed | TransformerWinding | YES | 0 | -0.00589 | 0 | 200 | 200 | 200
626102 | WILSALL | 97907 | mid_97907 | 230 | 230 | BOZEMAN_MT | BOZEMAN_MT | 1 | Closed | TransformerWinding | YES | 0 | 0.053 | 0 | 150 | 180 | 150
24016 | BARRE | 24044 | ELLIS | 230 | 230 | SCE Orange County | SCE Orange County | 4 | Closed | Line | NO | 0.0022 | 0.0182 | 0.03773 | 494 | 665 | 494
626102 | WILSALL | 97906 | mid_97906 | 230 | 230 | BOZEMAN_MT | BOZEMAN_MT | 2 | Closed | TransformerWinding | YES | 0 | 0.05294 | 0 | 150 | 180 | 150
15208 | ORME | 15203 | ANDERSON | 230 | 230 | SRP EHV 230 KV | SRP EHV 230 KV | 1 | Closed | Line | NO | 0.0016 | 0.01253 | 0.02675 | 870.8 | 933 | 870.8
624108 | JUDITHGAP AT | 97925 | mid_97925 | 230 | 230 | LEWSTN_MT | LEWSTN_MT | 1 | Closed | TransformerWinding | YES | 0 | 0.10592 | 0 | 100 | 110 | 100
15201 | AGUAFRIA | 152016 | AF230BK4 | 230 | 230 | SRP EHV 230 KV | SRP EHV 230 KV | 1 | Closed | Line | NO | 0.00019 | 0.00125 | 0.00282 | 407.9 | 443.8 | 407.9
629106 | RATTLESNAKE | 97895 | mid_97895 | 230 | 161 | MISSOULA_MT | MISSOULA_MT | 3 | Closed | TransformerWinding | YES | 0 | -0.00717 | 0 | 391.7 | 430.8 | 430.8
24016 | BARRE | 24044 | ELLIS | 230 | 230 | SCE Orange County | SCE Orange County | 3 | Closed | Line | NO | 0.0022 | 0.0182 | 0.03773 | 494 | 665 | 494
81144 | MLW 230 | 81152 | MLW 337P | 230 | 230 | BC HYDRO | BC HYDRO | 1 | Closed | Line | NO | 1e-05 | 0.0003 | 0.00013 | 366.9 | 366.9 | 462.5
24016 | BARRE | 24044 | ELLIS | 230 | 230 | SCE Orange County | SCE Orange County | 2 | Closed | Line | NO | 0.0022 | 0.0182 | 0.03773 | 494 | 665 | 494
81025 | MKT 230 | 81152 | MLW 337P | 230 | 230 | BC HYDRO | BC HYDRO | 1 | Closed | Line | NO | 3e-05 | 0.00023 | 0.00045 | 427.4 | 460.9 | 478
80959 | COK 39P1 | 80960 | COK 39P2 | 230 | 230 | BC HYDRO | BC HYDRO | 2 | Closed | Line | NO | 0.00037 | 0.00319 | 0.01197 | 378.5 | 498 | 378.5
80959 | COK 39P1 | 80960 | COK 39P2 | 230 | 230 | BC HYDRO | BC HYDRO | 1 | Closed | Line | NO | 0.00037 | 0.00318 | 0.01197 | 419.5 | 464.1 | 517.5
24016 | BARRE | 24044 | ELLIS | 230 | 230 | SCE Orange County | SCE Orange County | 1 | Closed | Line | NO | 0.0022 | 0.0182 | 0.03773 | 494 | 665 | 494
80914 | GTP 230 | 81735 | mid_81735 | 230 | 230 | BC HYDRO | BC HYDRO | 14 | Closed | TransformerWinding | YES | 0.00183 | 0.06385 | 0 | 150 | 193 | 178
15201 | AGUAFRIA | 152011 | AF230BK5 | 230 | 230 | SRP EHV 230 KV | SRP EHV 230 KV | 1 | Closed | Line | NO | 0.00019 | 0.00125 | 0.00282 | 407.9 | 443.8 | 407.9
80853 | GBH 348P | 80855 | SRN 348P | 230 | 230 | BC HYDRO | BC HYDRO | 1 | Closed | Line | NO | 0.00203 | 0.01213 | 0.02388 | 400 | 400 | 486
44517 | SNOGOOSE | 45189 | MALIN | 230 | 230 | PAC:KFAL | PAC:KFAL | 1 | Closed | Line | NO | 0.00508 | 0.04854 | 0.09014 | 379 | 484 | 615
24029 | DELAMO | 24016 | BARRE | 230 | 230 | SCE Los Angeles Basin 230kV | SCE Orange County | 1 | Closed | Line | NO | 0.00072 | 0.0142 | 0.01554 | 988 | 988 | 988
44517 | SNOGOOSE | 45161 | KLAFALLS | 230 | 230 | PAC:KFAL | PAC:KFAL | 2 | Closed | Line | NO | 0.00055 | 0.00493 | 0.01023 | 379 | 484 | 615
44517 | SNOGOOSE | 45161 | KLAFALLS | 230 | 230 | PAC:KFAL | PAC:KFAL | 1 | Closed | Line | NO | 0.00055 | 0.00493 | 0.01023 | 379 | 484 | 615
44517 | SNOGOOSE | 44516 | SNOGOOSE | 230 | 500 | PAC:KFAL | PAC:KFAL | 1 | Closed | Transformer | YES | 0.00025 | 0.02137 | 0 | 650 | 728 | 780
44125 | MCNARY_PH34# | 44126 | MCNARY_PH4 | 230 | 230 | Lower Columbia Basin | Lower Columbia Basin | 4 | Closed | Line | NO | 0.00024 | 0.00157 | 0.0027 | 426.3 | 426.3 | 549.8
15201 | AGUAFRIA | 150221 | Q_AF0102 | 230 | 230 | SRP EHV 230 KV | SRP EHV 230 KV | 1 | Open | Line | NO | 7e-05 | 0.00042 | 0.00091 | 260.1 | 260.1 | 260.1
80712 | SRN 230 | 81727 | mid_81727 | 230 | 230 | BC HYDRO | BC HYDRO | 2 | Closed | TransformerWinding | YES | -0.00075 | -0.02629 | 0 | 93.3 | 93.3 | 110.8
10011 | AMBROSIA | 10368 | WESTMESA | 230 | 230 | PNM: EHV and Gen | PNM: EHV and Gen | 1 | Closed | Line | NO | 0.0128 | 0.1023 | 0.199 | 402 | 402 | 402
73143 | N.YUMA | 73579 | SPRNGCAN | 230 | 230 | ZoneEC | ZoneEC | 1 | Closed | Line | NO | 0.01219 | 0.09299 | 0.18709 | 431 | 431 | 431
80707 | SGB 230 | 80853 | GBH 348P | 230 | 230 | BC HYDRO | BC HYDRO | 1 | Closed | Line | NO | 0.00133 | 0.00793 | 0.01562 | 400 | 400 | 486
80702 | MSA 230A | 81839 | mid_81839 | 230 | 500 | BC HYDRO | BC HYDRO | 1 | Closed | TransformerWinding | YES | -3e-05 | -0.00191 | 0 | 600 | 600 | 714
80702 | MSA 230A | 81837 | mid_81837 | 230 | 230 | BC HYDRO | BC HYDRO | 5 | Closed | TransformerWinding | YES | 0.00223 | 0.07802 | 0 | 150 | 150 | 178
80674 | FLW 230 | 81733 | mid_81733 | 230 | 230 | BC HYDRO | BC HYDRO | 2 | Closed | TransformerWinding | YES | 0.00075 | 0.0261 | 0 | 158 | 158 | 200
25529 | ALMITOS_ES | 24008 | ALMITOSW | 230 | 230 | SCE Los Angeles Basin 230kV | SCE Los Angeles Basin 230kV | 1 | Closed | Line | NO | 1e-05 | 7e-05 | 0.00016 | 494 | 665 | 494
80644 | MNK 230 | 81025 | MKT 230 | 230 | 230 | BC HYDRO | BC HYDRO | 1 | Closed | Line | NO | 0.00404 | 0.02794 | 0.05464 | 427.4 | 460.9 | 538.6
15201 | AGUAFRIA | 15218 | WHITETNK | 230 | 230 | SRP EHV 230 KV | SRP EHV 230 KV | 1 | Closed | Line | NO | 0.00121 | 0.01238 | 0.04517 | 870.8 | 933 | 870.8
43909 | PORTW | 43915 | PORTW2SR2 | 230 | 230 | Portland General - BES S/S | Portland General - Generation | 1 | Closed | TransformerWinding | YES | -0.00018 | 0.01842 | 0 | 146 | 146 | 146
80556 | BDH 230 | 81148 | BDH 42P | 230 | 230 | BC HYDRO | BC HYDRO | 1 | Closed | Line | NO | 3e-05 | 0.0002 | 0.0004 | 380.8 | 380.8 | 474.1
43909 | PORTW | 43912 | PORTW2SR1 | 230 | 230 | Portland General - BES S/S | Portland General - Generation | 1 | Closed | TransformerWinding | YES | 0.00015 | 0.0241 | 0 | 146 | 146 | 146
80552 | ULR 230 | 81148 | BDH 42P | 230 | 230 | BC HYDRO | BC HYDRO | 1 | Closed | Line | NO | 0.00044 | 0.00319 | 0.00633 | 321.1 | 321.1 | 361.3
43909 | PORTW | 43906 | PORTW_STR | 230 | 230 | Portland General - BES S/S | Portland General - BES S/S | 1 | Closed | TransformerWinding | YES | 0.00018 | 0.00506 | 0 | 527.6 | 527.6 | 527.6
80471 | MKL 230 | 81025 | MKT 230 | 230 | 230 | BC HYDRO | BC HYDRO | 1 | Closed | Line | NO | 0.00045 | 0.00394 | 0.0074 | 454.1 | 454.1 | 454.1
24008 | ALMITOSW | 24016 | BARRE | 230 | 230 | SCE Los Angeles Basin 230kV | SCE Orange County | 2 | Closed | Line | NO | 0.00104 | 0.01628 | 0.05998 | 988 | 1315 | 988
80255 | SVA 2B6 | 81780 | mid_81780 | 230 | 138 | BC HYDRO | BC HYDRO | 3 | Closed | TransformerWinding | YES | 0.0028 | 0.09802 | 0 | 150 | 150 | 178
24574 | ALMITOS_ENGY | 24006 | ALMITOSE | 230 | 230 | SCE Los Angeles Basin 230kV | SCE Los Angeles Basin 230kV | 1 | Closed | Line | NO | 2e-05 | 0.00031 | 0.00137 | 879 | 879 | 879
15201 | AGUAFRIA | 15202 | ALEXANDR | 230 | 230 | SRP EHV 230 KV | SRP EHV 230 KV | 1 | Closed | Line | NO | 0.0012 | 0.00988 | 0.04044 | 592 | 679.6 | 592
80192 | SLS 230 | 81747 | mid_81747 | 230 | 230 | BC HYDRO | BC HYDRO | 1 | Closed | TransformerWinding | YES | 0.00178 | 0.06236 | 0 | 133.6 | 133.6 | 143.4
80192 | SLS 230 | 80707 | SGB 230 | 230 | 230 | BC HYDRO | BC HYDRO | 2 | Closed | Line | NO | 0.00114 | 0.01036 | 0.0351 | 796.7 | 796.7 | 796.7
80192 | SLS 230 | 80707 | SGB 230 | 230 | 230 | BC HYDRO | BC HYDRO | 1 | Closed | Line | NO | 0.00114 | 0.01036 | 0.0351 | 796.7 | 796.7 | 796.7
80175 | TKW 2B3 | 81771 | mid_81771 | 230 | 500 | BC HYDRO | BC HYDRO | 3 | Closed | TransformerWinding | YES | -4e-05 | -0.00262 | 0 | 300 | 300 | 356
80175 | TKW 2B3 | 81769 | mid_81769 | 230 | 230 | BC HYDRO | BC HYDRO | 5 | Closed | TransformerWinding | YES | 0.00297 | 0.10379 | 0 | 168 | 168 | 200
24006 | ALMITOSE | 24021 | CENTER | 230 | 230 | SCE Los Angeles Basin 230kV | SCE Los Angeles Basin 230kV | 1 | Closed | Line | NO | 0.00101 | 0.01324 | 0.04368 | 988 | 1315 | 988
80155 | ESQ 2B2 | 81937 | mid_81937 | 230 | 230 | BC HYDRO | BC HYDRO | 2 | Closed | TransformerWinding | YES | 0.00048 | 0.01688 | 0 | 157.5 | 157.5 | 200
80135 | HWW 230B | 81898 | mid_81898 | 230 | 230 | BC HYDRO | BC HYDRO | 2 | Closed | TransformerWinding | YES | 0.00081 | 0.02843 | 0 | 400 | 400 | 475
80134 | HWW 230A | 81899 | mid_81899 | 230 | 230 | BC HYDRO | BC HYDRO | 1 | Closed | TransformerWinding | YES | 0.00081 | 0.02843 | 0 | 400 | 400 | 475
24006 | ALMITOSE | 24016 | BARRE | 230 | 230 | SCE Los Angeles Basin 230kV | SCE Orange County | 1 | Closed | Line | NO | 0.00132 | 0.01317 | 0.07868 | 988 | 1315 | 988
43773 | PEARL # | 408240 | PEA_PEA_CIO | 230 | 230 | Portland General - BES NODE | Portland Area | 1 | Closed | Line | NO | 2e-05 | 0.0003 | 0.0026 | 1429 | 1429 | 1860
80007 | CYP 2B3 | 81945 | mid_81945 | 230 | 230 | BC HYDRO | BC HYDRO | 3 | Closed | TransformerWinding | YES | 0.00351 | 0.12289 | 0 | 150 | 150 | 178.1
24008 | ALMITOSW | 24006 | ALMITOSE | 230 | 230 | SCE Los Angeles Basin 230kV | SCE Los Angeles Basin 230kV | 1 | Open | Line | NO | 0 | 0.0001 | 0 | 996 | 1793 | 996
23591 | DW GEN8_Tap | 23592 | DW GEN8_HV | 230 | 230 | SDG&E Bulk Power | SDG&E Bulk Power | 1 | Closed | Line | NO | 1e-05 | 0.0003 | 7e-05 | 478 | 478 | 478
23591 | DW GEN8_Tap | 23460 | DW GEN3 | 230 | 230 | SDG&E Bulk Power | SDG&E Bulk Power | 1 | Closed | Line | NO | 0.00013 | 0.00101 | 0.00204 | 478 | 478 | 478
23433 | DW GEN 2 4 6 | 23439 | DW GEN246 TR | 230 | 230 | SDG&E Bulk Power | SDG&E Bulk Power | 1 | Closed | Line | NO | 0.00033 | 0.0031 | 0.01192 | 707 | 707 | 707
15163 | MESQUITE | 159000 | MESSOLAR | 230 | 230 | SRP EHV 230 KV | SRP OTHER SUB 69kV | 2 | Closed | Line | NO | 0.00084 | 0.00325 | 0.02754 | 749.7 | 749.7 | 749.7
15163 | MESQUITE | 159000 | MESSOLAR | 230 | 230 | SRP EHV 230 KV | SRP OTHER SUB 69kV | 1 | Closed | Line | NO | 0.00084 | 0.00325 | 0.02754 | 749.7 | 749.7 | 749.7
10111 | GALLEGOS | 79625 | GALLEGOS | 230 | 115 | PNM: Other | FEUS | 1 | Closed | Transformer | YES | 0.0021 | 0.075 | 0 | 100 | 100 | 100
23300 | DREW | 23591 | DW GEN8_Tap | 230 | 230 | SDG&E Bulk Power | SDG&E Bulk Power | 1 | Closed | Line | NO | 0.00013 | 0.00101 | 0.00204 | 498 | 498 | 498
79142 | HDN EAST | 96141 | mid_96141 | 230 | 230 | Zone69 | Zone69 | 1 | Closed | TransformerWinding | YES | 0.00017 | 0.01876 | 0 | 250 | 300 | 250
23293 | DW GEN1 230 | 23433 | DW GEN 2 4 6 | 230 | 230 | SDG&E Bulk Power | SDG&E Bulk Power | 1 | Closed | Line | NO | 0.00014 | 0.00199 | 0.00825 | 897 | 897 | 897
23292 | DW GEN7_230K | 23587 | DW GEN7_MP1 | 230 | 230 | SDG&E Bulk Power | SDG&E Bulk Power | 1 | Closed | TransformerWinding | YES | 0.00078 | -0.01364 | 0 | 88 | 110 | 0
23292 | DW GEN7_230K | 23300 | DREW | 230 | 230 | SDG&E Bulk Power | SDG&E Bulk Power | 1 | Closed | Line | NO | 5e-05 | 6e-05 | 0.0034 | 111 | 111 | 111
23300 | DREW | 23291 | DW GEN1 | 230 | 230 | SDG&E Bulk Power | SDG&E Bulk Power | 1 | Closed | Line | NO | 0.00011 | 0.00041 | 0.013 | 996 | 996 | 996
79069 | WOLCOTT | 79091 | FOIDELCK | 230 | 230 | ZoneRW | ZoneRW | 1 | Closed | Line | NO | 0.00813 | 0.08118 | 0.17025 | 559 | 615 | 637
79065 | STEAMBT | 79091 | FOIDELCK | 230 | 230 | ZoneRW | ZoneRW | 2 | Closed | Line | NO | 0.00222 | 0.02237 | 0.04571 | 398 | 398 | 398
79065 | STEAMBT | 79091 | FOIDELCK | 230 | 230 | ZoneRW | ZoneRW | 1 | Closed | Line | NO | 0.00273 | 0.02735 | 0.05644 | 398 | 398 | 398
999871 | KAYSHI11 | 79063 | SHIPROCK | 230 | 230 | WAPA-RMRAZ | WAPA-RMRAZ | 1 | Closed | Line | NO | 0.0162 | 0.1611 | 0.2949 | 407 | 407 | 407
79063 | SHIPROCK | 96145 | mid_96145 | 230 | 230 | WAPA-RMRAZ | WAPA-RMRAZ | 1 | Closed | TransformerWinding | YES | 0.0005 | 0.05085 | 0 | 200 | 240 | 200
79063 | SHIPROCK | 96144 | mid_96144 | 230 | 345 | WAPA-RMRAZ | WAPA-RMRAZ | 1 | Closed | TransformerWinding | YES | 0.0002 | -0.0028 | 0 | 600 | 720 | 600
23293 | DW GEN1 230 | 23291 | DW GEN1 | 230 | 230 | SDG&E Bulk Power | SDG&E Bulk Power | 1 | Closed | Line | NO | 1e-05 | 4e-05 | 0.00113 | 996 | 996 | 996
79061 | SHIP PS | 79063 | SHIPROCK | 230 | 230 | ZoneR4 | WAPA-RMRAZ | 3 | Open | Line | NO | 0 | 0.00031 | 0 | 878 | 878 | 878
79061 | SHIP PS | 79063 | SHIPROCK | 230 | 230 | ZoneR4 | WAPA-RMRAZ | 1 | Closed | Transformer | YES | 0 | 0.05512 | 0 | 300 | 360 | 300
23284 | DW GEN5 | 23293 | DW GEN1 230 | 230 | 230 | SDG&E Bulk Power | SDG&E Bulk Power | 1 | Closed | Line | NO | 0.00107 | 0.00825 | 0.00015 | 145 | 193 | 145
23168 | DUNAWAY | 23150 | DU GEN1 Bus | 230 | 230 | SDG&E Bulk Power | SDG&E Bulk Power | 2 | Closed | Line | NO | 1e-05 | 0.0003 | 0.00035 | 377 | 420 | 377
79057 | RIFLE_CU | 79059 | RIFLE WA | 230 | 230 | ZoneRW | ZoneR4 | 1 | Closed | Line | NO | 0.00048 | 0.00482 | 0.01009 | 478 | 525 | 478
79057 | RIFLE_CU | 79058 | RIFLE_CU | 230 | 345 | ZoneRW | ZoneRW | T4 | Closed | Transformer | YES | 0 | 0.01283 | 0 | 478 | 617 | 478
79070 | NORTHFRK | 79050 | NORTHFRK | 230 | 115 | ZoneR4 | ZoneR4 | 2 | Closed | Transformer | YES | 0.00191 | 0.06947 | 0 | 159.3 | 159.3 | 159.3
79070 | NORTHFRK | 79050 | NORTHFRK | 230 | 115 | ZoneR4 | ZoneR4 | 1 | Closed | Transformer | YES | 0.00159 | 0.08865 | 0 | 168 | 168 | 168
23168 | DUNAWAY | 23150 | DU GEN1 Bus | 230 | 230 | SDG&E Bulk Power | SDG&E Bulk Power | 1 | Closed | Line | NO | 1e-05 | 0.0003 | 0.00035 | 377 | 420 | 377
43740 | HORIZN | 43600 | SPRNGVIL | 230 | 230 | Portland General - BES S/S | Portland General - BES NODE | 1 | Closed | Line | NO | 0.00061 | 0.00563 | 0.0118 | 886 | 886 | 984
43599 | TROJAN_V81 | 43600 | SPRNGVIL | 230 | 230 | Portland General - BES S/S | Portland General - BES NODE | 1 | Closed | Line | NO | 0.00486 | 0.0535 | 0.11201 | 609 | 609 | 819
23105 | ECO_GEN1_G2_ | 23103 | ECO_GEN1_HV | 230 | 230 | SDG&E Bulk Power | SDG&E Bulk Power | 1 | Closed | Line | NO | 0.005 | 0.0003 | 0 | 200 | 200 | 200
43909 | PORTW | 43597 | TROJAN | 230 | 230 | Portland General - BES S/S | Portland General - BES S/S | 2 | Closed | Line | NO | 0.00193 | 0.02566 | 0.05827 | 1195 | 1195 | 1413
43909 | PORTW | 43597 | TROJAN | 230 | 230 | Portland General - BES S/S | Portland General - BES S/S | 1 | Closed | Line | NO | 0.00193 | 0.02585 | 0.05783 | 1195 | 1195 | 1413
43597 | TROJAN | 43601 | TROJAN_V82 | 230 | 230 | Portland General - BES S/S | Portland General - BES S/S | 1 | Closed | Line | NO | 0 | 0.0003 | 0 | 1195 | 1195 | 1657
79039 | HDN WEST | 79091 | FOIDELCK | 230 | 230 | Zone69 | ZoneRW | 1 | Closed | Line | NO | 0.00176 | 0.01755 | 0.03624 | 478 | 478 | 478
43597 | TROJAN | 43599 | TROJAN_V81 | 230 | 230 | Portland General - BES S/S | Portland General - BES S/S | 1 | Closed | Line | NO | 0 | 0.0003 | 0 | 1195 | 1195 | 1657
79126 | FLAMGORG | 79026 | FLAMGORG | 230 | 138 | ZoneR4 | ZoneR4 | 2 | Closed | Transformer | YES | 0.00046 | 0.03051 | 0 | 250 | 287 | 250
79021 | CURECANT | 79163 | MORROWPT | 230 | 230 | ZoneR4 | ZoneR4 | 1 | Closed | Line | NO | 0.00035 | 0.00284 | 0.00541 | 182 | 182 | 182
79021 | CURECANT | 79070 | NORTHFRK | 230 | 230 | ZoneR4 | ZoneR4 | 1 | Closed | Line | NO | 0.0041 | 0.04344 | 0.08179 | 442 | 442 | 442
79021 | CURECANT | 79054 | PONCHABR | 230 | 230 | ZoneR4 | Zone69 | 1 | Closed | Line | NO | 0.01179 | 0.1255 | 0.23785 | 442 | 442 | 442
79021 | CURECANT | 79045 | LOSTCANY | 230 | 230 | ZoneR4 | ZoneR4 | 1 | Closed | Line | NO | 0.0138 | 0.14 | 0.2552 | 442 | 442 | 442
79021 | CURECANT | 79020 | CURECANT | 230 | 115 | ZoneR4 | ZoneR4 | 1 | Closed | Transformer | YES | 0.00018 | 0.05888 | 0 | 150 | 159 | 150
79013 | CRAIG | 79142 | HDN EAST | 230 | 230 | ZoneR4 | Zone69 | 1 | Closed | Line | NO | 0.00387 | 0.04104 | 0.07727 | 442 | 442 | 442
79013 | CRAIG | 79059 | RIFLE WA | 230 | 230 | ZoneR4 | ZoneR4 | 1 | Closed | Line | NO | 0.00795 | 0.10836 | 0.36036 | 657 | 657 | 657
79013 | CRAIG | 79039 | HDN WEST | 230 | 230 | ZoneR4 | Zone69 | 2 | Closed | Line | NO | 0.00359 | 0.0378 | 0.07141 | 478 | 478 | 478
15215 | SILVERKG | 15125 | SILVERK2 | 230 | 115 | SRP EHV 230 KV | SRP EMA 115kV | 2 | Closed | Transformer | YES | 0.00059 | 0.03801 | 0 | 300 | 320 | 300
23103 | ECO_GEN1_HV | 22931 | ECO | 230 | 230 | SDG&E Bulk Power | SDG&E Bulk Power | 1 | Closed | Line | NO | 0.00034 | 0.00403 | 0.01524 | 860 | 860 | 860
78859 | WILLIAMSCRK | 78863 | HORIZON | 230 | 230 | CSU | CSU | 2 | Closed | Line | NO | 0.00191 | 0.01845 | 0.04286 | 589 | 589 | 648
78859 | WILLIAMSCRK | 78863 | HORIZON | 230 | 230 | CSU | CSU | 1 | Closed | Line | NO | 0.00191 | 0.01845 | 0.04286 | 589 | 589 | 648
78859 | WILLIAMSCRK | 78861 | WC_XFMRMP | 230 | 230 | CSU | CSU | 1 | Closed | Line | NO | 7e-05 | 0.00046 | 0.09225 | 75 | 75 | 75
78857 | RD_NIXON | 78859 | WILLIAMSCRK | 230 | 230 | CSU | CSU | 1 | Closed | Line | NO | 0.00047 | 0.00456 | 0.00996 | 589 | 589 | 589
78855 | KELKER N | 78857 | RD_NIXON | 230 | 230 | CSU | CSU | 1 | Closed | Line | NO | 0.00264 | 0.02005 | 0.03897 | 495 | 495 | 495
78855 | KELKER N | 78856 | KELKER S | 230 | 230 | CSU | CSU | 1 | Closed | Line | NO | 0 | 0.00029 | 0 | 510 | 510 | 510
15215 | SILVERKG | 15124 | SILVERK1 | 230 | 115 | SRP EHV 230 KV | SRP EMA 115kV | 1 | Closed | Transformer | YES | 0.00059 | 0.03776 | 0 | 300 | 320 | 300
78853 | FRTRANGE | 78857 | RD_NIXON | 230 | 230 | CSU | CSU | 1 | Closed | Line | NO | 3e-05 | 0.00038 | 0.00152 | 797 | 797 | 797
78853 | FRTRANGE | 78856 | KELKER S | 230 | 230 | CSU | CSU | 1 | Closed | Line | NO | 0.00229 | 0.01949 | 0.04102 | 495 | 538 | 495
78852 | CTTNWD S | 78858 | STETSON | 230 | 230 | CSU | CSU | 1 | Closed | Line | NO | 0.00179 | 0.01521 | 0.03244 | 345 | 345 | 345
78851 | CTTNWD N | 78852 | CTTNWD S | 230 | 230 | CSU | CSU | 1 | Closed | Line | NO | 0 | 0.00029 | 0 | 637 | 637 | 637
78850 | CLAREMNT | 78863 | HORIZON | 230 | 230 | CSU | CSU | 2 | Closed | Line | NO | 0.00191 | 0.01845 | 0.04286 | 589 | 589 | 648
78850 | CLAREMNT | 78863 | HORIZON | 230 | 230 | CSU | CSU | 1 | Closed | Line | NO | 0.00191 | 0.01845 | 0.04286 | 589 | 589 | 648
22931 | ECO | 22932 | ECO | 230 | 138 | SDG&E Bulk Power | SDG&E Bulk Power | 1 | Closed | Transformer | YES | 0.00027 | 0.024 | 0 | 392 | 490 | 576
623271 | BDVWSOLR 1 | 97942 | mid_97942 | 230 | 230 | BILLINGS_MT | BILLINGS_MT | 1 | Closed | TransformerWinding | YES | 0.00079 | -0.01547 | 0 | 86 | 86 | 0
43541 | ST MARYS | 43737 | STMARYSC | 230 | 115 | Portland General - BES S/S | Portland General - BES S/S | 1 | Closed | Transformer | YES | 0.00053 | 0.02534 | 0 | 377 | 377 | 420
43541 | ST MARYS | 43600 | SPRNGVIL | 230 | 230 | Portland General - BES S/S | Portland General - BES NODE | 1 | Closed | Line | NO | 0.00045 | 0.00532 | 0.01135 | 609 | 609 | 819
78857 | RD_NIXON | 78676 | RD_NIXON | 230 | 115 | CSU | CSU | 1 | Closed | Transformer | YES | 0.00069 | 0.03006 | 0 | 280 | 298 | 280
78855 | KELKER N | 78671 | KELKER W | 230 | 115 | CSU | CSU | 1 | Closed | Transformer | YES | 0.00068 | 0.02939 | 0 | 280 | 319 | 280
43527 | SHERWOOD | 408260 | PEA_SHE_CIO | 230 | 230 | Portland General - BES S/S | Portland Area | 1 | Closed | Line | NO | 2e-05 | 0.0003 | 0.00048 | 1195 | 1195 | 1657
43773 | PEARL # | 43527 | SHERWOOD | 230 | 230 | Portland General - BES NODE | Portland General - BES S/S | 1 | Closed | Line | NO | 0.00036 | 0.00347 | 0.02644 | 1061 | 1061 | 1428
22886 | SUNCREST | 22893 | SNCRS SVC HV | 230 | 230 | SDG&E Bulk Power | SDG&E Bulk Power | 1 | Closed | Line | NO | 6e-05 | 0.00062 | 0.07752 | 329 | 329 | 329
43527 | SHERWOOD | 43523 | SHERWD A | 230 | 115 | Portland General - BES S/S | Portland General - BES S/S | 1 | Closed | Transformer | YES | 0.00053 | 0.02514 | 0 | 361 | 361 | 420
78852 | CTTNWD S | 78659 | CTTNWD S | 230 | 115 | CSU | CSU | 1 | Closed | Transformer | YES | 0.00069 | 0.03086 | 0 | 300 | 327 | 300
78851 | CTTNWD N | 78658 | CTTNWD N | 230 | 115 | CSU | CSU | 1 | Closed | Transformer | YES | 0.00069 | 0.03086 | 0 | 300 | 358 | 300
22886 | SUNCREST | 22889 | SNCRSMP2 | 230 | 500 | SDG&E Bulk Power | SDG&E Bulk Power | 1 | Closed | Transformer | YES | 0.0001 | -0.00132 | 0 | 1120 | 1344 | 1680
22886 | SUNCREST | 22888 | SNCRSMP1 | 230 | 500 | SDG&E Bulk Power | SDG&E Bulk Power | 1 | Closed | Transformer | YES | 9e-05 | -0.00143 | 0 | 1120 | 1344 | 1680
43483 | ROUNDB N | 43487 | ROUNDB_STR | 230 | 500 | Portland General - BES S/S | Portland General - BES S/S | 1 | Closed | TransformerWinding | YES | 0.00021 | 0.00746 | 0 | 560 | 560 | 560
43482 | ROUNDB S | 45128 | COVE 230 | 230 | 230 | Portland General - BES S/S | PAC:C.OR | 2 | Closed | Line | NO | 2e-05 | 0.00021 | 0.00046 | 120 | 120 | 148
43482 | ROUNDB S | 45128 | COVE 230 | 230 | 230 | Portland General - BES S/S | PAC:C.OR | 1 | Closed | Line | NO | 2e-05 | 0.00021 | 0.00046 | 120 | 120 | 148
43483 | ROUNDB N | 43482 | ROUNDB S | 230 | 230 | Portland General - BES S/S | Portland General - BES S/S | 1 | Closed | Line | NO | 0 | 0.0003 | 0 | 915 | 915 | 1303
78102 | GATEWY | 78105 | LONGPEAK | 230 | 230 | PRPA | PRPA | 1 | Closed | Line | NO | 0.00128 | 0.00994 | 0.02039 | 476 | 476 | 476
78100 | BOYD | 78102 | GATEWY | 230 | 230 | PRPA | PRPA | 1 | Closed | Line | NO | 0.00074 | 0.00575 | 0.0118 | 476 | 476 | 476
78089 | PORTNER | 78100 | BOYD | 230 | 230 | PRPA | PRPA | 1 | Closed | Line | NO | 0.00144 | 0.01149 | 0.1043 | 476 | 476 | 476
78088 | HARMONY | 78089 | PORTNER | 230 | 230 | PRPA | PRPA | 1 | Closed | Line | NO | 0.00046 | 0.00385 | 0.08764 | 476 | 476 | 476
78085 | TIMBERLN | 78088 | HARMONY | 230 | 230 | PRPA | PRPA | 1 | Closed | Line | NO | 0.00052 | 0.00402 | 0.00826 | 733 | 733 | 733
78075 | DIXON CK | 78090 | HORSESHO | 230 | 230 | PRPA | PRPA | 1 | Closed | Line | NO | 0.00119 | 0.01122 | 0.18406 | 491 | 491 | 491
78070 | LAPORTE | 78085 | TIMBERLN | 230 | 230 | PRPA | PRPA | 1 | Closed | Line | NO | 0.00217 | 0.01595 | 0.03362 | 476 | 476 | 476
78070 | LAPORTE | 78072 | COLLEGLK | 230 | 230 | PRPA | PRPA | 1 | Closed | Line | NO | 0.0016 | 0.01177 | 0.02475 | 476 | 476 | 476
22844 | TALEGA | 24131 | S.ONOFRE | 230 | 230 | SDG&E Orange County | SCE Orange County | 2 | Closed | Line | NO | 0.00117 | 0.00964 | 0.0215 | 456 | 577 | 577
78010 | RAWHIDE | 78085 | TIMBERLN | 230 | 230 | PRPA | PRPA | 1 | Closed | Line | NO | 0.00525 | 0.04701 | 0.09704 | 476 | 476 | 476
78010 | RAWHIDE | 78070 | LAPORTE | 230 | 230 | PRPA | PRPA | 1 | Closed | Line | NO | 0.0038 | 0.0298 | 0.05928 | 476 | 476 | 476
434590 | KEE_RIV_OWN | 43459 | RIVRGATE | 230 | 230 | Portland General - BES S/S | Portland General - BES S/S | 1 | Closed | Line | NO | 1e-05 | 0.00013 | 0.00026 | 531 | 531 | 714
78010 | RAWHIDE | 78050 | RD_WIND | 230 | 230 | PRPA | PRPA | 1 | Closed | Line | NO | 0.00302 | 0.02678 | 0.05773 | 461 | 461 | 461
43459 | RIVRGATE | 43463 | RIVRGT B | 230 | 115 | Portland General - BES S/S | Portland General - BES S/S | 1 | Closed | Transformer | YES | 0.00142 | 0.04598 | 0 | 239 | 239 | 291
43459 | RIVRGATE | 43461 | RIVRGT A | 230 | 115 | Portland General - BES S/S | Portland General - BES S/S | 1 | Closed | Transformer | YES | 0.00066 | 0.02629 | 0 | 341 | 341 | 383
22844 | TALEGA | 24131 | S.ONOFRE | 230 | 230 | SDG&E Orange County | SCE Orange County | 1 | Closed | Line | NO | 0.00117 | 0.00964 | 0.0215 | 456 | 577 | 577
76400 | PUMPKIN_BTS | 76401 | BARBERCK | 230 | 230 | ZoneEW | ZoneEW | 1 | Closed | Line | NO | 0.0045 | 0.0465 | 0.0898 | 490 | 490 | 661
76312 | TONGRIVR | 76409 | DECKER | 230 | 230 | ZoneBK | ZoneBK | 1 | Closed | Line | NO | 0.00061 | 0.00608 | 0.01245 | 498 | 498 | 637
76312 | TONGRIVR | 76402 | DRYFORK | 230 | 230 | ZoneBK | ZoneBK | 1 | Closed | Line | NO | 0.01294 | 0.13016 | 0.2671 | 495 | 495 | 637
74601 | G14_230 | 96151 | mid_96151 | 230 | 230 | ZoneBK | ZoneBK | 1 | Closed | TransformerWinding | YES | 0.0063 | 0.15059 | 0 | 88 | 88 | 88
74600 | G14_TAP | 74601 | G14_230 | 230 | 230 | ZoneBK | ZoneBK | 1 | Closed | Line | NO | 1e-05 | 0.00031 | 5e-05 | 142 | 142 | 142
22844 | TALEGA | 22840 | TALEGA | 230 | 138 | SDG&E Orange County | SDG&E Orange County | 4 | Closed | Transformer | YES | 0.00031 | 0.02333 | 0 | 392 | 478 | 478
74058 | SGBRUSH | 96152 | mid_96152 | 230 | 230 | ZoneBK | ZoneBK | 1 | Closed | TransformerWinding | YES | 0.00157 | 0.1467 | 0 | 100 | 125 | 100
22844 | TALEGA | 22840 | TALEGA | 230 | 138 | SDG&E Orange County | SDG&E Orange County | 3 | Closed | Transformer | YES | 0.0012 | 0.06133 | 0 | 150 | 192 | 225
74035 | MINNKHAT | 96153 | mid_96153 | 230 | 230 | ZoneBK | ZoneBK | 1 | Closed | TransformerWinding | YES | 0.00255 | 0.20788 | 0 | 70 | 87 | 70
74035 | MINNKHAT | 74058 | SGBRUSH | 230 | 230 | ZoneBK | ZoneBK | 1 | Closed | Line | NO | 0.00747 | 0.06681 | 0.14216 | 398 | 398 | 398
22844 | TALEGA | 22840 | TALEGA | 230 | 138 | SDG&E Orange County | SDG&E Orange County | 2 | Closed | Transformer | YES | 0.00029 | 0.02331 | 0 | 392 | 468 | 588
74027 | RCSOUTH1 | 76351 | RCDC W | 230 | 230 | ZoneBK | ZoneBK | 1 | Closed | Line | NO | 0.0007 | 0.0075 | 0.0144 | 287 | 287 | 287
74027 | RCSOUTH1 | 74068 | WESTRC | 230 | 230 | ZoneBK | ZoneBK | 1 | Closed | Line | NO | 0.00092 | 0.00921 | 0.01895 | 590 | 590 | 637
43409 | PELTON | 43483 | ROUNDB N | 230 | 230 | Portland General - BES S/S | Portland General - BES S/S | 1 | Closed | Line | NO | 0.00192 | 0.01176 | 0.02227 | 120 | 120 | 120
22844 | TALEGA | 22840 | TALEGA | 230 | 138 | SDG&E Orange County | SDG&E Orange County | 1 | Closed | Transformer | YES | 0.00161 | 0.05924 | 0 | 168 | 195 | 252
630041 | PHSHFT XOVER | 73632 | YELLOWTL WST | 230 | 230 | MTSE_WAUW | ZoneBH | 1 | Closed | Line | NO | 0.00734 | 0.05143 | 0.09732 | 318 | 351 | 318
73616 | NORTH PARK | 79142 | HDN EAST | 230 | 230 | ZoneWC | Zone69 | 1 | Closed | Line | NO | 0.00832 | 0.08995 | 0.16994 | 320 | 320 | 320
73572 | MIRACLEM | 96155 | mid_96155 | 230 | 230 | ZoneEW | ZoneEW | 1 | Closed | TransformerWinding | YES | 7e-05 | 0.02754 | 0 | 200 | 240 | 200
73571 | SNOWYRNG | 96157 | mid_96157 | 230 | 230 | ZoneEW | ZoneEW | 1 | Closed | TransformerWinding | YES | 0.00042 | 0.04542 | 0 | 200 | 239 | 200
73571 | SNOWYRNG | 96156 | mid_96156 | 230 | 230 | ZoneEW | ZoneEW | 2 | Closed | TransformerWinding | YES | 0.00043 | 0.04554 | 0 | 200 | 239 | 200
73571 | SNOWYRNG | 73572 | MIRACLEM | 230 | 230 | ZoneEW | ZoneEW | 1 | Closed | Line | NO | 0.01454 | 0.14864 | 0.297 | 407 | 407 | 407
73551 | W CANON | 79054 | PONCHABR | 230 | 230 | Zone69 | Zone69 | 1 | Closed | Line | NO | 0.0067 | 0.07096 | 0.13463 | 442 | 442 | 442
73551 | W CANON | 73638 | HAMBONE TAP | 230 | 230 | Zone69 | ZoneCS | 1 | Closed | Line | NO | 0.00443 | 0.0472 | 0.08954 | 442 | 442 | 442
73548 | GOSH COUNTY | 96158 | mid_96158 | 230 | 230 | ZoneEW | ZoneEW | 1 | Closed | TransformerWinding | YES | 0.00233 | 0.1537 | 0 | 100 | 120 | 100
73536 | CHEYENNE | 96160 | mid_96160 | 230 | 230 | ZoneEW | ZoneEW | 1 | Closed | TransformerWinding | YES | 0.00042 | 0.07159 | 0 | 200 | 240 | 200
22886 | SUNCREST | 22832 | SYCAMORE | 230 | 230 | SDG&E Bulk Power | SDG&E Beach Cities | 2 | Closed | Line | NO | 0.00225 | 0.02597 | 0.99076 | 912 | 912 | 1183
623210 | COLUMBS-RPLJ | 97946 | mid_97946 | 230 | 230 | BILLINGS_MT | BILLINGS_MT | 1 | Closed | TransformerWinding | YES | 0 | 0.10167 | 0 | 100 | 120 | 100
73536 | CHEYENNE | 96159 | mid_96159 | 230 | 230 | ZoneEW | ZoneEW | 2 | Closed | TransformerWinding | YES | 0.00045 | 0.07199 | 0 | 200 | 240 | 200
73536 | CHEYENNE | 73571 | SNOWYRNG | 230 | 230 | ZoneEW | ZoneEW | 1 | Closed | Line | NO | 0.0065 | 0.06608 | 0.13087 | 453 | 453 | 453
73488 | TERRY RANCH | 73616 | NORTH PARK | 230 | 230 | ZoneEW | ZoneWC | 1 | Closed | Line | NO | 0.01182 | 0.12767 | 0.24122 | 442 | 442 | 442
73488 | TERRY RANCH | 73536 | CHEYENNE | 230 | 230 | ZoneEW | ZoneEW | 1 | Closed | Line | NO | 0.00075 | 0.00722 | 0.01624 | 457 | 457 | 457
22886 | SUNCREST | 22832 | SYCAMORE | 230 | 230 | SDG&E Bulk Power | SDG&E Beach Cities | 1 | Closed | Line | NO | 0.00225 | 0.02598 | 0.99642 | 912 | 912 | 1183
78854 | FULLER | 73481 | FULLER | 230 | 115 | CSU | ZoneCS | 2 | Closed | Transformer | YES | 0.00276 | 0.09729 | 0 | 100 | 100 | 100
78854 | FULLER | 73481 | FULLER | 230 | 115 | CSU | ZoneCS | 1 | Closed | Transformer | YES | 0.00276 | 0.09729 | 0 | 100 | 100 | 100
43348 | MURRAY H | 43541 | ST MARYS | 230 | 230 | Portland General - BES S/S | Portland General - BES S/S | 1 | Closed | Line | NO | 0.00088 | 0.00753 | 0.01486 | 846 | 846 | 984
43348 | MURRAY H | 43527 | SHERWOOD | 230 | 230 | Portland General - BES S/S | Portland General - BES S/S | 2 | Closed | Line | NO | 0.00089 | 0.00808 | 0.01647 | 531 | 531 | 714
43348 | MURRAY H | 43527 | SHERWOOD | 230 | 230 | Portland General - BES S/S | Portland General - BES S/S | 1 | Closed | Line | NO | 0.00089 | 0.00808 | 0.01648 | 531 | 531 | 714
73413 | MIDWAYBR | 78857 | RD_NIXON | 230 | 230 | ZoneCS | CSU | 1 | Closed | Line | NO | 0.00079 | 0.00799 | 0.01564 | 531 | 531 | 531
73413 | MIDWAYBR | 73638 | HAMBONE TAP | 230 | 230 | ZoneCS | ZoneCS | 1 | Closed | Line | NO | 0.00148 | 0.01573 | 0.02985 | 442 | 442 | 442
73413 | MIDWAYBR | 73531 | LINCOLNT | 230 | 230 | ZoneCS | ZoneEC | 1 | Closed | Line | NO | 0.01203 | 0.10168 | 0.20942 | 478 | 478 | 478
22832 | SYCAMORE | 22831 | SYCAMORE | 230 | 138 | SDG&E Beach Cities | SDG&E Beach Cities | 1 | Closed | Transformer | YES | 0.0003 | 0.0227 | 0 | 392 | 477 | 588
73413 | MIDWAYBR | 73412 | MIDWAYBR | 230 | 115 | ZoneCS | ZoneCS | 1 | Closed | Transformer | YES | 0.0021 | 0.0644 | 0 | 200 | 239 | 200
43328 | MONITORTAP | 43329 | MONITOR | 230 | 230 | Portland General - BES S/S | Portland General - BES S/S | 1 | Closed | Line | NO | 2e-05 | 0.00021 | 0.00041 | 319 | 319 | 319
22716 | SANLUSRY | 24131 | S.ONOFRE | 230 | 230 | SDG&E North Coast | SCE Orange County | 3 | Closed | Line | NO | 0.0016 | 0.0187 | 0.07562 | 912 | 1118 | 1118
73294 | HUGHES | 76402 | DRYFORK | 230 | 230 | ZoneBK | ZoneBK | 1 | Closed | Line | NO | 0.00245 | 0.02462 | 0.05042 | 495 | 495 | 637
73283 | YELOWCRK | 96161 | mid_96161 | 230 | 230 | ZoneBK | ZoneBK | 1 | Closed | TransformerWinding | YES | 0.00234 | 0.15192 | 0 | 100 | 125 | 100
73276 | TEKLA | 76400 | PUMPKIN_BTS | 230 | 230 | ZoneBK | ZoneEW | 1 | Closed | Line | NO | 0.0044 | 0.0457 | 0.0883 | 490 | 490 | 661
43313 | MCLOUGLN | 413430 | BIG_MCL_CIO | 230 | 230 | Portland General - BES S/S | Lower Columbia Basin | 1 | Closed | Line | NO | 0.00014 | 0.00134 | 0.00264 | 478 | 478 | 714
43313 | MCLOUGLN | 43773 | PEARL # | 230 | 230 | Portland General - BES S/S | Portland General - BES NODE | 1 | Closed | Line | NO | 0.00186 | 0.01694 | 0.03428 | 518 | 518 | 714
43313 | MCLOUGLN | 43328 | MONITORTAP | 230 | 230 | Portland General - BES S/S | Portland General - BES S/S | 1 | Closed | Line | NO | 0.00316 | 0.0291 | 0.05755 | 531 | 531 | 703
22716 | SANLUSRY | 24131 | S.ONOFRE | 230 | 230 | SDG&E North Coast | SCE Orange County | 2 | Closed | Line | NO | 0.00155 | 0.0181 | 0.0736 | 912 | 912 | 1144
43313 | MCLOUGLN | 43314 | MCLOUGE5 | 230 | 230 | Portland General - BES S/S | Portland General - BES S/S | 1 | Open | Line | NO | 0 | 0.0003 | 0 | 1195 | 1195 | 1657
73224 | WRAY | 96162 | mid_96162 | 230 | 230 | ZoneEC | ZoneEC | 1 | Closed | TransformerWinding | YES | 0.00032 | 0.05148 | 0 | 167 | 167 | 167
22716 | SANLUSRY | 24131 | S.ONOFRE | 230 | 230 | SDG&E North Coast | SCE Orange County | 1 | Closed | Line | NO | 0.00159 | 0.0132 | 0.10468 | 912 | 1059 | 1150
43314 | MCLOUGE5 | 43309 | MCLGHLNA | 230 | 115 | Portland General - BES S/S | Portland General - BES S/S | 1 | Closed | Transformer | YES | 0.00061 | 0.02907 | 0 | 349 | 349 | 349
43291 | GRE_TRO2_CIO | 45301 | TROUTPP1 | 230 | 230 | Portland General - BES S/S | PAC:PTLD | 2 | Closed | Line | NO | 0.00133 | 0.00919 | 0.0177 | 662 | 662 | 743
22716 | SANLUSRY | 22710 | SANLUSRY SC | 230 | 230 | SDG&E North Coast | SDG&E North Coast | 2 | Closed | Line | NO | 1e-05 | 0.0002 | 0.01122 | 912 | 912 | 912
22716 | SANLUSRY | 22710 | SANLUSRY SC | 230 | 230 | SDG&E North Coast | SDG&E North Coast | 1 | Closed | Line | NO | 1e-05 | 0.0002 | 0.0104 | 912 | 912 | 912
73192 | STORY | 96164 | mid_96164 | 230 | 345 | ZoneEC | ZoneEC | 1 | Closed | TransformerWinding | YES | 0.0002 | -0.00234 | 0 | 500 | 500 | 500
73192 | STORY | 96163 | mid_96163 | 230 | 345 | ZoneEC | ZoneEC | 2 | Closed | TransformerWinding | YES | 0.00015 | -0.00109 | 0 | 500 | 500 | 500
73190 | STEGALL | 74600 | G14_TAP | 230 | 230 | ZoneWN | ZoneBK | 1 | Closed | Line | NO | 0.01512 | 0.15115 | 0.31123 | 478 | 478 | 478
73190 | STEGALL | 73548 | GOSH COUNTY | 230 | 230 | ZoneWN | ZoneEW | 1 | Closed | Line | NO | 0.00135 | 0.0243 | 0.04995 | 442 | 442 | 442
73190 | STEGALL | 73189 | STEGALL | 230 | 115 | ZoneWN | ZoneWN | 2 | Closed | Transformer | YES | 0.00149 | 0.04387 | 0 | 166 | 166 | 166
73188 | STEGALDC | 73190 | STEGALL | 230 | 230 | ZoneWN | ZoneWN | 1 | Closed | Line | NO | 0 | 0.0003 | 0 | 150 | 150 | 150
73186 | LOOKOUT1 | 96166 | mid_96166 | 230 | 230 | ZoneBK | ZoneBK | 1 | Closed | TransformerWinding | YES | 0.00248 | 0.00198 | 0 | 100 | 114 | 100
73186 | LOOKOUT1 | 96165 | mid_96165 | 230 | 230 | ZoneBK | ZoneBK | 2 | Closed | TransformerWinding | YES | 0.00089 | -0.00322 | 0 | 143 | 143 | 143
73186 | LOOKOUT1 | 76412 | SUNDANCE | 230 | 230 | ZoneBK | ZoneBK | 1 | Closed | Line | NO | 0.00564 | 0.05047 | 0.1074 | 590 | 590 | 603
73186 | LOOKOUT1 | 73283 | YELOWCRK | 230 | 230 | ZoneBK | ZoneBK | 1 | Closed | Line | NO | 0.00299 | 0.02655 | 0.05732 | 478 | 478 | 478
73180 | SIDNEY | 96167 | mid_96167 | 230 | 115 | ZoneWN | ZoneWN | 1 | Closed | TransformerWinding | YES | 0.00073 | 0.06522 | 0 | 203.5 | 203.5 | 203.5
73180 | SIDNEY | 73579 | SPRNGCAN | 230 | 230 | ZoneWN | ZoneEC | 1 | Closed | Line | NO | 0.00321 | 0.02451 | 0.04931 | 442 | 486 | 442
73180 | SIDNEY | 73190 | STEGALL | 230 | 230 | ZoneWN | ZoneWN | 1 | Closed | Line | NO | 0.01537 | 0.10964 | 0.21615 | 318 | 318 | 318
73180 | SIDNEY | 73181 | SIDNEYDC | 230 | 230 | ZoneWN | ZoneWN | 1 | Closed | Line | NO | 0 | 0.0003 | 0 | 239 | 239 | 239
73168 | RENO | 74030 | DONKYCRK | 230 | 230 | ZoneBK | ZoneBK | 1 | Closed | Line | NO | 0.00556 | 0.039 | 0.0975 | 446 | 446 | 565
73168 | RENO | 73276 | TEKLA | 230 | 230 | ZoneBK | ZoneBK | 1 | Closed | Line | NO | 0.0036 | 0.0303 | 0.0624 | 446 | 446 | 617
73164 | LANGE | 96169 | mid_96169 | 230 | 230 | ZoneBK | ZoneBK | 1 | Closed | TransformerWinding | YES | 0.00226 | 0.14331 | 0 | 100 | 125 | 100
73164 | LANGE | 96168 | mid_96168 | 230 | 230 | ZoneBK | ZoneBK | 2 | Closed | TransformerWinding | YES | 0.00096 | 0.09495 | 0 | 148 | 148 | 148
73164 | LANGE | 74068 | WESTRC | 230 | 230 | ZoneBK | ZoneBK | 1 | Closed | Line | NO | 0.00048 | 0.00478 | 0.00983 | 590 | 590 | 637
73164 | LANGE | 73186 | LOOKOUT1 | 230 | 230 | ZoneBK | ZoneBK | 1 | Closed | Line | NO | 0.00865 | 0.07739 | 0.16468 | 494 | 494 | 603
73148 | OSAGE | 74058 | SGBRUSH | 230 | 230 | ZoneBK | ZoneBK | 1 | Closed | Line | NO | 0.00158 | 0.01417 | 0.03016 | 582 | 582 | 732
43229 | HARBORTN | 43601 | TROJAN_V82 | 230 | 230 | Portland General - BES S/S | Portland General - BES S/S | 1 | Closed | Line | NO | 0.00439 | 0.04804 | 0.10064 | 609 | 609 | 819
22832 | SYCAMORE | 22652 | PENSQTOS | 230 | 230 | SDG&E Beach Cities | SDG&E Beach Cities | 1 | Closed | Line | NO | 0.00058 | 0.00686 | 1.8055 | 1175 | 1175 | 1175
43229 | HARBORTN | 43459 | RIVRGATE | 230 | 230 | Portland General - BES S/S | Portland General - BES S/S | 1 | Closed | Line | NO | 0.00027 | 0.00247 | 0.00492 | 531 | 531 | 714
73148 | OSAGE | 73164 | LANGE | 230 | 230 | ZoneBK | ZoneBK | 1 | Closed | Line | NO | 0.00869 | 0.08687 | 0.17888 | 590 | 590 | 637
73143 | N.YUMA | 96171 | mid_96171 | 230 | 230 | ZoneEC | ZoneEC | 1 | Closed | TransformerWinding | YES | 5e-05 | 0.07822 | 0 | 167 | 167 | 167
22652 | PENSQTOS | 22648 | PENSQTOS | 230 | 138 | SDG&E Beach Cities | SDG&E Beach Cities | 1 | Closed | Transformer | YES | 0.0003 | 0.0227 | 0 | 392 | 477 | 588
73143 | N.YUMA | 73224 | WRAY | 230 | 230 | ZoneEC | ZoneEC | 1 | Closed | Line | NO | 0.00639 | 0.04543 | 0.0892 | 292 | 292 | 292
73143 | N.YUMA | 73192 | STORY | 230 | 230 | ZoneEC | ZoneEC | 1 | Closed | Line | NO | 0.00939 | 0.06685 | 0.13136 | 292 | 292 | 292
22609 | OTAYMESA | 999886 | OTATJI11 | 230 | 230 | SDG&E Construction Metro | ZoneTJ | 1 | Closed | Line | NO | 0.0004 | 0.00361 | 0.02532 | 796 | 850 | 850
43215 | GRESHAM | 432150 | GRE_TRO1_CIO | 230 | 230 | Portland General - BES S/S | Portland General - BES S/S | 1 | Closed | Line | NO | 7e-05 | 0.00062 | 0.00127 | 531 | 531 | 714
43685 | BLUELAKE | 43215 | GRESHAM | 230 | 230 | Portland General - BES S/S | Portland General - BES S/S | 1 | Closed | Line | NO | 0.00092 | 0.00841 | 0.01764 | 886 | 886 | 984
22609 | OTAYMESA | 23707 | OM GEN4_HV | 230 | 230 | SDG&E Construction Metro | SDG&E Bulk Power | 1 | Closed | Line | NO | 3e-05 | 0.00022 | 0.00049 | 314 | 314 | 314
15206 | GOLDFELD | 15107 | GOLDFELD | 230 | 115 | SRP EHV 230 KV | SRP EMA 115kV | 2 | Closed | Transformer | YES | 0.00093 | 0.04065 | 0 | 201.6 | 201.6 | 201.6
43215 | GRESHAM | 43291 | GRE_TRO2_CIO | 230 | 230 | Portland General - BES S/S | Portland General - BES S/S | 2 | Closed | Line | NO | 5e-05 | 0.00048 | 0.00096 | 531 | 531 | 714
43215 | GRESHAM | 43219 | GRESHAMB | 230 | 115 | Portland General - BES S/S | Portland General - BES S/S | 1 | Closed | Transformer | YES | 0.00047 | 0.02478 | 0 | 339 | 339 | 433
43215 | GRESHAM | 43217 | GRESHAMA | 230 | 115 | Portland General - BES S/S | Portland General - BES S/S | 1 | Closed | Transformer | YES | 0.00067 | 0.03368 | 0 | 290 | 290 | 356
22609 | OTAYMESA | 23161 | PIO PICO | 230 | 230 | SDG&E Construction Metro | SDG&E Construction Metro | 1 | Closed | Line | NO | 5e-05 | 0.00053 | 0.00114 | 478 | 478 | 478
73107 | LAR.RIVR | 96173 | mid_96173 | 230 | 345 | ZoneEW | ZoneEW | 1 | Closed | TransformerWinding | YES | 0.00014 | -0.00143 | 0 | 600 | 714 | 600
22652 | PENSQTOS | 22596 | OLD TOWN | 230 | 230 | SDG&E Beach Cities | SDG&E Beach Cities | 1 | Closed | Line | NO | 0.00103 | 0.00988 | 0.06248 | 796 | 796 | 796
15206 | GOLDFELD | 15107 | GOLDFELD | 230 | 115 | SRP EHV 230 KV | SRP EMA 115kV | 1 | Closed | Transformer | YES | 0.00091 | 0.04222 | 0 | 201.6 | 201.6 | 201.6
73107 | LAR.RIVR | 73190 | STEGALL | 230 | 230 | ZoneEW | ZoneWN | 1 | Closed | Line | NO | 0.00271 | 0.06444 | 0.23738 | 478 | 550 | 478
73107 | LAR.RIVR | 73108 | LAR.RIVR | 230 | 345 | ZoneEW | ZoneEW | 2 | Closed | Transformer | YES | 9e-05 | 0.01247 | 0 | 600 | 750 | 600
22596 | OLD TOWN | 22597 | OLDTWNTP | 230 | 230 | SDG&E Beach Cities | SDG&E Construction Metro | 1 | Closed | Line | NO | 0 | 0.0001 | 0.0002 | 912 | 912 | 912
73087 | WESTHILL | 96174 | mid_96174 | 230 | 230 | ZoneBK | ZoneBK | 1 | Closed | TransformerWinding | YES | 0.0045 | 0.26892 | 0 | 47 | 47 | 47
44567 | OCHOCO | 44568 | CORAL | 230 | 230 | PAC:C.OR | PAC:C.OR | 2 | Closed | Line | NO | 0.00118 | 0.01319 | 0.02751 | 495 | 616 | 724
73087 | WESTHILL | 74600 | G14_TAP | 230 | 230 | ZoneBK | ZoneBK | 1 | Closed | Line | NO | 0.00327 | 0.03273 | 0.06739 | 478 | 478 | 478
73087 | WESTHILL | 74035 | MINNKHAT | 230 | 230 | ZoneBK | ZoneBK | 1 | Closed | Line | NO | 0.00154 | 0.01373 | 0.02922 | 398 | 398 | 398
73087 | WESTHILL | 74027 | RCSOUTH1 | 230 | 230 | ZoneBK | ZoneBK | 1 | Closed | Line | NO | 0.00689 | 0.06892 | 0.14191 | 398 | 398 | 398
44567 | OCHOCO | 44568 | CORAL | 230 | 230 | PAC:C.OR | PAC:C.OR | 1 | Closed | Line | NO | 0.00125 | 0.01398 | 0.02907 | 495 | 616 | 724
22710 | SANLUSRY SC | 22504 | MISSION | 230 | 230 | SDG&E North Coast | SDG&E Beach Cities | 2 | Closed | Line | NO | 0.00648 | 0.05021 | 0.1102 | 456 | 557 | 593
22710 | SANLUSRY SC | 22504 | MISSION | 230 | 230 | SDG&E North Coast | SDG&E Beach Cities | 1 | Closed | Line | NO | 0.00648 | 0.05022 | 0.11102 | 456 | 557 | 593
43089 | CARVER | 43314 | MCLOUGE5 | 230 | 230 | Portland General - BES S/S | Portland General - BES S/S | 2 | Closed | Line | NO | 0.00075 | 0.00672 | 0.01501 | 797 | 797 | 984
43089 | CARVER | 43314 | MCLOUGE5 | 230 | 230 | Portland General - BES S/S | Portland General - BES S/S | 1 | Closed | Line | NO | 0.00078 | 0.0069 | 0.01498 | 531 | 531 | 714
43089 | CARVER | 43215 | GRESHAM | 230 | 230 | Portland General - BES S/S | Portland General - BES S/S | 1 | Closed | Line | NO | 0.00118 | 0.01086 | 0.02146 | 531 | 531 | 714
22597 | OLDTWNTP | 22504 | MISSION | 230 | 230 | SDG&E Construction Metro | SDG&E Beach Cities | 1 | Closed | Line | NO | 0.00069 | 0.00592 | 0.01184 | 456 | 456 | 482
22596 | OLD TOWN | 22504 | MISSION | 230 | 230 | SDG&E Beach Cities | SDG&E Beach Cities | 1 | Closed | Line | NO | 0.00068 | 0.00594 | 0.01242 | 456 | 456 | 456
22504 | MISSION | 22500 | MISSION | 230 | 138 | SDG&E Beach Cities | SDG&E Beach Cities | 2 | Closed | Transformer | YES | 0.00064 | 0.02294 | 0 | 392 | 525 | 588
73036 | BURLNGTN | 96176 | mid_96176 | 230 | 230 | ZoneEC | ZoneEC | 1 | Closed | TransformerWinding | YES | 0.00149 | 0.10214 | 0 | 112 | 112 | 112
22504 | MISSION | 22500 | MISSION | 230 | 138 | SDG&E Beach Cities | SDG&E Beach Cities | 1 | Closed | Transformer | YES | 0.00062 | 0.02299 | 0 | 392 | 502 | 588
73036 | BURLNGTN | 96175 | mid_96175 | 230 | 230 | ZoneEC | ZoneEC | 2 | Closed | TransformerWinding | YES | 0.00061 | 0.07776 | 0 | 159.3 | 159.3 | 159.3
73036 | BURLNGTN | 73224 | WRAY | 230 | 230 | ZoneEC | ZoneEC | 1 | Closed | Line | NO | 0.01146 | 0.10435 | 0.21135 | 478 | 478 | 478
22832 | SYCAMORE | 22467 | MLSXTAP | 230 | 230 | SDG&E Beach Cities | SDG&E Construction Metro | 1 | Closed | Line | NO | 0.00255 | 0.02948 | 0.11922 | 912 | 912 | 912
43039 | BETHEL | 409390 | BET_SAN_CIO | 230 | 230 | Portland General - BES S/S | Central Washington | 1 | Closed | Line | NO | 0.00088 | 0.00544 | 0.01031 | 439 | 439 | 570
43039 | BETHEL | 45588 | PARISHGP | 230 | 230 | Portland General - BES S/S | PAC:WLMT | 1 | Closed | Line | NO | 0.00192 | 0.01735 | 0.03594 | 406 | 478 | 478
73018 | B.SANDY | 73531 | LINCOLNT | 230 | 230 | ZoneEC | ZoneEC | 1 | Closed | Line | NO | 0.00146 | 0.01232 | 0.02534 | 576 | 576 | 576
43039 | BETHEL | 43483 | ROUNDB N | 230 | 230 | Portland General - BES S/S | Portland General - BES S/S | 1 | Closed | Line | NO | 0.01579 | 0.14567 | 0.28394 | 419 | 419 | 478
22609 | OTAYMESA | 22467 | MLSXTAP | 230 | 230 | SDG&E Construction Metro | SDG&E Construction Metro | 1 | Closed | Line | NO | 0.00085 | 0.00933 | 0.0375 | 1175 | 1175 | 1255
43039 | BETHEL | 43328 | MONITORTAP | 230 | 230 | Portland General - BES S/S | Portland General - BES S/S | 1 | Closed | Line | NO | 0.0025 | 0.02306 | 0.04558 | 531 | 531 | 714
73016 | B.CK TRI | 73192 | STORY | 230 | 230 | ZoneEC | ZoneEC | 1 | Closed | Line | NO | 0.0003 | 0.002 | 0.0018 | 292 | 292 | 292
22771 | BAY BLVD | 22466 | MLMS3TAP | 230 | 230 | SDG&E Construction Metro | SDG&E Construction Metro | 1 | Closed | Line | NO | 0.00094 | 0.01002 | 0.07672 | 1140 | 1140 | 1176
43039 | BETHEL | 43037 | BETHEL | 230 | 115 | Portland General - BES S/S | Portland General - BES S/S | 1 | Closed | Transformer | YES | 0.00093 | 0.03352 | 0 | 265 | 265 | 319
73011 | AULT | 78010 | RAWHIDE | 230 | 230 | ZoneFH | PRPA | 1 | Closed | Line | NO | 0.0046 | 0.03859 | 0.07813 | 476 | 476 | 476
73011 | AULT | 73488 | TERRY RANCH | 230 | 230 | ZoneFH | ZoneEW | 1 | Closed | Line | NO | 0.00428 | 0.04091 | 0.092 | 470 | 470 | 470
73011 | AULT | 73212 | WELD LM | 230 | 230 | ZoneFH | ZoneFH | 1 | Closed | Line | NO | 0.0019 | 0.0176 | 0.0346 | 512.7 | 583 | 512.7
73011 | AULT | 73012 | AULT | 230 | 345 | ZoneFH | ZoneFH | 3 | Closed | Transformer | YES | 0.0001 | 0.0124 | 0 | 560 | 671 | 560
73011 | AULT | 73012 | AULT | 230 | 345 | ZoneFH | ZoneFH | 2 | Closed | Transformer | YES | 0.00018 | 0.0137 | 0 | 500 | 600 | 500
22609 | OTAYMESA | 22466 | MLMS3TAP | 230 | 230 | SDG&E Construction Metro | SDG&E Construction Metro | 1 | Closed | Line | NO | 0.00084 | 0.00916 | 0.0368 | 1175 | 1175 | 1255
73011 | AULT | 73012 | AULT | 230 | 345 | ZoneFH | ZoneFH | 1 | Closed | Transformer | YES | 0.0002 | 0.0136 | 0 | 600 | 720 | 600
73009 | ARCHER | 96180 | mid_96180 | 230 | 230 | ZoneEW | ZoneEW | 1 | Closed | TransformerWinding | YES | 0.0002 | 0.05244 | 0 | 200 | 240 | 200
73009 | ARCHER | 96179 | mid_96179 | 230 | 230 | ZoneEW | ZoneEW | 2 | Closed | TransformerWinding | YES | -0.002 | -0.015 | 0 | 200 | 240 | 200
73009 | ARCHER | 73190 | STEGALL | 230 | 230 | ZoneEW | ZoneWN | 1 | Closed | Line | NO | 0.0088 | 0.0913 | 0 | 459 | 478 | 459
43021 | BEAVER | 43909 | PORTW | 230 | 230 | Portland General - BES S/S | Portland General - BES S/S | 1 | Closed | Line | NO | 4e-05 | 0.00057 | 0.00125 | 784 | 784 | 1021
73009 | ARCHER | 73011 | AULT | 230 | 230 | ZoneEW | ZoneFH | 1 | Closed | Line | NO | 0.009 | 0.0653 | 0.1218 | 462 | 462 | 462
22832 | SYCAMORE | 22464 | MIGUEL | 230 | 230 | SDG&E Beach Cities | SDG&E Bulk Power | 1 | Closed | Line | NO | 0.00261 | 0.03095 | 0.1143 | 912 | 912 | 912
22771 | BAY BLVD | 22464 | MIGUEL | 230 | 230 | SDG&E Construction Metro | SDG&E Bulk Power | 1 | Closed | Line | NO | 0.00096 | 0.01017 | 0.0428 | 1140 | 1140 | 1176
32196 | GHVNCRDJCT | 32198 | CREED | 230 | 230 | Conf Load (Sacramento) | Conf Load (Sacramento) | 1 | Closed | Line | NO | 0.00018 | 0.00109 | 0.00248 | 358.5 | 358.5 | 358.5
22464 | MIGUEL | 22504 | MISSION | 230 | 230 | SDG&E Bulk Power | SDG&E Beach Cities | 2 | Closed | Line | NO | 0.0049 | 0.0391 | 0.1291 | 468 | 599 | 614
32196 | GHVNCRDJCT | 32197 | GOOSEHAVEN | 230 | 230 | Conf Load (Sacramento) | Conf Load (Sacramento) | 1 | Closed | Line | NO | 0.00025 | 0.00155 | 0.0035 | 358.5 | 358.5 | 358.5
42987 | PHALEN G | 42991 | DODGE JN | 230 | 230 | Southeast Washington | Southeast Washington | 1 | Closed | Line | NO | 0.00041 | 0.00548 | 0.02133 | 1100 | 1100 | 1343
22464 | MIGUEL | 22504 | MISSION | 230 | 230 | SDG&E Bulk Power | SDG&E Beach Cities | 1 | Closed | Line | NO | 0.00499 | 0.03939 | 0.13152 | 471 | 605 | 619
72818 | WL_CHILD | 73009 | ARCHER | 230 | 230 | ZoneEW | ZoneEW | 1 | Closed | Line | NO | 5e-05 | 0.00038 | 0.0008 | 582 | 582 | 582
22464 | MIGUEL | 22472 | MIGUELMP | 230 | 500 | SDG&E Bulk Power | SDG&E Bulk Power | 1 | Closed | Transformer | YES | 0.0002 | 0.00227 | 0 | 1120 | 1329 | 1680
623107 | COLSTRIP 230 | 97955 | mid_97955 | 230 | 230 | COLSTRIP_MT | COLSTRIP_MT | 3 | Closed | TransformerWinding | YES | 0 | 0.10916 | 0 | 100 | 100 | 100
72818 | WL_CHILD | 72811 | WL_CHILD | 230 | 345 | ZoneEW | ZoneEW | 1 | Closed | Transformer | YES | 0.0002 | 0.0129 | 0 | 600 | 600 | 600
22464 | MIGUEL | 22468 | MIGUEL | 230 | 500 | SDG&E Bulk Power | SDG&E Bulk Power | 2 | Closed | Transformer | YES | 0.00015 | 0.01334 | 0 | 1120 | 1344 | 1680
22464 | MIGUEL | 22467 | MLSXTAP | 230 | 230 | SDG&E Bulk Power | SDG&E Construction Metro | 1 | Closed | Line | NO | 0 | 0.0001 | 0 | 1195 | 1195 | 1195
73572 | MIRACLEM | 96154 | mid_96154 | 230 | 230 | ZoneEW | ZoneEW | 2 | Closed | TransformerWinding | YES | 6e-05 | 0.02771 | 0 | 163 | 195.6 | 163
22464 | MIGUEL | 22466 | MLMS3TAP | 230 | 230 | SDG&E Bulk Power | SDG&E Construction Metro | 1 | Closed | Line | NO | 1e-05 | 9e-05 | 0 | 1140 | 1140 | 1169
72736 | NIYOL_HV1 | 73143 | N.YUMA | 230 | 230 | ZoneEC | ZoneEC | 1 | Closed | Line | NO | 0.00589 | 0.04968 | 0.11487 | 335 | 335 | 335
72715 | WINDTLKR | 73018 | B.SANDY | 230 | 230 | ZoneEC | ZoneEC | 1 | Closed | Line | NO | 0.01107 | 0.07329 | 0.14356 | 274 | 274 | 274
72710 | LANDSMCK | 73036 | BURLNGTN | 230 | 230 | ZoneEC | ZoneEC | 1 | Closed | Line | NO | 0.00112 | 0.0074 | 0.01522 | 274 | 274 | 274
22464 | MIGUEL | 22461 | MIGUEL60 | 230 | 138 | SDG&E Bulk Power | SDG&E Bulk Power | 1 | Closed | Transformer | YES | 0.0003 | 0.0227 | 0 | 392 | 468 | 588
72710 | LANDSMCK | 72715 | WINDTLKR | 230 | 230 | ZoneEC | ZoneEC | 1 | Closed | Line | NO | 0.00582 | 0.0385 | 0.0754 | 274 | 274 | 274
72710 | LANDSMCK | 72711 | KITCARSN | 230 | 230 | ZoneEC | ZoneEC | 1 | Closed | Line | NO | 1e-05 | 0.0005 | 1e-05 | 287 | 287 | 287
72700 | CAROUSEL | 73036 | BURLNGTN | 230 | 230 | ZoneEC | ZoneEC | 1 | Closed | Line | NO | 0.00087 | 0.00849 | 0.01608 | 327 | 327 | 327
72201 | SIPRES | 72202 | ARNOLD | 230 | 230 | ZoneFH | ZoneFH | 1 | Closed | Line | NO | 0.00104 | 0.01047 | 0.02152 | 648 | 648 | 648
72200 | ERIE SW | 72202 | ARNOLD | 230 | 230 | ZoneFH | ZoneFH | 1 | Closed | Line | NO | 0.00029 | 0.00286 | 0.00587 | 648 | 648 | 648
22464 | MIGUEL | 22460 | MIGUEL | 230 | 138 | SDG&E Bulk Power | SDG&E Bulk Power | 1 | Closed | Transformer | YES | 0.00027 | 0.0227 | 0 | 392 | 468 | 525
74030 | DONKYCRK | 76400 | PUMPKIN_BTS | 230 | 230 | ZoneBK | ZoneEW | 1 | Closed | Line | NO | 0.00789 | 0.071 | 0.15009 | 490 | 490 | 685
42900 | S.BREM | 409710 | SBR_SHE_CIO | 230 | 230 | KITSAP | Seattle Area, Olympic Peninsula | 1 | Closed | Line | NO | 0.0001 | 0.00108 | 0.00255 | 561.7 | 561.7 | 637.4
22430 | SILVERGT | 23930 | Q1670_HV | 230 | 230 | SDG&E Construction Metro | SDG&E Construction Metro | 1 | Closed | Line | NO | 0.00014 | 0.00108 | 0.00059 | 304.7 | 358.5 | 304.7
42900 | S.BREM | 42910 | S.BREM E | 230 | 115 | KITSAP | KITSAP | 1 | Closed | Transformer | YES | 0.00051 | 0.02574 | 0 | 344 | 388 | 408
22430 | SILVERGT | 22771 | BAY BLVD | 230 | 230 | SDG&E Construction Metro | SDG&E Construction Metro | 1 | Closed | Line | NO | 0.00043 | 0.00391 | 0.51818 | 912 | 912 | 1175
622307 | CONRAD WAPA | 97973 | mid_97973 | 230 | 115 | NOGF_MT | NOGF_MT | 1 | Closed | TransformerWinding | YES | 0 | -0.01183 | 0 | 100 | 125 | 125
70990 | VALENT | 70991 | SPNPEAKS | 230 | 230 | ZoneRS | ZoneRS | 1 | Open | Line | NO | 0.00173 | 0.00379 | 0.11533 | 267 | 267 | 267
70927 | HARTSELT | 70926 | HARTSEL_CR | 230 | 115 | ZoneRM | ZoneRM | T1 | Closed | Transformer | YES | 0.00163 | 0.06622 | 0 | 150 | 150 | 150
78087 | CAREY_TS | 70862 | AVERY_PS | 230 | 230 | PRPA | ZoneRN | 1 | Closed | Line | NO | 0.00016 | 0.00204 | 0.00458 | 637 | 637 | 637
22430 | SILVERGT | 22597 | OLDTWNTP | 230 | 230 | SDG&E Construction Metro | SDG&E Construction Metro | 1 | Closed | Line | NO | 0.00029 | 0.00491 | 0.55446 | 456 | 456 | 650
70821 | CEDARCK_1 | 70833 | CEDARCK2 | 230 | 230 | ZoneRN | ZoneRN | 1 | Closed | Line | NO | 0.00476 | 0.01263 | 0.00179 | 795 | 795 | 795
70820 | KEENESBURG | 70822 | CEDARCK_CAP | 230 | 230 | ZoneRN | ZoneRN | 1 | Closed | Line | NO | 0 | 0.0005 | 0 | 789 | 789 | 789
70820 | KEENESBURG | 70821 | CEDARCK_1 | 230 | 230 | ZoneRN | ZoneRN | 1 | Closed | Line | NO | 0.00701 | 0.08259 | 0.22993 | 961 | 1057 | 961
70833 | CEDARCK2 | 70819 | MTNBREEZE | 230 | 230 | ZoneRN | ZoneRN | 1 | Closed | Line | NO | 0 | 0.0005 | 0 | 200 | 200 | 200
73579 | SPRNGCAN | 70718 | SPNGCAN1_230 | 230 | 230 | ZoneEC | ZoneRN | 1 | Closed | Line | NO | 0.009 | 0.015 | 0.0611 | 150 | 150 | 150
22430 | SILVERGT | 22596 | OLD TOWN | 230 | 230 | SDG&E Construction Metro | SDG&E Beach Cities | 1 | Closed | Line | NO | 0.00029 | 0.00485 | 0.55168 | 456 | 456 | 650
70679 | CEDARPT_GENS | 70678 | CEDARPT | 230 | 230 | ZoneRD | ZoneRD | 1 | Closed | Line | NO | 0.00778 | 0.04036 | 0.10116 | 396.4 | 396.4 | 396.4
70677 | CEDARPT_W2_3 | 70679 | CEDARPT_GENS | 230 | 230 | ZoneRD | ZoneRD | 1 | Closed | Line | NO | 0.00126 | 0.00651 | 0.01632 | 396.4 | 396.4 | 396.4
70679 | CEDARPT_GENS | 70676 | CEDARPT_W1_3 | 230 | 230 | ZoneRD | ZoneRD | 1 | Closed | Line | NO | 0 | 0.0003 | 0 | 396 | 396 | 396
70660 | GOLDEN_WEST | 99010 | mid_99010 | 230 | 230 | ZoneCS | ZoneCS | 1 | Closed | TransformerWinding | YES | 0.00039 | 0.02506 | 0 | 180 | 240 | 180
70660 | GOLDEN_WEST | 78854 | FULLER | 230 | 230 | ZoneCS | CSU | 1 | Closed | Line | NO | 3e-05 | 0.00038 | 0.00076 | 425 | 425 | 425
70652 | MIRASOL | 70759 | THUNDERWOLF | 230 | 230 | ZoneRS | ZoneRS | 1 | Closed | Line | NO | 2e-05 | 0.0003 | 0.0003 | 319 | 319 | 319
70623 | MIS_SITE | 99524 | mid_99524 | 230 | 345 | ZoneRD | ZoneRD | T1 | Closed | TransformerWinding | YES | 8e-05 | 0.00576 | 0 | 0 | 672 | 0
70623 | MIS_SITE | 70678 | CEDARPT | 230 | 230 | ZoneRD | ZoneRD | 1 | Closed | Line | NO | 0.00956 | 0.07775 | 0.00956 | 396.4 | 396.4 | 396.4
70618 | TITAN230 | 99536 | TITAN230_mdp | 230 | 230 | ZoneRD | ZoneRD | T1 | Closed | TransformerWinding | YES | 0.00465 | 0.24135 | 0 | 55 | 55 | 55
70623 | MIS_SITE | 70618 | TITAN230 | 230 | 230 | ZoneRD | ZoneRD | 1 | Closed | Line | NO | 0.02636 | 0.03401 | 0.00818 | 59.5 | 59.5 | 59.5
623001 | BLG STEAMPLT | 97969 | mid_97969 | 230 | 230 | BILLINGS_MT | BILLINGS_MT | 1 | Closed | TransformerWinding | YES | 0 | 0.00038 | 0 | 200 | 230 | 200
70609 | SILVSADL | 70610 | REUNION | 230 | 230 | ZoneRD | ZoneRD | 1 | Closed | Line | NO | 0.00076 | 0.00579 | 0.02154 | 648 | 648 | 648
70605 | HENRYLAK | 73192 | STORY | 230 | 230 | ZoneRN | ZoneEC | 1 | Closed | Line | NO | 0.01018 | 0.09948 | 0.21252 | 478 | 478 | 478
70605 | HENRYLAK | 72201 | SIPRES | 230 | 230 | ZoneRN | ZoneFH | 1 | Closed | Line | NO | 0.00056 | 0.00545 | 0.01032 | 358 | 358 | 358
70605 | HENRYLAK | 70638 | GREENHSE | 230 | 230 | ZoneRN | ZoneRN | 1 | Closed | Line | NO | 0.00101 | 0.01014 | 0.02085 | 648 | 648 | 648
70590 | RMEC | 70820 | KEENESBURG | 230 | 230 | ZoneRD | ZoneRN | 1 | Closed | Line | NO | 0.00038 | 0.00386 | 0.01713 | 797 | 797 | 797
70570 | PLNENDSS | 70574 | MOONGLCH | 230 | 230 | ZoneRD | ZoneRB | 1 | Closed | Line | NO | 0.00023 | 0.00211 | 0.0046 | 506 | 557 | 506
70543 | SIMMS | 70574 | MOONGLCH | 230 | 230 | ZoneRB | ZoneRB | 1 | Closed | Line | NO | 0.00081 | 0.00726 | 0.01557 | 484 | 553 | 572
70535 | COOLEYMA | 79004 | BASALT | 230 | 230 | ZoneRW | ZoneRW | 1 | Closed | Line | NO | 0.0036 | 0.03593 | 0.07518 | 566 | 623 | 566
42802 | ST CLAIR | 410551 | STAC_STC_CIO | 230 | 230 | THURSTN | THURSTN | 1 | Closed | Line | NO | 0.00046 | 0.00504 | 0.01118 | 980 | 980 | 1042.1
42802 | ST CLAIR | 407930 | OLY_STC_CIO | 230 | 230 | THURSTN | THURSTN | 1 | Closed | Line | NO | 0.00046 | 0.00504 | 0.01118 | 980 | 980 | 1042.1
42802 | ST CLAIR | 42803 | ST CLAIR | 230 | 115 | THURSTN | THURSTN | 1 | Closed | Transformer | YES | 0.0005 | 0.02898 | 0 | 368 | 396 | 436
70528 | SPRUCE | 70530 | PICADIL | 230 | 230 | ZoneRD | ZoneRD | 1 | Closed | Line | NO | 0.00046 | 0.00332 | 0.01401 | 567 | 623 | 567
70524 | SULPHUR | 70533 | LEMON | 230 | 230 | ZoneRD | ZoneRD | 1 | Closed | Line | NO | 0.0005 | 0.00367 | 0.01484 | 733 | 797 | 733
22357 | IV PFC1 | 22358 | IV PFC | 230 | 230 | SDG&E Bulk Power | SDG&E Bulk Power | 3 | Open | Line | NO | 0 | 0.00029 | 0 | 1138 | 1138 | 1138
22357 | IV PFC1 | 22358 | IV PFC | 230 | 230 | SDG&E Bulk Power | SDG&E Bulk Power | 2 | Closed | Transformer | YES | 0.0009 | 0.045 | 0 | 400 | 500 | 600
70513 | HOMESTEA | 70551 | MURPHY | 230 | 230 | ZoneRD | ZoneRD | 1 | Closed | Line | NO | 0.00096 | 0.00739 | 0.02828 | 733 | 797 | 733
70513 | HOMESTEA | 70524 | SULPHUR | 230 | 230 | ZoneRD | ZoneRD | 1 | Closed | Line | NO | 0.00064 | 0.00485 | 0.01858 | 733 | 797 | 733
22357 | IV PFC1 | 22358 | IV PFC | 230 | 230 | SDG&E Bulk Power | SDG&E Bulk Power | 1 | Closed | Transformer | YES | 0.0009 | 0.045 | 0 | 400 | 500 | 600
70526 | IMBODEN | 70496 | HIGHPT | 230 | 230 | ZoneRD | ZoneRD | 1 | Closed | Line | NO | 0.0006 | 0.00425 | 0.01801 | 567 | 624 | 0
70496 | HIGHPT | 70497 | HIGHPT_TP | 230 | 230 | ZoneRD | ZoneRD | 1 | Closed | Line | NO | 0 | 0.0005 | 0 | 567 | 624 | 0
70488 | JMSHAFER | 70638 | GREENHSE | 230 | 230 | ZoneRN | ZoneRN | 1 | Closed | Line | NO | 1e-05 | 0.0003 | 0.00015 | 637 | 637 | 637
73011 | AULT | 70474 | WINDSOR | 230 | 230 | ZoneFH | ZoneRN | 1 | Closed | Line | NO | 0.00167 | 0.01606 | 0.03609 | 576 | 634 | 634
70471 | WELD_PS | 73212 | WELD LM | 230 | 230 | ZoneRN | ZoneFH | 1 | Closed | Line | NO | 0 | 0.0005 | 0 | 797 | 797 | 797
22356 | IMPRLVLY | 23438 | Q1166_HV | 230 | 230 | SDG&E Bulk Power | SDG&E Bulk Power | 1 | Closed | Line | NO | 0.00024 | 0.00149 | 0.00288 | 361.3 | 451.7 | 0
22356 | IMPRLVLY | 23306 | IV GEN3 | 230 | 230 | SDG&E Bulk Power | SDG&E Bulk Power | 1 | Closed | Line | NO | 0.00012 | 0.00147 | 0.00608 | 319 | 319 | 319
70464 | WATERTON | 99561 | mid_99561 | 230 | 345 | ZoneRD | ZoneRS | T3 | Closed | TransformerWinding | YES | 8e-05 | 0.00576 | 0 | 0 | 672 | 0
10248 | PILLAR | 10052 | BURNHAM | 230 | 230 | PNM: Northwestern | PNM: Other | 1 | Closed | Line | NO | 0.00044 | 0.00342 | 0.00666 | 319 | 319 | 319
70459 | WALSENBG | 70990 | VALENT | 230 | 230 | ZoneRS | ZoneRS | 1 | Closed | Line | NO | 0.0037 | 0.04055 | 0.08219 | 358 | 358 | 358
70459 | WALSENBG | 70963 | mid pt | 230 | 230 | ZoneRS | ZoneRS | T3 | Closed | TransformerWinding | YES | 0.00042 | 0.0784 | 0 | 100 | 100 | 100
70459 | WALSENBG | 70961 | mid pt | 230 | 230 | ZoneRS | ZoneRS | T2 | Closed | TransformerWinding | YES | 0.00071 | 0.08022 | 0 | 112 | 112 | 112
22356 | IMPRLVLY | 23300 | DREW | 230 | 230 | SDG&E Bulk Power | SDG&E Bulk Power | 1 | Closed | Line | NO | 0.0005 | 0.0059 | 0.02374 | 1144 | 1144 | 1144
70447 | VALMONT | 70592 | SPNDLE | 230 | 230 | ZoneRB | ZoneRB | 1 | Closed | Line | NO | 0.00404 | 0.0336 | 0.06858 | 478 | 478 | 478
70447 | VALMONT | 70543 | SIMMS | 230 | 230 | ZoneRB | ZoneRB | 1 | Closed | Line | NO | 0.00205 | 0.01754 | 0.03655 | 478 | 478 | 478
22356 | IMPRLVLY | 23168 | DUNAWAY | 230 | 230 | SDG&E Bulk Power | SDG&E Bulk Power | 1 | Closed | Line | NO | 0.00054 | 0.00591 | 0.0234 | 1000 | 1000 | 1000
70432 | TOWER | 70539 | CHMBERS | 230 | 230 | ZoneRD | ZoneRD | 1 | Closed | Line | NO | 0.00095 | 0.00692 | 0.02922 | 567 | 624 | 567
70432 | TOWER | 70530 | PICADIL | 230 | 230 | ZoneRD | ZoneRD | 1 | Closed | Line | NO | 0.00047 | 0.00342 | 0.01444 | 567 | 623 | 567
70427 | TARRYALL | 70927 | HARTSELT | 230 | 230 | ZoneRS | ZoneRM | 1 | Closed | Line | NO | 0.00452 | 0.03887 | 0.07352 | 468 | 473 | 500
70427 | TARRYALL | 70464 | WATERTON | 230 | 230 | ZoneRS | ZoneRD | 1 | Closed | Line | NO | 0.00662 | 0.05763 | 0.10739 | 468 | 473 | 468
22998 | INTB | 22356 | IMPRLVLY | 230 | 230 | SDG&E Bulk Power | SDG&E Bulk Power | 2 | Closed | Line | NO | 0.00074 | 0.0099 | 0.03456 | 906 | 906 | 906
70417 | SULLIVN1 | 70512 | JEWELL1 | 230 | 230 | ZoneRD | ZoneRD | 1 | Closed | Line | NO | 0.00061 | 0.0047 | 0.0107 | 504 | 555 | 504
70417 | SULLIVN1 | 70428 | TECH_CTR | 230 | 230 | ZoneRD | ZoneRD | 1 | Closed | Line | NO | 0.00036 | 0.00275 | 0.00618 | 452 | 452 | 452
22998 | INTB | 22356 | IMPRLVLY | 230 | 230 | SDG&E Bulk Power | SDG&E Bulk Power | 1 | Closed | Line | NO | 0.0009 | 0.0126 | 0.0005 | 906 | 906 | 906
10291 | SAN_JUAN | 79632 | HOGBAK | 230 | 115 | PNM: EHV and Gen | FEUS | 1 | Closed | Transformer | YES | 0.00043 | 0.0474 | 0 | 200 | 200 | 200
70410 | ST.VRAIN | 78105 | LONGPEAK | 230 | 230 | ZoneRN | PRPA | 1 | Closed | Line | NO | 0.0018 | 0.0142 | 0.0288 | 476 | 476 | 476
70410 | ST.VRAIN | 70820 | KEENESBURG | 230 | 230 | ZoneRN | ZoneRN | 1 | Closed | Line | NO | 0.00257 | 0.02841 | 0.10817 | 763 | 906 | 763
70410 | ST.VRAIN | 70592 | SPNDLE | 230 | 230 | ZoneRN | ZoneRB | 1 | Closed | Line | NO | 0.00241 | 0.02 | 0.04081 | 478 | 478 | 478
70410 | ST.VRAIN | 70544 | ISABELLE | 230 | 230 | ZoneRN | ZoneRB | 1 | Closed | Line | NO | 0.00425 | 0.0354 | 0.07227 | 508 | 558 | 508
70410 | ST.VRAIN | 70474 | WINDSOR | 230 | 230 | ZoneRN | ZoneRN | 1 | Closed | Line | NO | 0.00284 | 0.02742 | 0.06079 | 577 | 635 | 577
70410 | ST.VRAIN | 70471 | WELD_PS | 230 | 230 | ZoneRN | ZoneRN | 1 | Closed | Line | NO | 0.00274 | 0.02352 | 0.04464 | 574 | 574 | 574
22984 | IV GEN1 230 | 22356 | IMPRLVLY | 230 | 230 | SDG&E Bulk Power | SDG&E Bulk Power | 2 | Closed | Line | NO | 0.00093 | 0.0103 | 0.03568 | 796 | 796 | 796
70399 | B.CRK_PS | 73192 | STORY | 230 | 230 | ZoneRN | ZoneEC | 1 | Closed | Line | NO | 8e-05 | 0.00065 | 0.00123 | 276 | 276 | 276
22984 | IV GEN1 230 | 22356 | IMPRLVLY | 230 | 230 | SDG&E Bulk Power | SDG&E Bulk Power | 1 | Closed | Line | NO | 0.00093 | 0.0103 | 0.03568 | 796 | 796 | 796
70396 | SMOKYHIL | 70596 | HARVEST_MI | 230 | 230 | ZoneRD | ZoneRD | 1 | Closed | Line | NO | 0.00014 | 0.00112 | 0.00391 | 956 | 956 | 956
10011 | AMBROSIA | 10041 | BISTI | 230 | 230 | PNM: EHV and Gen | PNM: Other | 1 | Closed | Line | NO | 0.0132 | 0.1035 | 0.2028 | 402 | 402 | 402
24008 | ALMITOSW | 24084 | LITEHIPE | 230 | 230 | SCE Los Angeles Basin 230kV | SCE Los Angeles Basin 230kV | 1 | Closed | Line | NO | 0.00103 | 0.01328 | 0.04482 | 988 | 988 | 988
70396 | SMOKYHIL | 70532 | POWHATON | 230 | 230 | ZoneRD | ZoneRD | 1 | Closed | Line | NO | 0.00088 | 0.00664 | 0.02504 | 740 | 797 | 740
70396 | SMOKYHIL | 70528 | SPRUCE | 230 | 230 | ZoneRD | ZoneRD | 1 | Closed | Line | NO | 0.00141 | 0.01061 | 0.03968 | 717 | 717 | 717
22356 | IMPRLVLY | 22911 | IV BK81 MP | 230 | 500 | SDG&E Bulk Power | SDG&E Bulk Power | 1 | Closed | Transformer | YES | 8e-05 | -7e-05 | 0 | 1120 | 1400 | 1680
70393 | PONCHA_PS | 79054 | PONCHABR | 230 | 230 | ZoneRM | Zone69 | 1 | Closed | Line | NO | 0 | 0.0005 | 0 | 478 | 478 | 478
70392 | SKYRANCH | 70528 | SPRUCE | 230 | 230 | ZoneRD | ZoneRD | 1 | Closed | Line | NO | 0.00056 | 0.00426 | 0.01478 | 484 | 555 | 484
70375 | SANLSVLY | 79054 | PONCHABR | 230 | 230 | ZoneSL | Zone69 | 1 | Closed | Line | NO | 0.00856 | 0.06862 | 0.24237 | 180 | 180 | 180
70375 | SANLSVLY | 70971 | mid pt | 230 | 115 | ZoneSL | ZoneSL | T2 | Closed | TransformerWinding | YES | 0.00053 | 0.04757 | 0 | 150 | 150 | 150
42703 | ALDERTON | 42708 | ALDRTN E | 230 | 115 | PIERCE | PIERCE | 1 | Closed | Transformer | YES | 0.00053 | 0.02887 | 0 | 350 | 395 | 414
22356 | IMPRLVLY | 22362 | IV BK82 MP | 230 | 500 | SDG&E Bulk Power | SDG&E Bulk Power | 1 | Closed | Transformer | YES | -0.00011 | -0.00022 | 0 | 1120 | 1400 | 1680
70375 | SANLSVLY | 70966 | mid pt | 230 | 115 | ZoneSL | ZoneSL | T1 | Closed | TransformerWinding | YES | 0.00044 | 0.05884 | 0 | 119 | 119 | 119
42700 | WHITE RV | 410550 | STAC_WRT_CIO | 230 | 230 | PIERCE | PIERCE | 1 | Closed | Line | NO | 0.00014 | 0.00093 | 0.00114 | 426.3 | 426.3 | 509.9
22356 | IMPRLVLY | 22361 | IV BK80 MP | 230 | 500 | SDG&E Bulk Power | SDG&E Bulk Power | 1 | Closed | Transformer | YES | 7e-05 | -0.00032 | 0 | 1120 | 1400 | 1680
42700 | WHITE RV | 42712 | WHITRV S | 230 | 115 | PIERCE | PIERCE | 1 | Closed | Transformer | YES | 0.00049 | 0.02873 | 0 | 349 | 388 | 413
42703 | ALDERTON | 42700 | WHITE RV | 230 | 230 | PIERCE | PIERCE | 1 | Closed | Line | NO | 0.00082 | 0.00911 | 0.02302 | 619.1 | 619.1 | 733
70362 | RIVERDAL | 70605 | HENRYLAK | 230 | 230 | ZoneRD | ZoneRN | 1 | Closed | Line | NO | 0.00461 | 0.03748 | 0.07852 | 506 | 557 | 576
42700 | WHITE RV | 42701 | WHITRV N | 230 | 115 | PIERCE | PIERCE | 2 | Closed | Transformer | YES | 0.00061 | 0.02995 | 0 | 337 | 358 | 447
70358 | RIFLE_PS | 79250 | AMATLAS | 230 | 230 | ZoneRW | ZoneR4 | 1 | Closed | Line | NO | 0.0001 | 0.00065 | 0.00128 | 158 | 158 | 158
70358 | RIFLE_PS | 79059 | RIFLE WA | 230 | 230 | ZoneRW | ZoneR4 | 2 | Open | Line | NO | 0 | 0.0006 | 0 | 478 | 478 | 478
22356 | IMPRLVLY | 22357 | IV PFC1 | 230 | 230 | SDG&E Bulk Power | SDG&E Bulk Power | 1 | Closed | Line | NO | 2e-05 | 0.00032 | 0.00072 | 1138 | 1138 | 1138
70358 | RIFLE_PS | 79059 | RIFLE WA | 230 | 230 | ZoneRW | ZoneR4 | 1 | Closed | Line | NO | 0 | 0.0006 | 0 | 478 | 478 | 478
70356 | WEELERPS | 70357 | BENCH | 230 | 230 | ZoneRW | ZoneRW | 1 | Closed | Line | NO | 0.00188 | 0.01465 | 0.02943 | 120 | 120 | 120
70355 | RIDGE | 70369 | RUSSELL | 230 | 230 | ZoneRD | ZoneRD | 1 | Closed | Line | NO | 0.00143 | 0.01186 | 0.00152 | 478 | 478 | 478
70343 | QUINCY | 70545 | BRICKCTR | 230 | 230 | ZoneRD | ZoneRD | 1 | Closed | Line | NO | 0.00105 | 0.00856 | 0.02967 | 789 | 789 | 789
70343 | QUINCY | 70396 | SMOKYHIL | 230 | 230 | ZoneRD | ZoneRD | 1 | Closed | Line | NO | 0.00107 | 0.0087 | 0.03052 | 758 | 789 | 758
70311 | PAWNEE | 99526 | mid_99526 | 230 | 345 | ZoneRN | ZoneRN | T3 | Closed | TransformerWinding | YES | 8e-05 | 0.00576 | 0 | 0 | 644 | 0
70311 | PAWNEE | 99525 | mid_99525 | 230 | 345 | ZoneRN | ZoneRN | T2 | Closed | TransformerWinding | YES | 8e-05 | 0.00576 | 0 | 0 | 644 | 0
73192 | STORY | 70311 | PAWNEE | 230 | 230 | ZoneEC | ZoneRN | 1 | Closed | Line | NO | 0.00148 | 0.0145 | 0.03231 | 581 | 589 | 581
70311 | PAWNEE | 70711 | PTZLOGN | 230 | 230 | ZoneRN | ZoneRN | 1 | Closed | Line | NO | 0.00956 | 0.07775 | 0.00956 | 768 | 911 | 768
70311 | PAWNEE | 70623 | MIS_SITE | 230 | 230 | ZoneRN | ZoneRD | 1 | Closed | Line | NO | 0.00687 | 0.05842 | 0.20554 | 739 | 789 | 739
70311 | PAWNEE | 70545 | BRICKCTR | 230 | 230 | ZoneRN | ZoneRD | 1 | Closed | Line | NO | 0.01001 | 0.08724 | 0.31524 | 722 | 722 | 722
22260 | ESCNDIDO | 22844 | TALEGA | 230 | 230 | SDG&E Northeast | SDG&E Orange County | 1 | Closed | Line | NO | 0.00935 | 0.07633 | 0.15734 | 550 | 550 | 593
70309 | PARACHUT | 70358 | RIFLE_PS | 230 | 230 | ZoneRW | ZoneRW | 1 | Closed | Line | NO | 0.00431 | 0.03068 | 0.05979 | 432 | 473 | 432
70309 | PARACHUT | 70356 | WEELERPS | 230 | 230 | ZoneRW | ZoneRW | 1 | Closed | Line | NO | 0.00054 | 0.00448 | 0.00908 | 159 | 159 | 159
70299 | STKGULCH | 70309 | PARACHUT | 230 | 230 | ZoneRW | ZoneRW | 1 | Closed | Line | NO | 0.00045 | 0.00596 | 0.01666 | 478 | 478 | 478
22261 | PEN | 22260 | ESCNDIDO | 230 | 230 | SDG&E Northeast | SDG&E Northeast | 2 | Closed | Line | NO | 4e-05 | 0.0004 | 0.00152 | 912 | 912 | 912
70297 | NIWOT | 70544 | ISABELLE | 230 | 230 | ZoneRB | ZoneRB | 1 | Closed | Line | NO | 0.00144 | 0.01205 | 0.02461 | 486 | 568 | 486
70286 | MIDWAYPS | 99560 | mid_99560 | 230 | 345 | ZoneRS | ZoneRD | T3 | Closed | TransformerWinding | YES | 8e-05 | 0.00576 | 0 | 0 | 672 | 0
22261 | PEN | 22260 | ESCNDIDO | 230 | 230 | SDG&E Northeast | SDG&E Northeast | 1 | Closed | Line | NO | 4e-05 | 0.0004 | 0.0015 | 912 | 912 | 912
70286 | MIDWAYPS | 73413 | MIDWAYBR | 230 | 230 | ZoneRS | ZoneCS | 1 | Closed | Line | NO | 0 | 0.0006 | 0 | 637 | 637 | 637
70286 | MIDWAYPS | 70652 | MIRASOL | 230 | 230 | ZoneRS | ZoneRS | 2 | Closed | Line | NO | 0.00649 | 0.05516 | 0.10695 | 478 | 544 | 478
70284 | SURREYRG | 70533 | LEMON | 230 | 230 | ZoneRD | ZoneRD | 1 | Closed | Line | NO | 0.00072 | 0.00466 | 0.02487 | 733 | 797 | 733
22785 | EA GEN1 230 | 22232 | ENCINA | 230 | 230 | SDG&E North Coast | SDG&E North Coast | 1 | Closed | Line | NO | 2e-05 | 0.001 | 0 | 508 | 508 | 508
70283 | MEADOWHL | 70396 | SMOKYHIL | 230 | 230 | ZoneRD | ZoneRD | 1 | Closed | Line | NO | 0.00078 | 0.00624 | 0.0139 | 564 | 621 | 564
70283 | MEADOWHL | 70313 | ORCHARD | 230 | 230 | ZoneRD | ZoneRD | 1 | Closed | Line | NO | 0.00018 | 0.00149 | 0.00322 | 546 | 637 | 546
70278 | MARCY | 70464 | WATERTON | 230 | 230 | ZoneRD | ZoneRD | 1 | Closed | Line | NO | 0.00128 | 0.01097 | 0.02317 | 502 | 553 | 502
22716 | SANLUSRY | 22232 | ENCINA | 230 | 230 | SDG&E North Coast | SDG&E North Coast | 1 | Closed | Line | NO | 0.00064 | 0.0075 | 0.03018 | 912 | 912 | 912
70274 | MALTA | 73138 | MT.ELBRT | 230 | 230 | ZoneRM | ZoneWC | 1 | Closed | Line | NO | 0.0012 | 0.0115 | 0.0212 | 416 | 416 | 416
70274 | MALTA | 70927 | HARTSELT | 230 | 230 | ZoneRM | ZoneRM | 1 | Closed | Line | NO | 0.00505 | 0.04363 | 0.0819 | 413 | 473 | 413
22652 | PENSQTOS | 22232 | ENCINA | 230 | 230 | SDG&E Beach Cities | SDG&E North Coast | 2 | Closed | Line | NO | 0.00161 | 0.01937 | 0.07594 | 912 | 912 | 912
70266 | LOOKOUT | 70570 | PLNENDSS | 230 | 230 | ZoneRD | ZoneRD | 2 | Closed | Line | NO | 0.00179 | 0.01524 | 0.03099 | 528 | 581 | 528
70266 | LOOKOUT | 70570 | PLNENDSS | 230 | 230 | ZoneRD | ZoneRD | 1 | Closed | Line | NO | 0.0018 | 0.01524 | 0.03099 | 476 | 476 | 476
70266 | LOOKOUT | 70480 | WESTPS | 230 | 230 | ZoneRD | ZoneRD | 1 | Closed | Line | NO | 0.00043 | 0.00359 | 0.02022 | 405 | 481 | 405
70266 | LOOKOUT | 70355 | RIDGE | 230 | 230 | ZoneRD | ZoneRD | 1 | Closed | Line | NO | 0.00228 | 0.01904 | 0.03828 | 478 | 478 | 478
22652 | PENSQTOS | 22232 | ENCINA | 230 | 230 | SDG&E Beach Cities | SDG&E North Coast | 1 | Closed | Line | NO | 0.00159 | 0.01941 | 0.07606 | 912 | 912 | 912
70264 | BLUESTON | 70309 | PARACHUT | 230 | 230 | ZoneRW | ZoneRW | 1 | Closed | Line | NO | 0.00255 | 0.01812 | 0.03494 | 397 | 397 | 0
70261 | LEGGETT | 70570 | PLNENDSS | 230 | 230 | ZoneRB | ZoneRD | 1 | Closed | Line | NO | 0.00237 | 0.01997 | 0.04105 | 473 | 473 | 473
70261 | LEGGETT | 70297 | NIWOT | 230 | 230 | ZoneRB | ZoneRB | 1 | Closed | Line | NO | 0.00078 | 0.00649 | 0.01323 | 473 | 473 | 473
70260 | LEETSDAL | 70365 | SULLIVN2 | 230 | 230 | ZoneRD | ZoneRD | 1 | Closed | Line | NO | 0.0008 | 0.00642 | 0.03439 | 480 | 480 | 480
70260 | LEETSDAL | 70291 | MONROEPS | 230 | 230 | ZoneRD | ZoneRD | 1 | Closed | Line | NO | 0.00021 | 0.00089 | 0.15154 | 398 | 438 | 398
70255 | LAMAR_C2 | 70958 | mid pt | 230 | 230 | ZoneWP | ZoneWP | T2 | Closed | TransformerWinding | YES | 0.00021 | 0.07224 | 0 | 150 | 150 | 150
70255 | LAMAR_C2 | 70956 | mid pt | 230 | 230 | ZoneWP | ZoneWP | T1 | Closed | TransformerWinding | YES | 0.00058 | 0.07612 | 0 | 129.5 | 129.5 | 129.5
70254 | LAMAR_CO | 70560 | LAMAR_DC | 230 | 230 | ZoneWP | ZoneWP | 1 | Closed | Line | NO | 0 | 0.0005 | 0 | 239 | 239 | 239
70254 | LAMAR_CO | 70255 | LAMAR_C2 | 230 | 230 | ZoneWP | ZoneWP | 1 | Closed | Line | NO | 5e-05 | 0.00052 | 0.00107 | 239 | 239 | 239
22232 | ENCINA | 22228 | ENCINA | 230 | 138 | SDG&E North Coast | SDG&E North Coast | 2 | Closed | Transformer | YES | 0.00032 | 0.02349 | 0 | 392 | 477 | 588
70241 | JORDAN | 70313 | ORCHARD | 230 | 230 | ZoneRD | ZoneRD | 1 | Closed | Line | NO | 0.0004 | 0.00321 | 0.00695 | 546 | 622 | 546
22232 | ENCINA | 22228 | ENCINA | 230 | 138 | SDG&E North Coast | SDG&E North Coast | 1 | Closed | Transformer | YES | 0.0003 | 0.0235 | 0 | 392 | 477 | 588
70239 | JEWELL2 | 70491 | TOLGATE | 230 | 230 | ZoneRD | ZoneRD | 1 | Closed | Line | NO | 0.00048 | 0.00361 | 0.00858 | 484 | 555 | 575
70239 | JEWELL2 | 70260 | LEETSDAL | 230 | 230 | ZoneRD | ZoneRD | 1 | Closed | Line | NO | 0.00055 | 0.00419 | 0.00994 | 485 | 555 | 485
70237 | IDAHOSPG | 70266 | LOOKOUT | 230 | 230 | ZoneFR | ZoneRD | 1 | Closed | Line | NO | 0.00276 | 0.02269 | 0.04661 | 473 | 473 | 473
42568 | BALDI | 42700 | WHITE RV | 230 | 230 | S.KINGI | PIERCE | 1 | Closed | Line | NO | 0.00372 | 0.03701 | 0.07621 | 452.2 | 452.2 | 580
70233 | HORIZON | 70268 | ADOBE | 230 | 230 | ZoneRW | ZoneRW | 1 | Closed | Line | NO | 0.00066 | 0.00629 | 0.01409 | 315 | 315 | 315
70232 | HOPKINS | 70358 | RIFLE_PS | 230 | 230 | ZoneRW | ZoneRW | 1 | Closed | Line | NO | 0.00521 | 0.04072 | 0.07616 | 432 | 478 | 432
22227 | ENCINATP | 22716 | SANLUSRY | 230 | 230 | SDG&E Beach Cities | SDG&E North Coast | 1 | Closed | Line | NO | 0.00052 | 0.0061 | 0.02472 | 912 | 912 | 968
70232 | HOPKINS | 70274 | MALTA | 230 | 230 | ZoneRW | ZoneRM | 1 | Closed | Line | NO | 0.01325 | 0.091 | 0.16827 | 413 | 484 | 413
22261 | PEN | 22227 | ENCINATP | 230 | 230 | SDG&E Northeast | SDG&E Beach Cities | 1 | Closed | Line | NO | 0.00127 | 0.01496 | 0.05916 | 912 | 912 | 912
70213 | GUNBARRE1 | 70297 | NIWOT | 230 | 230 | ZoneRB | ZoneRB | 1 | Closed | Line | NO | 0.00028 | 0.00169 | 0.16662 | 316 | 347 | 316
70212 | GREENWD | 70481 | MONACO12 | 230 | 230 | ZoneRD | ZoneRD | 1 | Closed | Line | NO | 0.00033 | 0.00261 | 0.00402 | 503 | 553 | 503
70212 | GREENWD | 70428 | TECH_CTR | 230 | 230 | ZoneRD | ZoneRD | 2 | Closed | Line | NO | 0.00037 | 0.00292 | 0.00402 | 405 | 470 | 405
22227 | ENCINATP | 22232 | ENCINA | 230 | 230 | SDG&E Beach Cities | SDG&E North Coast | 1 | Closed | Line | NO | 0.00012 | 0.0015 | 0.00596 | 912 | 912 | 912
70212 | GREENWD | 70331 | PRAIRIE1 | 230 | 230 | ZoneRD | ZoneRD | 2 | Closed | Line | NO | 0.00066 | 0.00625 | 0.01415 | 572 | 629 | 572
70212 | GREENWD | 70323 | PRAIRIE3 | 230 | 230 | ZoneRD | ZoneRD | 1 | Closed | Line | NO | 0.00066 | 0.00625 | 0.01415 | 484 | 566 | 484
70211 | GUNBARRE2 | 70297 | NIWOT | 230 | 230 | ZoneRB | ZoneRB | 2 | Closed | Line | NO | 0.00039 | 0.00126 | 0.16662 | 287 | 316 | 287
70211 | GUNBARRE2 | 70213 | GUNBARRE1 | 230 | 230 | ZoneRB | ZoneRB | 1 | Closed | Line | NO | 0 | 0.0005 | 0 | 316 | 319 | 316
70206 | GRANDJPS | 70233 | HORIZON | 230 | 230 | ZoneRW | ZoneRW | 1 | Closed | Line | NO | 0.00075 | 0.00716 | 0.01604 | 478 | 572 | 478
70205 | GRANDJCT | 79036 | GRANDJCT | 230 | 345 | ZoneRW | ZoneR4 | T1 | Closed | Transformer | YES | 0.00035 | 0.0276 | 0 | 273 | 319 | 273
70200 | GLENNPS | 70461 | WASHINGT | 230 | 230 | ZoneRD | ZoneRD | 1 | Closed | Line | NO | 0.00059 | 0.00563 | 0.01262 | 485 | 567 | 485
70192 | FTLUPTON | 70605 | HENRYLAK | 230 | 230 | ZoneRN | ZoneRN | 1 | Closed | Line | NO | 0.00123 | 0.01021 | 0.02088 | 506 | 557 | 506
70192 | FTLUPTON | 70529 | JLGREEN | 230 | 230 | ZoneRN | ZoneRN | 1 | Closed | Line | NO | 0.00291 | 0.02776 | 0.06282 | 487 | 570 | 487
70192 | FTLUPTON | 70488 | JMSHAFER | 230 | 230 | ZoneRN | ZoneRN | 1 | Closed | Line | NO | 4e-05 | 0.0005 | 0.00061 | 412 | 412 | 412
70192 | FTLUPTON | 70410 | ST.VRAIN | 230 | 230 | ZoneRN | ZoneRN | 1 | Closed | Line | NO | 0.00265 | 0.02192 | 0.04487 | 478 | 478 | 478
42516 | OBRIEN S | 42514 | OBRIEN S | 230 | 115 | S.KING | S.KING | 2 | Closed | Transformer | YES | 0.00049 | 0.02784 | 0 | 338 | 362 | 406
70192 | FTLUPTON | 70311 | PAWNEE | 230 | 230 | ZoneRN | ZoneRN | 1 | Closed | Line | NO | 0.01193 | 0.09601 | 0.18406 | 482 | 483 | 482
10052 | BURNHAM | 10111 | GALLEGOS | 230 | 230 | PNM: Other | PNM: Other | 1 | Closed | Line | NO | 0.00096 | 0.00748 | 0.0146 | 319 | 319 | 319
70163 | ELATI1 | 70291 | MONROEPS | 230 | 230 | ZoneRD | ZoneRD | 1 | Closed | Line | NO | 0.00043 | 0.00179 | 0.30886 | 398 | 438 | 398
70149 | DENVTM | 70480 | WESTPS | 230 | 230 | ZoneRD | ZoneRD | 1 | Closed | Line | NO | 0.00126 | 0.01008 | 0.02205 | 486 | 568 | 486
70149 | DENVTM | 70324 | LACOMBE | 230 | 230 | ZoneRD | ZoneRD | 1 | Closed | Line | NO | 0.00021 | 0.0021 | 0.00839 | 486 | 568 | 486
70149 | DENVTM | 70163 | ELATI1 | 230 | 230 | ZoneRD | ZoneRD | 1 | Closed | Line | NO | 0.00012 | 0.00103 | 0.00055 | 435 | 478 | 435
70139 | DANIELPK | 78854 | FULLER | 230 | 230 | ZoneRD | CSU | 1 | Closed | Line | NO | 0.00421 | 0.04857 | 0.17443 | 478 | 478 | 478
999935 | COVBER11 | 42507 | BERYDALE | 230 | 230 | Seattle Area, Olympic Peninsula | S.KING | 1 | Closed | Line | NO | 0.00014 | 0.0016 | 0.00427 | 1569.6 | 1569.6 | 1888.3
70139 | DANIELPK | 70601 | DANIELPK | 230 | 345 | ZoneRD | ZoneRS | T5 | Closed | Transformer | YES | 0.0001 | 0.01426 | 0 | 560 | 754 | 560
42507 | BERYDALE | 42508 | BERRYDAL | 230 | 115 | S.KING | S.KING | 1 | Closed | Transformer | YES | 0.0005 | 0.0281 | 0 | 326 | 365 | 398
70139 | DANIELPK | 70601 | DANIELPK | 230 | 345 | ZoneRD | ZoneRS | T4 | Closed | Transformer | YES | 0.0001 | 0.01426 | 0 | 560 | 754 | 560
70139 | DANIELPK | 70601 | DANIELPK | 230 | 345 | ZoneRD | ZoneRS | T3 | Closed | Transformer | YES | 0.0001 | 0.01426 | 0 | 560 | 756 | 560
70139 | DANIELPK | 70464 | WATERTON | 230 | 230 | ZoneRD | ZoneRD | 1 | Closed | Line | NO | 0.00067 | 0.0097 | 0.03652 | 478 | 478 | 478
70139 | DANIELPK | 70331 | PRAIRIE1 | 230 | 230 | ZoneRD | ZoneRD | 1 | Closed | Line | NO | 0.00052 | 0.005 | 0.01132 | 571 | 629 | 571
70139 | DANIELPK | 70323 | PRAIRIE3 | 230 | 230 | ZoneRD | ZoneRD | 2 | Closed | Line | NO | 0.00052 | 0.005 | 0.01132 | 478 | 478 | 478
70139 | DANIELPK | 70284 | SURREYRG | 230 | 230 | ZoneRD | ZoneRD | 1 | Closed | Line | NO | 0.0006 | 0.00453 | 0.01763 | 478 | 478 | 478
70139 | DANIELPK | 70278 | MARCY | 230 | 230 | ZoneRD | ZoneRD | 1 | Closed | Line | NO | 0.00093 | 0.00804 | 0.01717 | 478 | 478 | 478
70122 | COMANCHE | 70942 | COMAN230_S1 | 230 | 230 | ZoneRS | ZoneRS | 1 | Closed | Line | NO | 0.00722 | 0.00906 | 0.03764 | 286 | 387 | 286
42505 | CHRISTOP | 42516 | OBRIEN S | 230 | 230 | S.KING | S.KING | 1 | Closed | Line | NO | 0.00036 | 0.00531 | 0.01864 | 918.6 | 918.6 | 1177.6
70122 | COMANCHE | 70875 | BIGHORN_S1_3 | 230 | 230 | ZoneRS | ZoneRS | 1 | Closed | Line | NO | 0 | 0.0001 | 0 | 265 | 265 | 265
70122 | COMANCHE | 70856 | SUN_MOUNTAIN | 230 | 230 | ZoneRS | ZoneRS | 1 | Closed | Line | NO | 0 | 1e-05 | 2e-05 | 482 | 482 | 0
70122 | COMANCHE | 70654 | COMANCHE | 230 | 345 | ZoneRS | ZoneRS | T4 | Closed | Transformer | YES | 0.0001 | 0.01426 | 0 | 560 | 756 | 560
70122 | COMANCHE | 70654 | COMANCHE | 230 | 345 | ZoneRS | ZoneRS | T3 | Closed | Transformer | YES | 0.0001 | 0.01426 | 0 | 560 | 756 | 560
630020 | ROSEBUD MDU | 99062 | mid_99062 | 230 | 230 | MTSE_WAUW | MTSE_WAUW | 1 | Closed | TransformerWinding | YES | 0.00686 | 0.34359 | 0 | 35 | 43 | 35
70122 | COMANCHE | 70459 | WALSENBG | 230 | 230 | ZoneRS | ZoneRS | 1 | Closed | Line | NO | 0.00705 | 0.06997 | 0.14391 | 359 | 359 | 359
70122 | COMANCHE | 70286 | MIDWAYPS | 230 | 230 | ZoneRS | ZoneRS | 1 | Closed | Line | NO | 0.00859 | 0.07297 | 0.14147 | 505 | 555 | 575
42503 | OBRIEN N | 42516 | OBRIEN S | 230 | 230 | S.KING | S.KING | 1 | Closed | Line | NO | 0 | 0.0001 | 0 | 1386 | 1386 | 1637
42503 | OBRIEN N | 42513 | OBRIEN N | 230 | 115 | S.KING | S.KING | 1 | Closed | Transformer | YES | 0.00074 | 0.02831 | 0 | 321 | 364 | 385
70113 | CLIFTON | 70206 | GRANDJPS | 230 | 230 | ZoneRW | ZoneRW | 1 | Closed | Line | NO | 0.00064 | 0.00626 | 0.01345 | 478 | 571 | 478
70113 | CLIFTON | 70205 | GRANDJCT | 230 | 230 | ZoneRW | ZoneRW | 1 | Closed | Line | NO | 0.0012 | 0.01004 | 0.03023 | 478 | 510 | 478
70112 | CLARK | 70241 | JORDAN | 230 | 230 | ZoneRD | ZoneRD | 1 | Closed | Line | NO | 0.00037 | 0.00153 | 0.26304 | 331 | 364 | 331
406922 | MAP_TAL_CIO1 | 42500 | TALBOT230 | 230 | 230 | Seattle Area, Olympic Peninsula | S.KING | 1 | Closed | Line | NO | 1e-05 | 0.00392 | 0.0008 | 1291 | 1291 | 1554
406892 | MAP_TAL_CIO2 | 42500 | TALBOT230 | 230 | 230 | Seattle Area, Olympic Peninsula | S.KING | 2 | Closed | Line | NO | 1e-05 | 0.00392 | 0.00066 | 1291 | 1291 | 1554
46445 | SOUTH | 42500 | TALBOT230 | 230 | 230 | Seattle City Light | S.KING | 1 | Closed | Line | NO | 0.00251 | 0.01484 | 0.02945 | 361 | 374 | 466
42500 | TALBOT230 | 42512 | TALBOT S | 230 | 115 | S.KING | S.KING | 1 | Closed | Transformer | YES | 0.0005 | 0.02906 | 0 | 361 | 378 | 453
42500 | TALBOT230 | 42511 | TALBOT N | 230 | 115 | S.KING | S.KING | 2 | Closed | Transformer | YES | 0.00051 | 0.02822 | 0 | 361 | 390 | 426
42507 | BERYDALE | 42500 | TALBOT230 | 230 | 230 | S.KING | S.KING | 1 | Closed | Line | NO | 0.00052 | 0.00558 | 0.01251 | 1291 | 1291 | 1541.7
70107 | CHEROKEE | 70369 | RUSSELL | 230 | 230 | ZoneRD | ZoneRD | 1 | Closed | Line | NO | 0.00123 | 0.0102 | 0.02097 | 486 | 556 | 576
70107 | CHEROKEE | 70362 | RIVERDAL | 230 | 230 | ZoneRD | ZoneRD | 1 | Closed | Line | NO | 0.00107 | 0.00857 | 0.01784 | 478 | 478 | 478
42503 | OBRIEN N | 42500 | TALBOT230 | 230 | 230 | S.KING | S.KING | 1 | Closed | Line | NO | 0.00057 | 0.00725 | 0.03043 | 918.6 | 918.6 | 1177.6
70107 | CHEROKEE | 70324 | LACOMBE | 230 | 230 | ZoneRD | ZoneRD | 1 | Closed | Line | NO | 0.00043 | 0.00446 | 0.01827 | 435 | 506 | 435
70107 | CHEROKEE | 70200 | GLENNPS | 230 | 230 | ZoneRD | ZoneRD | 1 | Closed | Line | NO | 0.00099 | 0.00951 | 0.02136 | 486 | 569 | 486
70100 | CHATFLD | 70464 | WATERTON | 230 | 230 | ZoneRD | ZoneRD | 1 | Closed | Line | NO | 0.00198 | 0.01639 | 0.03317 | 478 | 553 | 478
70094 | CF&IFURN | 70122 | COMANCHE | 230 | 230 | ZoneRS | ZoneRS | 1 | Closed | Line | NO | 0.00054 | 0.00464 | 0.00891 | 179 | 179 | 179
70088 | GOREPASS | 79142 | HDN EAST | 230 | 230 | ZoneRW | Zone69 | 1 | Closed | Line | NO | 0.0041 | 0.06411 | 0.20395 | 478 | 478 | 478
70088 | GOREPASS | 73072 | GOREPASS | 230 | 138 | ZoneRW | ZoneWC | 1 | Closed | Transformer | YES | 0.00087 | 0.05953 | 0 | 129.5 | 129.5 | 129.5
70078 | CAMEO | 70438 | UINTAH | 230 | 230 | ZoneRW | ZoneRW | 1 | Closed | Line | NO | 0.00491 | 0.0489 | 0.10236 | 316 | 316 | 316
70078 | CAMEO | 70264 | BLUESTON | 230 | 230 | ZoneRW | ZoneRW | 1 | Closed | Line | NO | 0.00446 | 0.03157 | 0.06068 | 397 | 397 | 0
70072 | CABINCRK | 70266 | LOOKOUT | 230 | 230 | ZoneFR | ZoneRD | 1 | Closed | Line | NO | 0.00541 | 0.04457 | 0.09127 | 473 | 473 | 473
70072 | CABINCRK | 70237 | IDAHOSPG | 230 | 230 | ZoneFR | ZoneFR | 1 | Closed | Line | NO | 0.00265 | 0.02191 | 0.04457 | 473 | 555 | 473
70072 | CABINCRK | 70156 | DILLON | 230 | 230 | ZoneFR | ZoneRM | 1 | Closed | Line | NO | 0.00301 | 0.02365 | 0.0858 | 631 | 631 | 631
70067 | BUCKLEY1 | 70512 | JEWELL1 | 230 | 230 | ZoneRD | ZoneRD | 1 | Closed | Line | NO | 0.0012 | 0.00908 | 0.02158 | 504 | 555 | 575
70067 | BUCKLEY1 | 70396 | SMOKYHIL | 230 | 230 | ZoneRD | ZoneRD | 2 | Closed | Line | NO | 0.00097 | 0.008 | 0.01641 | 503 | 553 | 503
70064 | BRECKRDG | 70156 | DILLON | 230 | 230 | ZoneRM | ZoneRM | 1 | Closed | Line | NO | 0.00163 | 0.01281 | 0.04662 | 601 | 637 | 601
70061 | BOONE | 70286 | MIDWAYPS | 230 | 230 | ZoneWP | ZoneRS | 1 | Closed | Line | NO | 0.00751 | 0.06294 | 0.1292 | 319 | 319 | 319
70061 | BOONE | 70254 | LAMAR_CO | 230 | 230 | ZoneWP | ZoneWP | 1 | Closed | Line | NO | 0.01409 | 0.14104 | 0.29856 | 478 | 478 | 478
70061 | BOONE | 70122 | COMANCHE | 230 | 230 | ZoneWP | ZoneRS | 1 | Closed | Line | NO | 0.00468 | 0.03934 | 0.07798 | 319 | 319 | 319
70057 | PTARMGN | 70156 | DILLON | 230 | 230 | ZoneRM | ZoneRM | 1 | Closed | Line | NO | 0.0011 | 0.00936 | 0.01846 | 519 | 570 | 519
22010 | ARTESN | 22832 | SYCAMORE | 230 | 230 | SDG&E Northeast | SDG&E Beach Cities | 1 | Closed | Line | NO | 0.00092 | 0.01092 | 0.04344 | 796 | 796 | 912
70053 | BLUERIVR | 70088 | GOREPASS | 230 | 230 | ZoneRM | ZoneRW | 1 | Closed | Line | NO | 0.0022 | 0.0343 | 0.11213 | 463 | 467 | 463
70053 | BLUERIVR | 70057 | PTARMGN | 230 | 230 | ZoneRM | ZoneRM | 1 | Closed | Line | NO | 0.00208 | 0.01759 | 0.03492 | 468 | 549 | 468
70048 | GREENVAL | 70820 | KEENESBURG | 230 | 230 | ZoneRD | ZoneRN | 2 | Closed | Line | NO | 0.00174 | 0.01952 | 0.07202 | 717 | 717 | 717
22261 | PEN | 22010 | ARTESN | 230 | 230 | SDG&E Northeast | SDG&E Northeast | 1 | Closed | Line | NO | 0.00121 | 0.01444 | 0.0581 | 796 | 912 | 796
42412 | KLAHANIE | 424120 | KLA_SAM_OWN | 230 | 230 | N.KING | N.KING | 1 | Closed | Line | NO | 0.00098 | 0.01294 | 0.02359 | 641.4 | 641.4 | 816.7
70048 | GREENVAL | 70528 | SPRUCE | 230 | 230 | ZoneRD | ZoneRD | 1 | Closed | Line | NO | 0.0019 | 0.02157 | 0.07833 | 717 | 717 | 717
70048 | GREENVAL | 70526 | IMBODEN | 230 | 230 | ZoneRD | ZoneRD | 1 | Closed | Line | NO | 0.00208 | 0.01517 | 0.06387 | 567 | 624 | 567
70048 | GREENVAL | 70192 | FTLUPTON | 230 | 230 | ZoneRD | ZoneRN | 1 | Closed | Line | NO | 0.00344 | 0.02576 | 0.10061 | 570 | 627 | 570
70047 | BARRLAKE | 70610 | REUNION | 230 | 230 | ZoneRD | ZoneRD | 1 | Closed | Line | NO | 0.00177 | 0.01412 | 0.03262 | 478 | 478 | 478
70047 | BARRLAKE | 70048 | GREENVAL | 230 | 230 | ZoneRD | ZoneRD | 1 | Closed | Line | NO | 0.00183 | 0.01438 | 0.03331 | 478 | 478 | 478
21990 | MIDWAY_2 | 21985 | MDWY2_MP | 230 | 230 | IID Imperial Valley Area | IID Imperial Valley Area | 1 | Closed | TransformerWinding | YES | 0.01094 | 0.2958 | 0 | 35 | 35 | 35
70046 | BUCKLEY2 | 70491 | TOLGATE | 230 | 230 | ZoneRD | ZoneRD | 1 | Closed | Line | NO | 0.00071 | 0.00575 | 0.01242 | 484 | 554 | 575
70046 | BUCKLEY2 | 70396 | SMOKYHIL | 230 | 230 | ZoneRD | ZoneRD | 1 | Closed | Line | NO | 0.00097 | 0.0078 | 0.01682 | 503 | 553 | 503
70041 | ARVADA_PS | 70355 | RIDGE | 230 | 230 | ZoneRD | ZoneRD | 1 | Closed | Line | NO | 0.001 | 0.00829 | 0.01702 | 478 | 555 | 478
70041 | ARVADA_PS | 70107 | CHEROKEE | 230 | 230 | ZoneRD | ZoneRD | 1 | Closed | Line | NO | 0.00236 | 0.01954 | 0.0025 | 435 | 478 | 435
70038 | ARAPAHOE | 70527 | SANTEFE | 230 | 230 | ZoneRD | ZoneRD | 1 | Closed | Line | NO | 0.00185 | 0.01501 | 0.03197 | 505 | 556 | 576
70212 | GREENWD | 70038 | ARAPAHOE | 230 | 230 | ZoneRD | ZoneRD | 1 | Closed | Line | NO | 0.0018 | 0.015 | 0.0319 | 576 | 576 | 0
70038 | ARAPAHOE | 70149 | DENVTM | 230 | 230 | ZoneRD | ZoneRD | 1 | Closed | Line | NO | 0.00104 | 0.00964 | 0.02196 | 576 | 576 | 0
70038 | ARAPAHOE | 70141 | DAKOTA | 230 | 230 | ZoneRD | ZoneRD | 1 | Closed | Line | NO | 0.00057 | 0.00533 | 0.01213 | 483 | 494 | 483
70032 | ALMA | 70274 | MALTA | 230 | 230 | ZoneRM | ZoneRM | 1 | Closed | Line | NO | 0.00269 | 0.02121 | 0.07653 | 413 | 484 | 413
70032 | ALMA | 70064 | BRECKRDG | 230 | 230 | ZoneRM | ZoneRM | 1 | Closed | Line | NO | 0.00256 | 0.02004 | 0.07348 | 710 | 797 | 710
70018 | SODALAKE | 70266 | LOOKOUT | 230 | 230 | ZoneRD | ZoneRD | 1 | Closed | Line | NO | 0.00146 | 0.01222 | 0.02447 | 478 | 478 | 478
21699 | MIDWAY230 | 21217 | SONORA_SS | 230 | 230 | IID Coachella Valley Area | IID Imperial Valley Area | 1 | Closed | Line | NO | 0.00028 | 0.00375 | 0.00809 | 272 | 272 | 272
70018 | SODALAKE | 70100 | CHATFLD | 230 | 230 | ZoneRD | ZoneRD | 1 | Closed | Line | NO | 0.00092 | 0.00764 | 0.01593 | 483 | 552 | 483
70013 | TWNBUTT2 | 70700 | CO_GRN | 230 | 230 | ZoneWP | ZoneWP | 1 | Closed | Line | NO | 0.00162 | 0.0117 | 0.02269 | 494 | 577 | 494
70013 | TWNBUTT2 | 70254 | LAMAR_CO | 230 | 230 | ZoneWP | ZoneWP | 1 | Closed | Line | NO | 0.00149 | 0.01034 | 0.02005 | 494 | 577 | 494
70009 | CRAIG_YV | 79013 | CRAIG | 230 | 230 | ZoneRW | ZoneR4 | 1 | Closed | Line | NO | 8e-05 | 0.00082 | 0.0016 | 159 | 270 | 159
21217 | SONORA_SS | 21218 | SONORA | 230 | 230 | IID Imperial Valley Area | IID Imperial Valley Area | 1 | Closed | Line | NO | 0 | 0.0004 | 0 | 54.4 | 54.4 | 54.4
69799 | BOWLER FLATS | 69800 | PRYOR MTN_LS | 230 | 230 | WY NORTH | WY NORTH | 1 | Closed | Line | NO | 0.0015 | 0.01383 | 0.02774 | 296 | 464 | 296
42373 | POISN SP | 42374 | SCHNEBLY | 230 | 230 | N.KING | N.KING | 1 | Closed | Line | NO | 0.00043 | 0.00353 | 0.01395 | 300 | 300 | 300
42373 | POISN SP | 42363 | WLD HORS | 230 | 230 | N.KING | N.KING | 1 | Closed | Line | NO | 0.00071 | 0.00656 | 0.01339 | 433 | 433 | 510.3
69744 | ROOT CK | 69745 | AMASA | 230 | 230 | WY EAST | WY EAST | 1 | Closed | Line | NO | 0.00118 | 0.00715 | 0.01364 | 159 | 159 | 198
42361 | WIND RDG | 46169 | WANAPUM | 230 | 230 | N.KING | Grant County, WA | 1 | Closed | Line | NO | 0.00171 | 0.02374 | 0.08255 | 550 | 550 | 637.4
42361 | WIND RDG | 42373 | POISN SP | 230 | 230 | N.KING | N.KING | 1 | Closed | Line | NO | 0.00065 | 0.00595 | 0.01218 | 561.7 | 561.7 | 661.7
42361 | WIND RDG | 42362 | WIND RDG | 230 | 115 | N.KING | N.KING | 1 | Closed | Transformer | YES | 0.00052 | 0.02824 | 0 | 350 | 385 | 416
78010 | RAWHIDE | 78070 | LAPORTE | 230 | 230 | PRPA | PRPA | 2 | Closed | Line | NO | 0.00382 | 0.02978 | 0.05924 | 476 | 476 | 476
69107 | LIMA | 69139 | ROBRSNCK | 230 | 230 | WY NAUGHTON | WY NAUGHTON | 1 | Closed | Line | NO | 0.00025 | 0.00229 | 0.00476 | 444 | 478 | 593
69089 | 3BUTTES | 69512 | LATIGO | 230 | 230 | WY EAST | WY EAST | 1 | Closed | Line | NO | 0.00259 | 0.01621 | 0.03715 | 110 | 110 | 110
69028 | SHIRLYBS | 69029 | DUNLAP | 230 | 230 | WY EAST | WY EAST | 1 | Closed | Line | NO | 0.00289 | 0.01743 | 0.03325 | 299 | 299 | 370
21121 | NELSON_SS | 21699 | MIDWAY230 | 230 | 230 | IID Imperial Valley Area | IID Coachella Valley Area | 2 | Closed | Line | NO | 0.00293 | 0.02283 | 0.04599 | 399 | 451 | 399
67946 | FREEZOUT | 69143 | STNDPIPE | 230 | 230 | WY EAST | WY EAST | 1 | Closed | Line | NO | 0.00093 | 0.01235 | 0.04739 | 867 | 1092 | 1295
67946 | FREEZOUT | 69106 | 7MIHILL | 230 | 230 | WY EAST | WY EAST | 1 | Closed | Line | NO | 1e-05 | 0.00011 | 0.00025 | 270 | 270 | 371
21121 | NELSON_SS | 21699 | MIDWAY230 | 230 | 230 | IID Imperial Valley Area | IID Coachella Valley Area | 1 | Closed | Line | NO | 0.00293 | 0.02283 | 0.04599 | 399 | 451 | 399
67814 | WINDSTAR | 76400 | PUMPKIN_BTS | 230 | 230 | WY EAST | ZoneEW | 1 | Closed | Line | NO | 0.00951 | 0.08559 | 0.1808 | 490 | 490 | 684
21690 | HIGHLINE | 21121 | NELSON_SS | 230 | 230 | IID Imperial Valley Area | IID Imperial Valley Area | 2 | Closed | Line | NO | 0.00293 | 0.02283 | 0.04599 | 399 | 451 | 399
67814 | WINDSTAR | 69508 | TOPOFWLD | 230 | 230 | WY EAST | WY EAST | 1 | Closed | Line | NO | 0.00121 | 0.00827 | 0.02202 | 219 | 219 | 219
67814 | WINDSTAR | 69000 | GLENROCK | 230 | 230 | WY EAST | WY EAST | 1 | Closed | Line | NO | 0.00206 | 0.01815 | 0.0399 | 371 | 371 | 371
67796 | AEOLUS | 69028 | SHIRLYBS | 230 | 230 | WY EAST | WY EAST | 2 | Closed | Line | NO | 0.00137 | 0.01768 | 0.06619 | 1422 | 1702 | 1756
999930 | BOTHRN11 | 42321 | HRNCHTAP | 230 | 230 | N.KING | N.KING | 1 | Closed | Line | NO | 0.00131 | 0.01091 | 0.03919 | 683.6 | 683.6 | 877.2
42320 | HORSRNCH | 409630 | HOR_HRJ_CIO | 230 | 230 | N.KING | Seattle Area, Olympic Peninsula | 1 | Closed | Line | NO | 0.0004 | 0.00491 | 0.0109 | 816.7 | 816.7 | 919.4
42320 | HORSRNCH | 42321 | HRNCHTAP | 230 | 230 | N.KING | N.KING | 1 | Closed | Line | NO | 6e-05 | 0.00065 | 0.00157 | 956 | 956 | 956
21690 | HIGHLINE | 21121 | NELSON_SS | 230 | 230 | IID Imperial Valley Area | IID Imperial Valley Area | 1 | Closed | Line | NO | 0.00293 | 0.02283 | 0.04599 | 399 | 451 | 399
42319 | SAMMSH E | 424120 | KLA_SAM_OWN | 230 | 230 | N.KING | N.KING | 1 | Closed | Line | NO | 0.00084 | 0.0119 | 0.02398 | 706.3 | 706.3 | 830.6
42319 | SAMMSH E | 42323 | SAMMSH E | 230 | 115 | N.KING | N.KING | 1 | Closed | Transformer | YES | 0.0005 | 0.02894 | 0 | 370 | 388 | 464
67730 | CHIMBUT | 67731 | CIMAREX | 230 | 230 | WY NAUGHTON | WY NAUGHTON | 1 | Closed | Line | NO | 0.00253 | 0.02292 | 0.04809 | 90 | 90 | 111
42318 | SAMMSH W | 42322 | SAMMSH W | 230 | 115 | N.KING | N.KING | 2 | Closed | Transformer | YES | 0.00051 | 0.02908 | 0 | 369 | 387 | 453
21120 | VIKING | 21121 | NELSON_SS | 230 | 230 | IID Imperial Valley Area | IID Imperial Valley Area | 1 | Closed | Line | NO | 0.00036 | 0.00081 | 0.0013 | 178 | 205 | 178
67710 | TB FLAT 1&2 | 67711 | TB FLAT 1 | 230 | 230 | WY EAST | WY EAST | 1 | Closed | Line | NO | 0 | 0.0006 | 0 | 444 | 557 | 557
67684 | EKOLA FLAT | 67796 | AEOLUS | 230 | 230 | WY EAST | WY EAST | 1 | Closed | Line | NO | 0.00024 | 0.00143 | 0.00274 | 339 | 423 | 499
67673 | LIGHT CREEK | 67814 | WINDSTAR | 230 | 230 | WY EAST | WY EAST | 1 | Closed | Line | NO | 0.00164 | 0.02109 | 0.08627 | 559 | 688 | 688
67673 | LIGHT CREEK | 67680 | CLAUSEN | 230 | 230 | WY EAST | WY EAST | 1 | Closed | Line | NO | 0.00089 | 0.00845 | 0.01884 | 460 | 506 | 460
78072 | COLLEGLK | 78075 | DIXON CK | 230 | 230 | PRPA | PRPA | 1 | Closed | Line | NO | 0.00049 | 0.00359 | 0.0076 | 476 | 476 | 476
42312 | CASCADEP | 46831 | ROCKYRH1 | 230 | 230 | N.KING | Central Washington | 1 | Closed | Line | NO | 0.00923 | 0.08486 | 0.17055 | 452.2 | 452.2 | 580
42568 | BALDI | 42312 | CASCADEP | 230 | 230 | S.KINGI | N.KING | 1 | Closed | Line | NO | 0.00632 | 0.06286 | 0.12856 | 452.2 | 452.2 | 580
42312 | CASCADEP | 42315 | CASCADEP | 230 | 115 | N.KING | N.KING | 1 | Closed | Transformer | YES | 0.0071 | 0.1495 | 0 | 54 | 62 | 63
21076 | RAMON230 | 24806 | MIRAGE | 230 | 230 | IID Coachella Valley Area | SCE EASTERN 500/230kV | 1 | Closed | Line | NO | 4e-05 | 0.00033 | 0.00131 | 778 | 778 | 778
67499 | LATHAM | 67530 | ECHOSPRG | 230 | 230 | WY CENTRAL | WY CENTRAL | 1 | Closed | Line | NO | 0.00071 | 0.00647 | 0.0134 | 428 | 557 | 608
21076 | RAMON230 | 21476 | VEGA_C1S | 230 | 230 | IID Coachella Valley Area | IID Coachella Valley Area | 1 | Closed | Line | NO | 7e-05 | 0.00434 | 0.00076 | 582 | 776 | 582
15235 | DBG | 14647 | DBGAPS | 230 | 230 | SRP EHV 230 KV | APS | 1 | Closed | Line | NO | 0 | 0.0003 | 0 | 358 | 358 | 358
42304 | NOVELTY | 407470 | MON_NOV_CIO | 230 | 230 | N.KING | Seattle Area, Olympic Peninsula | 1 | Closed | Line | NO | 3e-05 | 0.00039 | 0.00078 | 706.3 | 706.3 | 830.6
42304 | NOVELTY | 42305 | NOVELTY | 230 | 115 | N.KING | N.KING | 1 | Closed | Transformer | YES | 0.00051 | 0.02861 | 0 | 373 | 397 | 440
21033 | CLPATRIA_SS | 21990 | MIDWAY_2 | 230 | 230 | IID Imperial Valley Area | IID Imperial Valley Area | 1 | Closed | Line | NO | 0 | 0.0004 | 0 | 538 | 538 | 538
21033 | CLPATRIA_SS | 21986 | MIDWAY_1 | 230 | 230 | IID Imperial Valley Area | IID Imperial Valley Area | 1 | Closed | Line | NO | 0.00012 | 4e-05 | 0.00493 | 56 | 56 | 56
366359 | Q1398 | 30994 | WHEELER | 230 | 230 | Conf Load (Kern) | Conf Load (Kern) | 1 | Closed | Line | NO | 0.00052 | 0.00298 | 0.0057 | 295 | 338 | 433
42500 | TALBOT230 | 42302 | RICHCREEK | 230 | 230 | S.KING | N.KING | 2 | Closed | Line | NO | 0.00108 | 0.01197 | 0.02892 | 968 | 968 | 1021
38655 | WND GPJ2 | 30994 | WHEELER | 230 | 230 | Conf Load (Kern) | Conf Load (Kern) | 1 | Closed | Line | NO | 0.00092 | 0.0072 | 0.015 | 328.6 | 388.4 | 423.9
21033 | CLPATRIA_SS | 21879 | MIDWAY_3 | 230 | 230 | IID Imperial Valley Area | IID Imperial Valley Area | 1 | Closed | Line | NO | 0.00012 | 0.00046 | 0.0035 | 391 | 391 | 391
42500 | TALBOT230 | 42302 | RICHCREEK | 230 | 230 | S.KING | N.KING | 1 | Closed | Line | NO | 0.00109 | 0.01196 | 0.02892 | 968 | 968 | 1021
42302 | RICHCREEK | 42303 | LAKESIDE | 230 | 115 | N.KING | N.KING | 1 | Closed | Transformer | YES | 0.00047 | 0.02901 | 0 | 365 | 365 | 398
38650 | WND GPJ1 | 30994 | WHEELER | 230 | 230 | Conf Load (Kern) | Conf Load (Kern) | 1 | Closed | Line | NO | 0.00092 | 0.0072 | 0.015 | 328.6 | 388.4 | 423.9
30971 | MIDWAY-F | 30977 | MIDWAY-R13 | 230 | 230 | Conf Load (Kern) | Conf Load (Kern) | 1 | Closed | Line | NO | 0 | 0.01701 | 0 | 1593.5 | 1593.5 | 1593.5
21033 | CLPATRIA_SS | 21675 | HUDSON_RANCH | 230 | 230 | IID Imperial Valley Area | IID Imperial Valley Area | 1 | Closed | Line | NO | 0.00037 | 0.00497 | 0.01073 | 398 | 398 | 398
15210 | KYR-WEST | 14642 | OCO C | 230 | 230 | SRP EHV 230 KV | APS | 1 | Closed | Line | NO | 0.00436 | 0.02881 | 0.05528 | 347.7 | 385.2 | 347.7
42300 | SAMMAMSH | 42319 | SAMMSH E | 230 | 230 | PSEOTHER | N.KING | 1 | Closed | Line | NO | 0 | 0.0001 | 0 | 1291 | 1291 | 1554
42300 | SAMMAMSH | 42318 | SAMMSH W | 230 | 230 | PSEOTHER | N.KING | 1 | Closed | Line | NO | 0 | 0.0001 | 0 | 860 | 860 | 1036
42304 | NOVELTY | 42300 | SAMMAMSH | 230 | 230 | N.KING | PSEOTHER | 2 | Closed | Line | NO | 0.00082 | 0.01157 | 0.02335 | 706.3 | 706.3 | 830.6
30970 | MIDWAY-E | 30975 | MIDWAY-R11 | 230 | 230 | Conf Load (Kern) | Conf Load (Kern) | 1 | Closed | Line | NO | 0 | 0.01701 | 0 | 1593.5 | 1593.5 | 1593.5
21217 | SONORA_SS | 21033 | CLPATRIA_SS | 230 | 230 | IID Imperial Valley Area | IID Imperial Valley Area | 1 | Closed | Line | NO | 0.00063 | 0.00845 | 0.01824 | 398 | 398 | 398
30970 | MIDWAY-E | 30971 | MIDWAY-F | 230 | 230 | Conf Load (Kern) | Conf Load (Kern) | 2 | Closed | Line | NO | 0 | 0.00031 | 0 | 1593 | 1593 | 1593
30970 | MIDWAY-E | 30971 | MIDWAY-F | 230 | 230 | Conf Load (Kern) | Conf Load (Kern) | 1 | Closed | Line | NO | 0 | 0.00031 | 0 | 1593 | 1593 | 1593
21028 | CITIZENS | 21699 | MIDWAY230 | 230 | 230 | IID Imperial Valley Area | IID Coachella Valley Area | 1 | Closed | Line | NO | 2e-05 | 0.001 | 0.00011 | 257 | 257 | 257
14642 | OCO C | 14641 | OCO N | 230 | 230 | APS | APS | 1 | Closed | Line | NO | 0 | 0.0003 | 0 | 636 | 636 | 636
30969 | MIDWAY-DBAAH | 30973 | SUNST | 230 | 230 | Conf Load (Kern) | Conf Load (Kern) | 1 | Closed | Line | NO | 0.0005 | 0.00077 | 0 | 380 | 451 | 597.6
38605 | BUENAVJ2 | 30968 | MIDWAY-DDBSB | 230 | 230 | Conf Load (Kern) | Conf Load (Kern) | 1 | Closed | Line | NO | 0.00397 | 0.03078 | 0.06749 | 328.6 | 388.4 | 512.7
21028 | CITIZENS | 21030 | CTZNS_MP | 230 | 230 | IID Imperial Valley Area | IID Imperial Valley Area | 1 | Closed | TransformerWinding | YES | 0.00718 | 0.25063 | 0 | 31.6 | 31.6 | 31.6
66763 | RND VLLY | 66765 | SPAR CYN | 230 | 230 | ID BPA | ID BPA | 1 | Closed | Line | NO | 0.00287 | 0.01839 | 0.03262 | 426.3 | 426.3 | 549.8
623002 | PHSHFT STMPL | 66750 | YELOWTLP | 230 | 230 | BILLINGS_MT | WY NORTH | 1 | Closed | Line | NO | 0.00713 | 0.06435 | 0.13672 | 318.7 | 478 | 318.7
38600 | BUENAVJ1 | 30968 | MIDWAY-DDBSB | 230 | 230 | Conf Load (Kern) | Conf Load (Kern) | 1 | Closed | Line | NO | 0.00397 | 0.03078 | 0.06749 | 328.6 | 388.4 | 512.7
66750 | YELOWTLP | 69799 | BOWLER FLATS | 230 | 230 | WY NORTH | WY NORTH | 1 | Closed | Line | NO | 0.00656 | 0.05929 | 0.12309 | 319 | 414 | 319
66750 | YELOWTLP | 66755 | YELOWTLP | 230 | 161 | WY NORTH | WY NORTH | 1 | Closed | Transformer | YES | 0.00174 | 0.06198 | 0 | 100 | 112 | 120
66745 | YELLOWCK | 67814 | WINDSTAR | 230 | 230 | WY EAST | WY EAST | 1 | Closed | Line | NO | 0.00291 | 0.02632 | 0.05447 | 409 | 442 | 442
22356 | IMPRLVLY | 21025 | ELCENTSW | 230 | 230 | SDG&E Bulk Power | IID Imperial Valley Area | 1 | Closed | Line | NO | 0.00379 | 0.025 | 0.0561 | 370 | 407 | 370
14640 | OCO S | 14642 | OCO C | 230 | 230 | APS | APS | 1 | Closed | Line | NO | 0 | 0.0003 | 0 | 636 | 636 | 636
66725 | WYODAK | 74030 | DONKYCRK | 230 | 230 | WY EAST | ZoneBK | 2 | Closed | Line | NO | 0.00016 | 0.00143 | 0.00301 | 478 | 478 | 478
66725 | WYODAK | 74030 | DONKYCRK | 230 | 230 | WY EAST | ZoneBK | 1 | Closed | Line | NO | 0.00014 | 0.001 | 0.0025 | 446 | 446 | 446
66725 | WYODAK | 73294 | HUGHES | 230 | 230 | WY EAST | ZoneBK | 1 | Closed | Line | NO | 0.00152 | 0.01359 | 0.02891 | 423 | 423 | 423
66725 | WYODAK | 73148 | OSAGE | 230 | 230 | WY EAST | ZoneBK | 1 | Closed | Line | NO | 0.00906 | 0.08101 | 0.17239 | 423 | 423 | 423
30968 | MIDWAY-DDBSB | 30976 | MIDWAY-R12 | 230 | 230 | Conf Load (Kern) | Conf Load (Kern) | 1 | Closed | Line | NO | 0 | 0.01701 | 0 | 1593.5 | 1593.5 | 1593.5
30968 | MIDWAY-DDBSB | 30970 | MIDWAY-E | 230 | 230 | Conf Load (Kern) | Conf Load (Kern) | 2 | Closed | Line | NO | 0 | 0.00031 | 0 | 1593 | 1593 | 1593
30968 | MIDWAY-DDBSB | 30970 | MIDWAY-E | 230 | 230 | Conf Load (Kern) | Conf Load (Kern) | 1 | Closed | Line | NO | 0 | 0.00031 | 0 | 1593 | 1593 | 1593
21007 | CVSUB230 | 24806 | MIRAGE | 230 | 230 | IID Coachella Valley Area | SCE EASTERN 500/230kV | 1 | Closed | Line | NO | 0.00241 | 0.02073 | 0.08128 | 1027 | 1027 | 1027
30968 | MIDWAY-DDBSB | 30969 | MIDWAY-DBAAH | 230 | 230 | Conf Load (Kern) | Conf Load (Kern) | 2 | Closed | Line | NO | 0 | 0.00031 | 0 | 1593 | 1593 | 1593
66630 | W CEDAR | 66635 | W CEDAR | 230 | 138 | UT SIGURD | UT SIGURD | 1 | Closed | Transformer | YES | 0 | 0.0714 | 0 | 131 | 146.7 | 157.2
30968 | MIDWAY-DDBSB | 30969 | MIDWAY-DBAAH | 230 | 230 | Conf Load (Kern) | Conf Load (Kern) | 1 | Closed | Line | NO | 0 | 0.00031 | 0 | 1593 | 1593 | 1593
21007 | CVSUB230 | 21699 | MIDWAY230 | 230 | 230 | IID Coachella Valley Area | IID Coachella Valley Area | 2 | Closed | Line | NO | 0.00528 | 0.05976 | 0.21744 | 637 | 637 | 637
30951 | BKRSFLDB | 30950 | BKRSFLDA | 230 | 230 | Conf Load (Kern) | Conf Load (Kern) | 1 | Open | Line | NO | 0.0005 | 0.0005 | 0 | 637 | 637 | 637
30948 | ELKHIL_G | 34817 | OXY_230 | 230 | 230 | Conf Load (Kern) | Conf Load (Kern) | 1 | Closed | Line | NO | 3e-05 | 0.00038 | 0.00302 | 596.4 | 596.4 | 747.7
21007 | CVSUB230 | 21699 | MIDWAY230 | 230 | 230 | IID Coachella Valley Area | IID Coachella Valley Area | 1 | Closed | Line | NO | 0.00528 | 0.05976 | 0.21744 | 637 | 637 | 637
30948 | ELKHIL_G | 30971 | MIDWAY-F | 230 | 230 | Conf Load (Kern) | Conf Load (Kern) | 2 | Closed | Line | NO | 0.00104 | 0.01206 | 0.10429 | 596.4 | 596.4 | 747.7
66565 | TREASTON | 98273 | mid_98273 | 230 | 230 | ID SPC | ID SPC | 2 | Closed | TransformerWinding | YES | 0.00023 | 0.03373 | 0 | 299 | 334.9 | 358.8
66565 | TREASTON | 69520 | SUNBEAM | 230 | 230 | ID SPC | ID SPC | 1 | Closed | Line | NO | 0.01461 | 0.09088 | 0.16351 | 339 | 423 | 494
30948 | ELKHIL_G | 30971 | MIDWAY-F | 230 | 230 | Conf Load (Kern) | Conf Load (Kern) | 1 | Closed | Line | NO | 0.00104 | 0.01206 | 0.10429 | 596.4 | 596.4 | 747.7
21007 | CVSUB230 | 21076 | RAMON230 | 230 | 230 | IID Coachella Valley Area | IID Coachella Valley Area | 1 | Closed | Line | NO | 0.00247 | 0.02094 | 0.08205 | 788 | 975 | 788
30970 | MIDWAY-E | 30946 | LAPALOMA | 230 | 230 | Conf Load (Kern) | Conf Load (Kern) | 1 | Closed | Line | NO | 0.0007 | 0.0139 | 0.0574 | 987.1 | 1180.7 | 1578.3
30969 | MIDWAY-DBAAH | 30946 | LAPALOMA | 230 | 230 | Conf Load (Kern) | Conf Load (Kern) | 2 | Closed | Line | NO | 0.0007 | 0.0139 | 0.0574 | 1280.3 | 1280.3 | 1593.4
20492 | CBC-TAP | 20493 | CBC-230 | 230 | 230 | ZoneMX | ZoneMX | 1 | Closed | Line | NO | 1e-05 | 9e-05 | 0.00018 | 418 | 460 | 418
30946 | LAPALOMA | 30947 | TEX_SUN | 230 | 230 | Conf Load (Kern) | Conf Load (Kern) | 2 | Closed | Line | NO | 0.00136 | 0.01498 | 0.0306 | 370 | 590 | 440
30946 | LAPALOMA | 30947 | TEX_SUN | 230 | 230 | Conf Load (Kern) | Conf Load (Kern) | 1 | Closed | Line | NO | 0.00136 | 0.01498 | 0.0306 | 370 | 590 | 440
20460 | VPA-230 | 20492 | CBC-TAP | 230 | 230 | ZoneMX | ZoneMX | 1 | Closed | Line | NO | 0.00089 | 0.00587 | 0.01157 | 418 | 460 | 418
20391 | CHQ-230 | 20371 | VIC-230 | 230 | 230 | ZoneSN | ZoneSN | 1 | Open | Line | NO | 0.00127 | 0.00989 | 0.02022 | 418 | 460 | 418
30968 | MIDWAY-DDBSB | 30945 | KERN PP | 230 | 230 | Conf Load (Kern) | Conf Load (Kern) | 3 | Closed | Line | NO | 0.00192 | 0.0205 | 0.08723 | 657.3 | 776.8 | 1025.4
30950 | BKRSFLDA | 30945 | KERN PP | 230 | 230 | Conf Load (Kern) | Conf Load (Kern) | 2 | Closed | Line | NO | 0.00179 | 0.00921 | 0.01984 | 328.6 | 388.4 | 512.7
30970 | MIDWAY-E | 30944 | BKRSFDJ2 | 230 | 230 | Conf Load (Kern) | Conf Load (Kern) | 1 | Closed | Line | NO | 0.00192 | 0.02012 | 0.08599 | 657.3 | 776.8 | 796.7
30951 | BKRSFLDB | 30944 | BKRSFDJ2 | 230 | 230 | Conf Load (Kern) | Conf Load (Kern) | 1 | Closed | Line | NO | 0.00127 | 0.00972 | 0.02136 | 328.7 | 388.4 | 512.7
30945 | KERN PP | 30944 | BKRSFDJ2 | 230 | 230 | Conf Load (Kern) | Conf Load (Kern) | 1 | Closed | Line | NO | 0.00062 | 0.00487 | 0.04268 | 478 | 478 | 478
30971 | MIDWAY-F | 30942 | STCKDLJ1 | 230 | 230 | Conf Load (Kern) | Conf Load (Kern) | 1 | Closed | Line | NO | 0.00292 | 0.02198 | 0.0864 | 591.2 | 677.2 | 796.7
30950 | BKRSFLDA | 30942 | STCKDLJ1 | 230 | 230 | Conf Load (Kern) | Conf Load (Kern) | 1 | Open | Line | NO | 0.00125 | 0.00947 | 0.02214 | 328.7 | 388.4 | 512.7
20238 | HRA-230 | 20392 | TOY-230 | 230 | 230 | ZoneTJ | ZoneTJ | 1 | Closed | Line | NO | 0.00085 | 0.00671 | 0.01229 | 418 | 460 | 418
30945 | KERN PP | 30942 | STCKDLJ1 | 230 | 230 | Conf Load (Kern) | Conf Load (Kern) | 1 | Closed | Line | NO | 9e-05 | 0.00058 | 0.00119 | 478 | 478 | 478
30941 | STCKDLEB | 30945 | KERN PP | 230 | 230 | Conf Load (Kern) | Conf Load (Kern) | 1 | Closed | Line | NO | 0.00129 | 0.01037 | 0.02034 | 328.7 | 388.4 | 512.7
66345 | SIGURD | 66355 | SIGURDPS | 230 | 230 | UT SIGURD | UT SIGURD | 1 | Closed | Transformer | YES | 0.0014 | 0.04448 | 0 | 303 | 379 | 303
30940 | STCKDLEA | 30945 | KERN PP | 230 | 230 | Conf Load (Kern) | Conf Load (Kern) | 1 | Closed | Line | NO | 0.00124 | 0.00957 | 0.02125 | 295.6 | 338.6 | 433.8
66345 | SIGURD | 66350 | SIGURD | 230 | 138 | UT SIGURD | UT SIGURD | 2 | Closed | Transformer | YES | 0.00396 | 0.12444 | 0 | 75 | 84 | 90
66345 | SIGURD | 66350 | SIGURD | 230 | 138 | UT SIGURD | UT SIGURD | 1 | Closed | Transformer | YES | 0.00395 | 0.12444 | 0 | 75 | 84 | 90
30940 | STCKDLEA | 30941 | STCKDLEB | 230 | 230 | Conf Load (Kern) | Conf Load (Kern) | 1 | Closed | Line | NO | 0.0005 | 0.0005 | 0 | 328.7 | 388.4 | 512.7
42113 | FREDONIA | 42104 | MARCH PT | 230 | 230 | SKAGIT | SKAGIT | 1 | Closed | Line | NO | 0.00099 | 0.00833 | 0.01994 | 561.7 | 561.7 | 661.7
66335 | SHERIDAN | 76312 | TONGRIVR | 230 | 230 | WY NORTH | ZoneBK | 1 | Closed | Line | NO | 0.00173 | 0.01738 | 0.03559 | 478 | 478 | 478
30935 | ARCO | 30970 | MIDWAY-E | 230 | 230 | Conf Load (Kern) | Conf Load (Kern) | 1 | Closed | Line | NO | 0.01131 | 0.06497 | 0.12416 | 295.6 | 338.6 | 433.8
66335 | SHERIDAN | 66750 | YELOWTLP | 230 | 230 | WY NORTH | WY NORTH | 1 | Closed | Line | NO | 0.01536 | 0.08837 | 0.18571 | 339 | 376 | 475
42100 | SEDRO | 400950 | SED_BHM_CIO | 230 | 230 | SKAGIT | WHATCOM | 1 | Closed | Line | NO | 1e-05 | 0.00015 | 0.00034 | 561.7 | 561.7 | 661.7
42321 | HRNCHTAP | 42100 | SEDRO | 230 | 230 | N.KING | SKAGIT | 1 | Closed | Line | NO | 0.0048 | 0.03844 | 0.16621 | 613.1 | 613.1 | 796.7
42320 | HORSRNCH | 42100 | SEDRO | 230 | 230 | N.KING | SKAGIT | 1 | Closed | Line | NO | 0.00484 | 0.03909 | 0.16439 | 561.7 | 561.7 | 661.7
66305 | RIVERTON | 66535 | THERMOPL | 230 | 230 | WY EAST | WY NORTH | 1 | Closed | Line | NO | 0.00902 | 0.07328 | 0.15009 | 376 | 412 | 488
42100 | SEDRO | 42120 | SEDRO E | 230 | 115 | SKAGIT | SKAGIT | 2 | Closed | Transformer | YES | 0.0005 | 0.02892 | 0 | 369 | 390 | 436
30925 | DIABLOCN | 30930 | MESA PGE | 230 | 230 | Conf Load (Los Padres) | Conf Load (Los Padres) | 1 | Closed | Line | NO | 0.0073 | 0.05755 | 0.12285 | 366.5 | 420.3 | 478
42100 | SEDRO | 42119 | SEDRO W | 230 | 115 | SKAGIT | SKAGIT | 1 | Closed | Transformer | YES | 0.0005 | 0.0289 | 0 | 368 | 386 | 459
42113 | FREDONIA | 42100 | SEDRO | 230 | 230 | SKAGIT | SKAGIT | 1 | Closed | Line | NO | 0.00369 | 0.01851 | 0.0631 | 541.8 | 541.8 | 639.8
30921 | TOPAZA | 30922 | TOPAZB | 230 | 230 | Conf Load (Los Padres) | Conf Load (Los Padres) | 1 | Open | Line | NO | 2e-05 | 0.0003 | 0 | 806.7 | 1072.8 | 806.7
42100 | SEDRO | 42103 | SEDRO# | 230 | 230 | SKAGIT | SKAGIT | 1 | Closed | Line | NO | 2e-05 | 0.00024 | 0.00054 | 613.1 | 613.1 | 796.7
30918 | CALNTESS | 30968 | MIDWAY-DDBSB | 230 | 230 | Conf Load (Los Padres) | Conf Load (Kern) | 2 | Closed | Line | NO | 0.00524 | 0.03836 | 0.07557 | 683 | 683 | 746
30918 | CALNTESS | 30968 | MIDWAY-DDBSB | 230 | 230 | Conf Load (Los Padres) | Conf Load (Kern) | 1 | Closed | Line | NO | 0.00524 | 0.03836 | 0.07557 | 683 | 683 | 746
20177 | PID-230 | 20454 | SRY-230 | 230 | 230 | ZoneSN | ZoneSN | 1 | Closed | Line | NO | 0.00197 | 0.01529 | 0.03126 | 418 | 460 | 418
30918 | CALNTESS | 30919 | CVSR | 230 | 230 | Conf Load (Los Padres) | Conf Load (Los Padres) | 1 | Closed | Line | NO | 0.00167 | 0.01314 | 0.00846 | 331 | 482 | 331
30916 | SOLARSS | 30922 | TOPAZB | 230 | 230 | Conf Load (Los Padres) | Conf Load (Los Padres) | 1 | Closed | Line | NO | 2e-05 | 0.0003 | 0.00035 | 806.7 | 1072.8 | 806.7
20177 | PID-230 | 20391 | CHQ-230 | 230 | 230 | ZoneSN | ZoneSN | 1 | Closed | Line | NO | 0.00457 | 0.03589 | 0.03665 | 418 | 460 | 418
66270 | RAILROAD | 66275 | RAILRDPP | 230 | 138 | WY NAUGHTON | WY NAUGHTON | 1 | Closed | Transformer | YES | 0.00015 | 0.00708 | 0 | 448 | 501.8 | 537.6
66266 | RAVEN | 66670 | WESTVACO | 230 | 230 | WY TRONA | WY TRONA | 1 | Closed | Line | NO | 7e-05 | 0.0006 | 0.00125 | 399 | 555 | 606
30916 | SOLARSS | 30921 | TOPAZA | 230 | 230 | Conf Load (Los Padres) | Conf Load (Los Padres) | 1 | Closed | Line | NO | 2e-05 | 0.0003 | 0.00035 | 806.7 | 1072.8 | 806.7
66250 | PT ROCKS | 67529 | BITR CRK | 230 | 230 | WY CENTRAL | WY CENTRAL | 1 | Closed | Line | NO | 0.00197 | 0.01786 | 0.03692 | 428 | 557 | 608
66250 | PT ROCKS | 66315 | ROCKSPGS | 230 | 230 | WY CENTRAL | WY CENTRAL | 1 | Closed | Line | NO | 0.0042 | 0.03776 | 0.0829 | 458 | 564 | 621
30916 | SOLARSS | 30918 | CALNTESS | 230 | 230 | Conf Load (Los Padres) | Conf Load (Los Padres) | 2 | Closed | Line | NO | 0.00181 | 0.01328 | 0.02616 | 683 | 683 | 746
66240 | PLATTE | 67499 | LATHAM | 230 | 230 | WY CENTRAL | WY CENTRAL | 1 | Closed | Line | NO | 0.00545 | 0.04935 | 0.10213 | 473 | 607 | 660
30916 | SOLARSS | 30918 | CALNTESS | 230 | 230 | Conf Load (Los Padres) | Conf Load (Los Padres) | 1 | Closed | Line | NO | 0.00181 | 0.01328 | 0.02616 | 683 | 683 | 746
20177 | PID-230 | 20178 | PID-161 | 230 | 161 | ZoneSN | ZoneSN | 1 | Closed | Transformer | YES | 0.00063 | 0.02536 | 0 | 225 | 270 | 225
30915 | MORROBAY | 30930 | MESA PGE | 230 | 230 | Conf Load (Los Padres) | Conf Load (Los Padres) | 1 | Closed | Line | NO | 0.00636 | 0.04887 | 0.10946 | 366.5 | 420.3 | 512.7
30915 | MORROBAY | 30925 | DIABLOCN | 230 | 230 | Conf Load (Los Padres) | Conf Load (Los Padres) | 1 | Closed | Line | NO | 0.00288 | 0.02312 | 0.04788 | 366.5 | 420.3 | 478
30915 | MORROBAY | 30916 | SOLARSS | 230 | 230 | Conf Load (Los Padres) | Conf Load (Los Padres) | 2 | Closed | Line | NO | 0.0083 | 0.06822 | 0.13406 | 328.6 | 388.4 | 478
20470 | SIS-230 | 20154 | SIS-161 | 230 | 161 | ZoneMX | ZoneMX | 2 | Closed | Transformer | YES | 0.00063 | 0.02528 | 0 | 225 | 270 | 225
66210 | PAVANT | 68168 | BLACKROC | 230 | 230 | UT PAV BLACK | UT PAV BLACK | 1 | Closed | Line | NO | 0.00529 | 0.03226 | 0.05969 | 291 | 343 | 470
66210 | PAVANT | 66345 | SIGURD | 230 | 230 | UT PAV BLACK | UT SIGURD | 1 | Closed | Line | NO | 0.01068 | 0.06517 | 0.12058 | 290 | 343 | 469
30915 | MORROBAY | 30916 | SOLARSS | 230 | 230 | Conf Load (Los Padres) | Conf Load (Los Padres) | 1 | Closed | Line | NO | 0.0083 | 0.06822 | 0.13406 | 328.6 | 388.4 | 478
365531 | Q954 | 30906 | GATES F | 230 | 230 | Conf Load (Fresno) | Conf Load (Fresno) | 1 | Closed | Line | NO | 0.00291 | 0.00764 | 0.01397 | 230 | 230 | 230
20470 | SIS-230 | 20154 | SIS-161 | 230 | 161 | ZoneMX | ZoneMX | 1 | Closed | Transformer | YES | 0.00063 | 0.02528 | 0 | 225 | 270 | 225
66195 | PAROWAN | 98278 | mid_98278 | 230 | 230 | UT SIGURD | UT SIGURD | 1 | Closed | TransformerWinding | YES | 0.00126 | 0.08569 | 0 | 131 | 146.7 | 157.2
30906 | GATES F | 30971 | MIDWAY-F | 230 | 230 | Conf Load (Fresno) | Conf Load (Kern) | 1 | Closed | Line | NO | 0.01656 | 0.09527 | 0.18249 | 295.6 | 338.6 | 433.8
66195 | PAROWAN | 66630 | W CEDAR | 230 | 230 | UT SIGURD | UT SIGURD | 1 | Closed | Line | NO | 0.00637 | 0.03885 | 0.07188 | 270 | 321 | 270
66195 | PAROWAN | 66345 | SIGURD | 230 | 230 | UT SIGURD | UT SIGURD | 1 | Closed | Line | NO | 0.0234 | 0.14277 | 0.26416 | 266 | 266 | 436
30906 | GATES F | 30935 | ARCO | 230 | 230 | Conf Load (Fresno) | Conf Load (Kern) | 1 | Closed | Line | NO | 0.00915 | 0.05255 | 0.10036 | 295.6 | 338.6 | 433.8
66180 | PALISADE | 66315 | ROCKSPGS | 230 | 230 | WY TRONA | WY CENTRAL | 1 | Closed | Line | NO | 0.00215 | 0.01944 | 0.04036 | 399 | 555 | 606
30905 | TEMPLETN | 30915 | MORROBAY | 230 | 230 | Conf Load (Los Padres) | Conf Load (Los Padres) | 1 | Closed | Line | NO | 0.00286 | 0.02225 | 0.04895 | 328.6 | 388.4 | 478
66180 | PALISADE | 66266 | RAVEN | 230 | 230 | WY TRONA | WY TRONA | 1 | Closed | Line | NO | 0.00168 | 0.01522 | 0.03161 | 399 | 555 | 606
365941 | CASTANEA | 30902 | GATES E | 230 | 230 | Conf Load (Fresno) | Conf Load (Fresno) | 1 | Closed | Line | NO | 0.00053 | 0.00704 | 0.11868 | 1195 | 1195 | 1195
30902 | GATES E | 30906 | GATES F | 230 | 230 | Conf Load (Fresno) | Conf Load (Fresno) | 2 | Closed | Line | NO | 0 | 0.00031 | 0 | 1195 | 1195 | 1195
30902 | GATES E | 30906 | GATES F | 230 | 230 | Conf Load (Fresno) | Conf Load (Fresno) | 1 | Closed | Line | NO | 0 | 0.00031 | 0 | 1195 | 1195 | 1195
30900 | GATES D | 30905 | TEMPLETN | 230 | 230 | Conf Load (Fresno) | Conf Load (Los Padres) | 1 | Closed | Line | NO | 0.00955 | 0.07284 | 0.1599 | 328.7 | 388.4 | 478
30900 | GATES D | 30902 | GATES E | 230 | 230 | Conf Load (Fresno) | Conf Load (Fresno) | 2 | Closed | Line | NO | 0 | 0.00031 | 0 | 1195 | 1195 | 1195
30900 | GATES D | 30902 | GATES E | 230 | 230 | Conf Load (Fresno) | Conf Load (Fresno) | 1 | Closed | Line | NO | 0 | 0.00031 | 0 | 1195 | 1195 | 1195
30902 | GATES E | 30899 | GATESBK11JCT | 230 | 230 | Conf Load (Fresno) | Conf Load (Fresno) | 2 | Closed | Line | NO | 0 | 0.00031 | 0 | 1195 | 1195 | 1195
30900 | GATES D | 30899 | GATESBK11JCT | 230 | 230 | Conf Load (Fresno) | Conf Load (Fresno) | 1 | Closed | Line | NO | 0 | 0.00031 | 0 | 1195 | 1195 | 1195
999886 | OTATJI11 | 20149 | TJI-230 | 230 | 230 | ZoneTJ | ZoneTJ | 1 | Closed | Line | NO | 0 | 0.00586 | 0 | 1195 | 1195 | 1195
30889 | CALFLATSSS | 30915 | MORROBAY | 230 | 230 | Conf Load (Fresno) | Conf Load (Los Padres) | 1 | Closed | Line | NO | 0.00823 | 0.06763 | 0.1329 | 328.7 | 388.4 | 478
14211 | FOURCORN | 10248 | PILLAR | 230 | 230 | APS | PNM: Northwestern | 1 | Closed | Line | NO | 0.004 | 0.0316 | 0.062 | 402 | 402 | 402
66050 | NAUGHTON | 67263 | NAUGHT10 | 230 | 138 | WY NAUGHTON | WY NAUGHTON | 1 | Closed | Transformer | YES | 0.00125 | 0.03998 | 0 | 200 | 224 | 240
66050 | NAUGHTON | 67262 | NAUGHT 8 | 230 | 138 | WY NAUGHTON | WY NAUGHTON | 2 | Closed | Transformer | YES | 0.00047 | 0.02131 | 0 | 286.8 | 321.3 | 358.8
66050 | NAUGHTON | 66565 | TREASTON | 230 | 230 | WY NAUGHTON | ID SPC | 1 | Closed | Line | NO | 0.01257 | 0.11889 | 0.22627 | 444 | 557 | 576
30904 | CALFLATS-STH | 30889 | CALFLATSSS | 230 | 230 | Conf Load (Fresno) | Conf Load (Fresno) | 1 | Closed | Line | NO | 0.00071 | 0.00387 | 0.01077 | 361 | 482 | 361
66020 | MUSTANG | 66410 | SPENCE | 230 | 230 | WY CENTRAL | WY EAST | 1 | Closed | Line | NO | 0.01215 | 0.11169 | 0.2238 | 401 | 557 | 608
30903 | CALFLTSN | 30889 | CALFLATSSS | 230 | 230 | Conf Load (Fresno) | Conf Load (Fresno) | 1 | Closed | Line | NO | 0.0002 | 0.0004 | 0.0025 | 361 | 482 | 361
66010 | MONUMENT | 66325 | S. TRONA | 230 | 230 | WY TRONA | WY TRONA | 1 | Closed | Line | NO | 0.00306 | 0.02766 | 0.05784 | 404 | 560 | 560
66010 | MONUMENT | 66011 | MONU PST | 230 | 230 | WY TRONA | WY TRONA | 2 | Closed | Transformer | YES | 0.0006 | 0.04333 | 0 | 300 | 325 | 300
66010 | MONUMENT | 66011 | MONU PST | 230 | 230 | WY TRONA | WY TRONA | 1 | Closed | Transformer | YES | 0.0006 | 0.04333 | 0 | 300 | 325 | 300
30900 | GATES D | 30889 | CALFLATSSS | 230 | 230 | Conf Load (Fresno) | Conf Load (Fresno) | 1 | Closed | Line | NO | 0.00415 | 0.03411 | 0.06703 | 328.7 | 388.4 | 478
41402 | ROCK CK | 47827 | WHITE CK | 230 | 230 | Lower Columbia Basin | Lower Columbia Basin | 1 | Closed | Line | NO | 0.00193 | 0.01804 | 0.03754 | 492 | 492 | 492
365521 | MUSTANG3N4 | 30885 | MUSTANGSS | 230 | 230 | Conf Load (Fresno) | Conf Load (Fresno) | 1 | Closed | Line | NO | 0.00044 | 0.00304 | 0.00568 | 637 | 637 | 637
41402 | ROCK CK | 47823 | ENRGZR | 230 | 230 | Lower Columbia Basin | Lower Columbia Basin | 1 | Closed | Line | NO | 0.00022 | 0.00205 | 0.00426 | 492 | 492 | 492
41402 | ROCK CK | 47822 | IMRIE | 230 | 230 | Lower Columbia Basin | Lower Columbia Basin | 1 | Closed | Line | NO | 0.00036 | 0.00228 | 0.0042 | 410.3 | 410.3 | 549.8
30885 | MUSTANGSS | 30906 | GATES F | 230 | 230 | Conf Load (Fresno) | Conf Load (Fresno) | 2 | Closed | Line | NO | 0.00354 | 0.01887 | 0.03807 | 754 | 754 | 824
41402 | ROCK CK | 47385 | LUND_HILL# | 230 | 230 | Lower Columbia Basin | Lower Columbia Basin | 1 | Closed | Line | NO | 0.00312 | 0.02272 | 0.04408 | 309.6 | 309.6 | 309.6
30885 | MUSTANGSS | 30906 | GATES F | 230 | 230 | Conf Load (Fresno) | Conf Load (Fresno) | 1 | Closed | Line | NO | 0.00354 | 0.01887 | 0.03807 | 754 | 754 | 824
65977 | MINERS TAP | 69143 | STNDPIPE | 230 | 230 | WY EAST | WY EAST | 1 | Closed | Line | NO | 0.00011 | 0.00101 | 0.00205 | 496 | 653 | 673
65975 | MINERS | 69143 | STNDPIPE | 230 | 230 | WY EAST | WY EAST | 1 | Closed | Line | NO | 0.00012 | 0.00107 | 0.00217 | 455 | 561 | 637
65954 | CLAIMJMP | 65955 | MIDWEST | 230 | 230 | WY NORTH | WY NORTH | 1 | Closed | Line | NO | 0.00105 | 0.00625 | 0.01308 | 339 | 376 | 356
41754 | G_COULE_1418 | 41358 | GND_COULE_S3 | 230 | 230 | Central Washington | Central Washington | 4 | Closed | Line | NO | 0.0001 | 0.0012 | 0 | 799.9 | 799.9 | 799.9
30886 | REMUSTANG | 30885 | MUSTANGSS | 230 | 230 | Conf Load (Fresno) | Conf Load (Fresno) | 1 | Closed | Line | NO | 2e-05 | 0.00016 | 0.00033 | 861 | 947 | 761
41357 | GND_COULE_S2 | 46156 | ROCKYFD | 230 | 230 | Central Washington | Grant County, WA | 1 | Closed | Line | NO | 0.00816 | 0.07984 | 0.14835 | 569.7 | 569.7 | 733
41753 | G_COULE_1013 | 41357 | GND_COULE_S2 | 230 | 230 | Central Washington | Central Washington | 3 | Closed | Line | NO | 0.0001 | 0.001 | 0 | 799.9 | 799.9 | 799.9
30884 | HENRIETTA_E | 30887 | HENRIETTA_F | 230 | 230 | Conf Load (Fresno) | Conf Load (Fresno) | 1 | Closed | Line | NO | 0 | 0.00031 | 0 | 796.7 | 796.7 | 796.7
41752 | G_COULE_0609 | 41357 | GND_COULE_S2 | 230 | 230 | Central Washington | Central Washington | 2 | Closed | Line | NO | 0.0001 | 0.0006 | 0 | 799.9 | 799.9 | 799.9
41357 | GND_COULE_S2 | 41358 | GND_COULE_S3 | 230 | 230 | Central Washington | Central Washington | BS | Closed | Line | NO | 0 | 0.00029 | 0 | 1394.3 | 1394.3 | 1892.6
41751 | G_COULE_0105 | 41356 | GND_COULE_S1 | 230 | 230 | Central Washington | Central Washington | 1 | Closed | Line | NO | 0.0001 | 0.0007 | 0 | 799.9 | 799.9 | 799.9
41356 | GND_COULE_S1 | 41357 | GND_COULE_S2 | 230 | 230 | Central Washington | Central Washington | BS | Closed | Line | NO | 0 | 0.00029 | 0 | 1394.3 | 1394.3 | 1892.6
45129 | HAT ROCK | 41354 | HAT_ROCK | 230 | 230 | PAC:HERM | PAC:HERM | 1 | Closed | Line | NO | 0.0001 | 0.00064 | 0.00119 | 195.2 | 195.2 | 426.3
30881 | HENRIETTA_D | 30884 | HENRIETTA_E | 230 | 230 | Conf Load (Fresno) | Conf Load (Fresno) | 1 | Closed | Line | NO | 0 | 0.00031 | 0 | 796.7 | 796.7 | 796.7
45331 | WALLULA | 41353 | MCNRY S3 | 230 | 230 | PAC:WULA | Lower Columbia Basin | 2 | Closed | Line | NO | 0.0048 | 0.04295 | 0.08568 | 821 | 862 | 908
41353 | MCNRY S3 | 44127 | MCNARY_PH5 | 230 | 230 | Lower Columbia Basin | Lower Columbia Basin | 5 | Closed | Line | NO | 0.0002 | 0.00194 | 0.00358 | 525.8 | 525.8 | 525.8
41352 | MCNRY S2 | 44125 | MCNARY_PH34# | 230 | 230 | Lower Columbia Basin | Lower Columbia Basin | 3 | Closed | Line | NO | 3e-05 | 0.00027 | 0.00052 | 569.6 | 569.6 | 733
41352 | MCNRY S2 | 41353 | MCNRY S3 | 230 | 230 | Lower Columbia Basin | Lower Columbia Basin | BS | Closed | Line | NO | 0 | 0.00029 | 0 | 796.7 | 946.5 | 1119.4
30880 | HENTAP2 | 30885 | MUSTANGSS | 230 | 230 | Conf Load (Fresno) | Conf Load (Fresno) | 1 | Closed | Line | NO | 0.00042 | 0.00223 | 0.00451 | 754 | 754 | 824
45051 | COLD SPR | 41351 | MCNRY S1 | 230 | 230 | PAC:HERM | Lower Columbia Basin | 1 | Closed | Line | NO | 0.00098 | 0.00887 | 0.0183 | 478 | 507 | 478
41351 | MCNRY S1 | 44123 | MCNARY_PH2 | 230 | 230 | Lower Columbia Basin | Lower Columbia Basin | 2 | Closed | Line | NO | 0.00026 | 0.00166 | 0.00286 | 426.3 | 426.3 | 549.8
30879 | HENTAP1 | 30885 | MUSTANGSS | 230 | 230 | Conf Load (Fresno) | Conf Load (Fresno) | 1 | Closed | Line | NO | 0.00042 | 0.00223 | 0.00451 | 754.1 | 754.1 | 824.6
41351 | MCNRY S1 | 44122 | MCNARY_PH1 | 230 | 230 | Lower Columbia Basin | Lower Columbia Basin | 1 | Closed | Line | NO | 0.00025 | 0.00164 | 0.00283 | 426.3 | 426.3 | 549.8
65895 | LITTLEMT | 79126 | FLAMGORG | 230 | 230 | WY CENTRAL | ZoneR4 | 1 | Closed | Line | NO | 0.0021 | 0.0192 | 0.0396 | 300 | 300 | 300
41351 | MCNRY S1 | 41352 | MCNRY S2 | 230 | 230 | Lower Columbia Basin | Lower Columbia Basin | BS | Closed | Line | NO | 2e-05 | 0.00968 | 0 | 1593.4 | 1893 | 2238.8
30879 | HENTAP1 | 30881 | HENRIETTA_D | 230 | 230 | Conf Load (Fresno) | Conf Load (Fresno) | 1 | Closed | Line | NO | 0.0005 | 0.0005 | 0.00024 | 537.8 | 537.8 | 537.8
41350 | QUARRYSW | 413505 | COTTONWDSW | 230 | 230 | PAC:HERM | PAC:HERM | 1 | Closed | Line | NO | 0.00079 | 0.01076 | 0.04986 | 765 | 940 | 1179
41350 | QUARRYSW | 413500 | QUARRY | 230 | 230 | PAC:HERM | PAC:HERM | 1 | Closed | Line | NO | 0 | 4e-05 | 0.00017 | 765 | 940 | 1179
65875 | KAYCEE | 65955 | MIDWEST | 230 | 230 | WY NORTH | WY NORTH | 1 | Closed | Line | NO | 0.00516 | 0.02969 | 0.0624 | 339 | 376 | 356
41350 | QUARRYSW | 41351 | MCNRY S1 | 230 | 230 | PAC:HERM | Lower Columbia Basin | 1 | Closed | Line | NO | 0.00014 | 0.00185 | 0.00843 | 765 | 940 | 1179
41348 | MIDWAYB3 | 46156 | ROCKYFD | 230 | 230 | Lower Columbia Basin | Grant County, WA | 1 | Closed | Line | NO | 0.00737 | 0.07177 | 0.13329 | 346.6 | 346.6 | 605.5
41348 | MIDWAYB3 | 46066 | PRIESTR1 | 230 | 230 | Lower Columbia Basin | Grant County, WA | 1 | Closed | Line | NO | 0.0011 | 0.0105 | 0.02016 | 478 | 478 | 478
41348 | MIDWAYB3 | 45317 | UNIONGAP | 230 | 230 | Lower Columbia Basin | PAC:YKMA | 1 | Closed | Line | NO | 0.00817 | 0.05741 | 0.11511 | 385 | 425 | 559
41347 | MIDWAYB2 | 46113 | PRIEST T | 230 | 230 | Lower Columbia Basin | Grant County, WA | 3 | Closed | Line | NO | 0.001 | 0.0099 | 0.01908 | 556 | 556 | 637
41347 | MIDWAYB2 | 41348 | MIDWAYB3 | 230 | 230 | Lower Columbia Basin | Lower Columbia Basin | BS | Closed | Line | NO | 0 | 0.00029 | 0 | 796.7 | 946.5 | 1119.4
30875 | MC CALL | 30880 | HENTAP2 | 230 | 230 | Conf Load (Fresno) | Conf Load (Fresno) | 1 | Closed | Line | NO | 0.01124 | 0.05772 | 0.12434 | 754.1 | 754.1 | 796.7
41346 | MIDWAYB1 | 46165 | PRIESTRT | 230 | 230 | Lower Columbia Basin | Grant County, WA | 2 | Closed | Line | NO | 0.0002 | 0.0018 | 0.00354 | 478 | 478 | 478
41346 | MIDWAYB1 | 45229 | OUTLOOK | 230 | 230 | Lower Columbia Basin | PAC:YKMA | 1 | Closed | Line | NO | 0.00542 | 0.03515 | 0.06078 | 426.3 | 426.3 | 549.8
30875 | MC CALL | 30878 | MCCALL3M | 230 | 115 | Conf Load (Fresno) | Conf Load (Fresno) | 3 | Closed | TransformerWinding | YES | 0 | 0.03008 | 0 | 420 | 462 | 420
41346 | MIDWAYB1 | 41347 | MIDWAYB2 | 230 | 230 | Lower Columbia Basin | Lower Columbia Basin | BS | Closed | Line | NO | 0 | 0.00029 | 0 | 796.7 | 946.5 | 1119.4
30875 | MC CALL | 30877 | MCCALL2M | 230 | 115 | Conf Load (Fresno) | Conf Load (Fresno) | 2 | Closed | TransformerWinding | YES | 0 | 0.0275 | 0 | 403 | 464 | 403
41344 | BIG_EDDY4 | 402190 | QUENETT_CK | 230 | 230 | Lower Columbia Basin | Lower Columbia Basin | 1 | Closed | Line | NO | 0.00113 | 0.01096 | 0.02077 | 557.7 | 557.7 | 717.7
41344 | BIG_EDDY4 | 44060 | T_DALES_PH6 | 230 | 230 | Lower Columbia Basin | Lower Columbia Basin | 6 | Closed | Line | NO | 9e-05 | 0.0014 | 0.00274 | 808.7 | 808.7 | 1043.7
41343 | BIG_EDDY3 | 413430 | BIG_MCL_CIO | 230 | 230 | Lower Columbia Basin | Lower Columbia Basin | EQ | Closed | Line | NO | 0.00702 | 0.0924 | 0.33113 | 505.9 | 505.9 | 717.7
30875 | MC CALL | 30876 | MCCALL1M | 230 | 115 | Conf Load (Fresno) | Conf Load (Fresno) | 1 | Closed | TransformerWinding | YES | 0.00024 | 0.0274 | 0 | 420 | 462 | 420
41343 | BIG_EDDY3 | 44059 | T_DALES_PH5 | 230 | 230 | Lower Columbia Basin | Lower Columbia Basin | 5 | Closed | Line | NO | 0.00011 | 0.00138 | 0.00259 | 697.2 | 697.2 | 896.3
41343 | BIG_EDDY3 | 41344 | BIG_EDDY4 | 230 | 230 | Lower Columbia Basin | Lower Columbia Basin | DS | Closed | Line | NO | 0 | 0.00029 | 0 | 1195.1 | 1671.1 | 1721.7
30873 | HELM | 30875 | MC CALL | 230 | 230 | Conf Load (Fresno) | Conf Load (Fresno) | 1 | Closed | Line | NO | 0.00843 | 0.04766 | 0.08456 | 754.1 | 754.1 | 824.6
41342 | BIG_EDDY2 | 44058 | T_DALES_PH4 | 230 | 230 | Lower Columbia Basin | Lower Columbia Basin | 4 | Closed | Line | NO | 0.0001 | 0.00136 | 0.00257 | 697.2 | 697.2 | 893.3
41342 | BIG_EDDY2 | 41343 | BIG_EDDY3 | 230 | 230 | Lower Columbia Basin | Lower Columbia Basin | BS | Closed | Line | NO | 1e-05 | 0.00945 | 0 | 1593.4 | 1893 | 2238.8
30870 | PINEFLATJCT | 30875 | MC CALL | 230 | 230 | Conf Load (CDWR) | Conf Load (Fresno) | 1 | Closed | Line | NO | 0.00515 | 0.03477 | 0.07439 | 299.6 | 353.3 | 464.5
41341 | BIG_EDDY1 | 402190 | QUENETT_CK | 230 | 230 | Lower Columbia Basin | Lower Columbia Basin | 2 | Closed | Line | NO | 0.00102 | 0.0096 | 0.01825 | 251 | 251 | 549.8
41341 | BIG_EDDY1 | 44057 | T_DALES_PH3 | 230 | 230 | Lower Columbia Basin | Lower Columbia Basin | 3 | Closed | Line | NO | 0.0001 | 0.00127 | 0.00234 | 302.7 | 302.7 | 681.2
30871 | PINEFLAT | 30870 | PINEFLATJCT | 230 | 230 | Conf Load (CDWR) | Conf Load (CDWR) | 1 | Closed | Line | NO | 0.00018 | 0.00086 | 0.00057 | 462.5 | 462.5 | 603.5
41341 | BIG_EDDY1 | 41342 | BIG_EDDY2 | 230 | 230 | Lower Columbia Basin | Lower Columbia Basin | BS | Closed | Line | NO | 0 | 0.00029 | 0 | 1593.4 | 1893 | 2238.8
30865 | BALCH2-2 | 30870 | PINEFLATJCT | 230 | 230 | Conf Load (Fresno) | Conf Load (CDWR) | 1 | Closed | Line | NO | 0.00309 | 0.02048 | 0.04399 | 296.8 | 318.7 | 318.7
464031 | BOTHELL230_1 | 41329 | SNOHOMISH_S3 | 230 | 230 | Seattle City Light | Seattle Area, Olympic Peninsula | 1 | Closed | Line | NO | 0.00184 | 0.01145 | 0.02155 | 426.3 | 426.3 | 525.9
30865 | BALCH2-2 | 30861 | BALCH2-3 | 230 | 230 | Conf Load (Fresno) | Conf Load (Fresno) | 1 | Open | Line | NO | 0 | 0.0001 | 0 | 478 | 478 | 478
41329 | SNOHOMISH_S3 | 41330 | SNOHOMISH_S4 | 230 | 230 | Seattle Area, Olympic Peninsula | Seattle Area, Olympic Peninsula | BS | Closed | Line | NO | 0 | 0.00029 | 0 | 796.7 | 946.5 | 1066.8
41328 | SNOHOMISH_S2 | 41329 | SNOHOMISH_S3 | 230 | 230 | Seattle Area, Olympic Peninsula | Seattle Area, Olympic Peninsula | BS | Closed | Line | NO | 0 | 0.00029 | 0 | 796.7 | 946.5 | 1066.8
30860 | BALCH3TP | 30875 | MC CALL | 230 | 230 | Conf Load (Fresno) | Conf Load (Fresno) | 1 | Closed | Line | NO | 0.00836 | 0.05564 | 0.11848 | 296.8 | 318.7 | 318.7
41327 | SNOHOMISH_S1 | 413271 | NOR_SNO1_CIO | 230 | 230 | Seattle Area, Olympic Peninsula | Seattle Area, Olympic Peninsula | 1 | Closed | Line | NO | 0.00041 | 0.0026 | 0.00473 | 426.3 | 426.3 | 525.9
41327 | SNOHOMISH_S1 | 413270 | BOT_SNO1_CIO | 230 | 230 | Seattle Area, Olympic Peninsula | Seattle Area, Olympic Peninsula | 2 | Closed | Line | NO | 0.00038 | 0.00236 | 0.00436 | 426.3 | 426.3 | 525.9
30861 | BALCH2-3 | 30860 | BALCH3TP | 230 | 230 | Conf Load (Fresno) | Conf Load (Fresno) | 1 | Closed | Line | NO | 0 | 0.0001 | 0 | 199.2 | 199.2 | 199.2
41327 | SNOHOMISH_S1 | 45610 | BEVERLY 230 | 230 | 230 | Seattle Area, Olympic Peninsula | Snohomish PUD | 9 | Closed | Line | NO | 0.00064 | 0.00706 | 0.01489 | 617.5 | 617.5 | 760.9
41327 | SNOHOMISH_S1 | 41328 | SNOHOMISH_S2 | 230 | 230 | Seattle Area, Olympic Peninsula | Seattle Area, Olympic Peninsula | BS | Closed | Line | NO | 0 | 0.00029 | 0 | 796.7 | 946.5 | 1066.8
30855 | HAAS | 30860 | BALCH3TP | 230 | 230 | Conf Load (Fresno) | Conf Load (Fresno) | 1 | Closed | Line | NO | 0.00111 | 0.00635 | 0.01324 | 295.6 | 338.6 | 433.8
65720 | GRASS CK | 66535 | THERMOPL | 230 | 230 | WY NORTH | WY NORTH | 1 | Closed | Line | NO | 0.00372 | 0.03395 | 0.06925 | 319 | 414 | 319
65720 | GRASS CK | 66145 | OREBASIN | 230 | 230 | WY NORTH | WY NORTH | 1 | Closed | Line | NO | 0.00657 | 0.06 | 0.12206 | 382 | 550 | 478
30845 | FGRDN T2 | 30850 | ASHLAN | 230 | 230 | Conf Load (Fresno) | Conf Load (Fresno) | 1 | Closed | Line | NO | 0.00052 | 0.00304 | 0.00649 | 295.6 | 338.6 | 433.8
30845 | FGRDN T2 | 30846 | FIGRDN 2 | 230 | 230 | Conf Load (Fresno) | Conf Load (Fresno) | 1 | Closed | Line | NO | 0.0005 | 0.0005 | 0.0646 | 259 | 259 | 259
30841 | FIGRDN 1 | 30846 | FIGRDN 2 | 230 | 230 | Conf Load (Fresno) | Conf Load (Fresno) | 1 | Open | Line | NO | 0.0005 | 0.0005 | 0 | 637 | 637 | 637
20134 | MIS-230 | 20149 | TJI-230 | 230 | 230 | ZoneTJ | ZoneTJ | 1 | Closed | Line | NO | 0.00108 | 0.00716 | 0.01362 | 418 | 460 | 418
30840 | FGRDN T1 | 30850 | ASHLAN | 230 | 230 | Conf Load (Fresno) | Conf Load (Fresno) | 1 | Closed | Line | NO | 0.00054 | 0.00305 | 0.00665 | 295.6 | 338.6 | 423.9
41348 | MIDWAYB3 | 41291 | WINECTRY | 230 | 230 | Lower Columbia Basin | Lower Columbia Basin | 1 | Closed | Line | NO | 0.00376 | 0.03663 | 0.06811 | 478 | 478 | 673.2
48463 | WEST | 41276 | WESTBPA2 | 230 | 230 | AVA: Spokane | Spokane Area Publics | 1 | Closed | Line | NO | 0.00032 | 0.0029 | 0.00599 | 395.6 | 395.6 | 588.4
30840 | FGRDN T1 | 30841 | FIGRDN 1 | 230 | 230 | Conf Load (Fresno) | Conf Load (Fresno) | 1 | Closed | Line | NO | 0.0005 | 0.0005 | 0.06439 | 259 | 259 | 259
22358 | IV PFC | 20118 | ROA-230 | 230 | 230 | SDG&E Bulk Power | ZoneMX | 1 | Closed | Line | NO | 0.00105 | 0.01008 | 0.04318 | 1138 | 1138 | 1138
14283 | PV230T11 | 14284 | PVRUX | 230 | 230 | APS | APS | 1 | Closed | Line | NO | 0 | 0.0003 | 0 | 1195 | 1195 | 1195
48463 | WEST | 41275 | WESTBPA1 | 230 | 230 | AVA: Spokane | Spokane Area Publics | 1 | Closed | Line | NO | 0.00032 | 0.00291 | 0.00602 | 395.6 | 395.6 | 588.4
65620 | GARLAND | 66145 | OREBASIN | 230 | 230 | WY NORTH | WY NORTH | 1 | Closed | Line | NO | 0.00669 | 0.06051 | 0.12562 | 382 | 550 | 478
30835 | HERNDON | 30883 | HERNDN2M | 230 | 115 | Conf Load (Fresno) | Conf Load (Fresno) | 2 | Closed | TransformerWinding | YES | 0.00022 | 0.02779 | 0 | 420 | 462 | 420
30835 | HERNDON | 30882 | HERNDN1M | 230 | 115 | Conf Load (Fresno) | Conf Load (Fresno) | 1 | Closed | TransformerWinding | YES | 0.00024 | 0.02986 | 0 | 420 | 462 | 420
65580 | FT CREEK | 69143 | STNDPIPE | 230 | 230 | WY EAST | WY EAST | 1 | Closed | Line | NO | 0.00444 | 0.04074 | 0.08253 | 455 | 561 | 644
65575 | FRANNIE | 69799 | BOWLER FLATS | 230 | 230 | WY NORTH | WY NORTH | 1 | Closed | Line | NO | 0.00225 | 0.02034 | 0.04223 | 382 | 550 | 613
30835 | HERNDON | 30840 | FGRDN T1 | 230 | 230 | Conf Load (Fresno) | Conf Load (Fresno) | 1 | Closed | Line | NO | 0.00124 | 0.00753 | 0.01702 | 295.6 | 338.6 | 433.8
20118 | ROA-230 | 20470 | SIS-230 | 230 | 230 | ZoneMX | ZoneMX | 2 | Closed | Line | NO | 0.00164 | 0.01369 | 0.02679 | 418 | 460 | 418
65575 | FRANNIE | 65620 | GARLAND | 230 | 230 | WY NORTH | WY NORTH | 1 | Closed | Line | NO | 0.00207 | 0.01868 | 0.03878 | 382 | 550 | 613
30830 | KEARNEY | 30835 | HERNDON | 230 | 230 | Conf Load (Fresno) | Conf Load (Fresno) | 1 | Closed | Line | NO | 0.00274 | 0.0155 | 0.0275 | 657.3 | 754.1 | 762.1
65555 | FIREHOLE | 66315 | ROCKSPGS | 230 | 230 | WY CENTRAL | WY CENTRAL | 1 | Closed | Line | NO | 0.00107 | 0.00965 | 0.02003 | 405 | 561 | 611
65555 | FIREHOLE | 65895 | LITTLEMT | 230 | 230 | WY CENTRAL | WY CENTRAL | 1 | Closed | Line | NO | 0.00548 | 0.04953 | 0.10283 | 300 | 300 | 300
65555 | FIREHOLE | 65557 | ARROWHEAD | 230 | 230 | WY CENTRAL | WY CENTRAL | 1 | Closed | Line | NO | 0.0022 | 0.01326 | 0.02529 | 331 | 412 | 491
30825 | MCMULLN1 | 30830 | KEARNEY | 230 | 230 | Conf Load (Fresno) | Conf Load (Fresno) | 1 | Closed | Line | NO | 0.00387 | 0.01989 | 0.04285 | 754.1 | 754.1 | 824.6
20118 | ROA-230 | 20470 | SIS-230 | 230 | 230 | ZoneMX | ZoneMX | 1 | Closed | Line | NO | 0.00227 | 0.01768 | 0.03613 | 418 | 460 | 418
14282 | PVTB | 14283 | PV230T11 | 230 | 230 | APS | APS | 1 | Closed | Line | NO | 0 | 0.0003 | 0 | 1195 | 1195 | 1195
65545 | EXXON WY | 66010 | MONUMENT | 230 | 230 | WY TRONA | WY TRONA | 1 | Closed | Line | NO | 0.00202 | 0.01826 | 0.0378 | 404 | 560 | 478
30822 | HELMS PP2 | 30823 | HELMS PP3 | 230 | 230 | Conf Load (Fresno) | Conf Load (Fresno) | 1 | Closed | Line | NO | 0 | 0.0001 | 0 | 1195 | 1195 | 1195
30821 | HELMS PP1 | 30822 | HELMS PP2 | 230 | 230 | Conf Load (Fresno) | Conf Load (Fresno) | 1 | Closed | Line | NO | 0 | 0.0001 | 0 | 1195 | 1195 | 1195
20118 | ROA-230 | 20453 | CNT-230 | 230 | 230 | ZoneMX | ZoneMX | 1 | Closed | Line | NO | 0.00259 | 0.02078 | 0.04308 | 418 | 460 | 418
30810 | GREGG | 30879 | HENTAP1 | 230 | 230 | Conf Load (Fresno) | Conf Load (Fresno) | 1 | Closed | Line | NO | 0.00774 | 0.06036 | 0.13604 | 776.8 | 796.7 | 796.7
14284 | PVRUX | 14281 | PV230T3 | 230 | 230 | APS | APS | 1 | Closed | Line | NO | 0 | 0.0003 | 0 | 956 | 956 | 956
30810 | GREGG | 30845 | FGRDN T2 | 230 | 230 | Conf Load (Fresno) | Conf Load (Fresno) | 1 | Closed | Line | NO | 0.00126 | 0.00762 | 0.01666 | 295.6 | 338.6 | 433.8
20118 | ROA-230 | 20328 | CCM-230 | 230 | 230 | ZoneMX | ZoneMX | 2 | Closed | Line | NO | 0.0003 | 0.0031 | 0.01 | 776 | 853.6 | 776
14278 | PPAPS N | 15211 | PINPKSRP | 230 | 230 | APS | SRP EHV 230 KV | 2 | Closed | Line | NO | 0.00019 | 0.00148 | 0 | 362.1 | 448.6 | 362.1
30810 | GREGG | 30835 | HERNDON | 230 | 230 | Conf Load (Fresno) | Conf Load (Fresno) | 2 | Closed | Line | NO | 0.0005 | 0.0008 | 0.00354 | 657.3 | 776.8 | 796.7
20118 | ROA-230 | 20328 | CCM-230 | 230 | 230 | ZoneMX | ZoneMX | 1 | Closed | Line | NO | 0.0003 | 0.0031 | 0.01 | 776 | 853.6 | 776
30810 | GREGG | 30835 | HERNDON | 230 | 230 | Conf Load (Fresno) | Conf Load (Fresno) | 1 | Closed | Line | NO | 0.0005 | 0.0008 | 0.00354 | 657.3 | 776.8 | 796.7
30810 | GREGG | 30823 | HELMS PP3 | 230 | 230 | Conf Load (Fresno) | Conf Load (Fresno) | 2 | Closed | Line | NO | 0.00495 | 0.06251 | 0.22272 | 760.1 | 901.9 | 1169.6
41161 | WOODLAND | 45543 | SWIFT 2 | 230 | 230 | Portland Area | Cowlitz County, WA | 1 | Closed | Line | NO | 0.00477 | 0.03349 | 0.06713 | 341 | 341 | 493
30810 | GREGG | 30821 | HELMS PP1 | 230 | 230 | Conf Load (Fresno) | Conf Load (Fresno) | 1 | Closed | Line | NO | 0.00495 | 0.06251 | 0.22272 | 760.1 | 901.9 | 956.1
20238 | HRA-230 | 20118 | ROA-230 | 230 | 230 | ZoneTJ | ZoneMX | 1 | Closed | Line | NO | 0.0111 | 0.10102 | 0.19177 | 418 | 460 | 418
30805 | BORDEN | 30810 | GREGG | 230 | 230 | Conf Load (Yosemite) | Conf Load (Fresno) | 2 | Closed | Line | NO | 0.0017 | 0.00905 | 0.01825 | 754 | 754 | 796.7
65460 | DIFICULT | 69745 | AMASA | 230 | 230 | WY EAST | WY EAST | 1 | Closed | Line | NO | 0.00587 | 0.05311 | 0.10991 | 473 | 583 | 478
65460 | DIFICULT | 69028 | SHIRLYBS | 230 | 230 | WY EAST | WY EAST | 1 | Closed | Line | NO | 0.00193 | 0.01805 | 0.04094 | 478 | 583 | 478
30805 | BORDEN | 30810 | GREGG | 230 | 230 | Conf Load (Yosemite) | Conf Load (Fresno) | 1 | Closed | Line | NO | 0.0017 | 0.00908 | 0.01831 | 754 | 754 | 796.7
20117 | CRO-230 | 20150 | CRO-161 | 230 | 161 | ZoneMX | ZoneMX | 1 | Closed | Transformer | YES | 0.0006 | 0.0239 | 0 | 225 | 270 | 225
41149 | WHITE BL | 41147 | WHITE_BLF_1 | 230 | 115 | Lower Columbia Basin | Lower Columbia Basin | 1 | Closed | Transformer | YES | 0.00066 | 0.03031 | 0 | 281.3 | 339.3 | 384.4
30802 | STOREYJCT2 | 30805 | BORDEN | 230 | 230 | Conf Load (Yosemite) | Conf Load (Yosemite) | 2 | Closed | Line | NO | 0.00146 | 0.00931 | 0.01822 | 268.9 | 316.3 | 414.7
41141 | WENDSON | 41139 | WENDSON | 230 | 115 | Western Oregon | Western Oregon | 1 | Closed | Transformer | YES | 0.00113 | 0.04999 | 0 | 170.2 | 199.5 | 215.5
30801 | STOREYJCT1 | 30805 | BORDEN | 230 | 230 | Conf Load (Yosemite) | Conf Load (Yosemite) | 1 | Closed | Line | NO | 0.00128 | 0.00775 | 0.01477 | 295.6 | 338.6 | 433.8
20118 | ROA-230 | 20117 | CRO-230 | 230 | 230 | ZoneMX | ZoneMX | 1 | Closed | Line | NO | 0.00253 | 0.01995 | 0.04074 | 418 | 460 | 418
14278 | PPAPS N | 15211 | PINPKSRP | 230 | 230 | APS | SRP EHV 230 KV | 1 | Closed | Line | NO | 0.00019 | 0.00148 | 0 | 362.1 | 448.6 | 362.1
20116 | CTY-230 | 20147 | CTY-161 | 230 | 161 | ZoneMX | ZoneMX | 1 | Closed | Transformer | YES | 0.00288 | 0.1151 | 0 | 100 | 110 | 120
30800 | WILSON | 37563 | MELONES | 230 | 230 | Conf Load (Yosemite) | Conf Load (Western) | 1 | Closed | Line | NO | 0.0139 | 0.0889 | 0.1835 | 295.6 | 338.6 | 433.8
14278 | PPAPS N | 14640 | OCO S | 230 | 230 | APS | APS | 1 | Closed | Line | NO | 0.0057 | 0.03741 | 0.07664 | 373.3 | 448.6 | 373.3
65420 | DAVEJOHN | 67814 | WINDSTAR | 230 | 230 | WY EAST | WY EAST | 1 | Closed | Line | NO | 0.0003 | 0.00329 | 0.00688 | 929 | 998 | 1029
65420 | DAVEJOHN | 65425 | DAVEJOHN | 230 | 115 | WY EAST | WY EAST | 1 | Closed | Transformer | YES | 0.00084 | 0.03086 | 0 | 250 | 280 | 300
41135 | WARNER | 41136 | WARNER | 230 | 115 | Southern Oregon | Southern Oregon | 1 | Closed | Transformer | YES | 0.00165 | 0.06365 | 0 | 110.7 | 144.2 | 159.1
30800 | WILSON | 30802 | STOREYJCT2 | 230 | 230 | Conf Load (Yosemite) | Conf Load (Yosemite) | 2 | Closed | Line | NO | 0.00853 | 0.05438 | 0.10646 | 295.6 | 338.6 | 433.8
20115 | MXI-230 | 20226 | XCO-230 | 230 | 230 | ZoneMX | ZoneMX | 1 | Closed | Line | NO | 0.0004 | 0.00334 | 0.00635 | 444 | 488.4 | 444
30800 | WILSON | 30801 | STOREYJCT1 | 230 | 230 | Conf Load (Yosemite) | Conf Load (Yosemite) | 1 | Closed | Line | NO | 0.00745 | 0.0451 | 0.08598 | 268.9 | 316.3 | 414.7
65374 | CRAVENCK | 66050 | NAUGHTON | 230 | 230 | WY NAUGHTON | WY NAUGHTON | 1 | Closed | Line | NO | 0.00328 | 0.02226 | 0.04801 | 383 | 468 | 478
20115 | MXI-230 | 20135 | MXI-161 | 230 | 161 | ZoneMX | ZoneMX | 2 | Closed | Transformer | YES | 0.00131 | 0.0525 | 0 | 100 | 120 | 100
65374 | CRAVENCK | 66011 | MONU PST | 230 | 230 | WY NAUGHTON | WY TRONA | 1 | Closed | Line | NO | 0.00313 | 0.02872 | 0.05805 | 460 | 566 | 648
999909 | COBLAS11 | 30797 | LASAGUILASS | 230 | 230 | Conf Load (Yosemite) | Conf Load (Yosemite) | 1 | Closed | Line | NO | 0.00641 | 0.03883 | 0.07404 | 295.6 | 338.6 | 433.8
14642 | OCO C | 14274 | OCO2 | 230 | 230 | APS | APS | 1 | Closed | Line | NO | 7e-05 | 0.00071 | 0.0011 | 1195 | 1195 | 1195
365580 | PNCHVLY | 30797 | LASAGUILASS | 230 | 230 | Conf Load (Yosemite) | Conf Load (Yosemite) | 1 | Closed | Line | NO | 2e-05 | 0.0003 | 9e-05 | 416 | 416 | 416
30801 | STOREYJCT1 | 30796 | STOREY 1 | 230 | 230 | Conf Load (Yosemite) | Conf Load (Yosemite) | 1 | Closed | Line | NO | 1e-05 | 5e-05 | 9e-05 | 295.6 | 338.6 | 433.8
20115 | MXI-230 | 20135 | MXI-161 | 230 | 161 | ZoneMX | ZoneMX | 1 | Closed | Transformer | YES | 0.00136 | 0.0545 | 0 | 100 | 120 | 100
20114 | CSC-230 | 20115 | MXI-230 | 230 | 230 | ZoneMX | ZoneMX | 1 | Closed | Line | NO | 0.00237 | 0.01559 | 0.03075 | 386 | 425 | 386
30802 | STOREYJCT2 | 30795 | STOREY 2 | 230 | 230 | Conf Load (Yosemite) | Conf Load (Yosemite) | 2 | Closed | Line | NO | 1e-05 | 9e-05 | 0.00017 | 295.6 | 338.6 | 433.8
14640 | OCO S | 14273 | OCO1 | 230 | 230 | APS | APS | 1 | Closed | Line | NO | 4e-05 | 0.0004 | 0.0006 | 1195 | 1195 | 1195
41112 | VANTAGE_S | 411120 | VANTAGE_S_LS | 230 | 230 | Central Washington | Central Washington | 1 | Closed | Line | NO | 1e-05 | 0.00021 | 0.00054 | 1031.8 | 1031.8 | 1195.1
65320 | CHAPPELC | 67551 | JONAHGAS | 230 | 230 | WY NAUGHTON | WY NAUGHTON | 1 | Closed | Line | NO | 0.00506 | 0.04647 | 0.09447 | 299 | 299 | 370
41112 | VANTAGE_S | 46147 | WANAPH3 | 230 | 230 | Central Washington | Grant County, WA | 1 | Closed | Line | NO | 0.00012 | 0.00195 | 0.00519 | 372.9 | 372.9 | 588
30794 | RETRQLTY | 999908 | RETTRA11 | 230 | 230 | Conf Load (Yosemite) | Conf Load (Yosemite) | 1 | Closed | Line | NO | 2e-05 | 0.00014 | 0.00028 | 346 | 397 | 346
41347 | MIDWAYB2 | 41112 | VANTAGE_S | 230 | 230 | Lower Columbia Basin | Central Washington | 1 | Closed | Line | NO | 0.00259 | 0.03105 | 0.05333 | 605.5 | 605.5 | 792.8
41111 | VANTAGE_N | 411110 | VANTAGE_N_LS | 230 | 230 | Central Washington | Central Washington | 2 | Closed | Line | NO | 2e-05 | 0.00038 | 0.00137 | 1394.3 | 1394.3 | 1792.7
999908 | RETTRA11 | 30792 | TRANQLTYSS | 230 | 230 | Conf Load (Yosemite) | Conf Load (Yosemite) | 1 | Closed | Line | NO | 0 | 0.00158 | 0 | 346 | 397 | 346
41111 | VANTAGE_N | 46169 | WANAPUM | 230 | 230 | Central Washington | Grant County, WA | 1 | Closed | Line | NO | 0 | 0.0003 | 0 | 1174 | 1174 | 1195
366001 | Q1391 | 30792 | TRANQLTYSS | 230 | 230 | Conf Load (Yosemite) | Conf Load (Yosemite) | 1 | Closed | Line | NO | 0.0009 | 0.005 | 0.0103 | 358 | 358 | 358
41111 | VANTAGE_N | 46146 | WANAPH2 | 230 | 230 | Central Washington | Grant County, WA | 1 | Closed | Line | NO | 0.00012 | 0.00189 | 0.00502 | 555 | 555 | 637
20113 | OZA-230 | 20117 | CRO-230 | 230 | 230 | ZoneMX | ZoneMX | 1 | Closed | Line | NO | 0.00088 | 0.00696 | 0.0142 | 418 | 460 | 418
41111 | VANTAGE_N | 45245 | POMONA H | 230 | 230 | Central Washington | PAC:YKMA | 1 | Closed | Line | NO | 0.00634 | 0.05835 | 0.11914 | 444 | 557 | 657
41111 | VANTAGE_N | 41112 | VANTAGE_S | 230 | 230 | Central Washington | Central Washington | BS | Closed | Line | NO | 0 | 0.00029 | 0 | 1195.1 | 1419.7 | 1679.1
365505 | TRNQ8OCHO | 30792 | TRANQLTYSS | 230 | 230 | Conf Load (Yosemite) | Conf Load (Yosemite) | 1 | Closed | Line | NO | 0 | 0.0003 | 0.00063 | 358.5 | 358.5 | 358.5
14273 | OCO1 | 14274 | OCO2 | 230 | 230 | APS | APS | 1 | Closed | Line | NO | 0 | 0.001 | 0 | 1195 | 1195 | 1195
30792 | TRANQLTYSS | 30873 | HELM | 230 | 230 | Conf Load (Yosemite) | Conf Load (Fresno) | 1 | Closed | Line | NO | 0.00343 | 0.01829 | 0.03679 | 754.1 | 754.1 | 824.6
20112 | STB-230 | 20492 | CBC-TAP | 230 | 230 | ZoneMX | ZoneMX | 1 | Closed | Line | NO | 0.00152 | 0.00999 | 0.0197 | 418 | 460 | 418
30792 | TRANQLTYSS | 30825 | MCMULLN1 | 230 | 230 | Conf Load (Yosemite) | Conf Load (Fresno) | 1 | Closed | Line | NO | 0.00625 | 0.03333 | 0.06703 | 754.1 | 754.1 | 824.6
20112 | STB-230 | 20453 | CNT-230 | 230 | 230 | ZoneMX | ZoneMX | 1 | Closed | Line | NO | 0.00175 | 0.01397 | 0.02859 | 418 | 460 | 418
65300 | CASPERPP | 69512 | LATIGO | 230 | 230 | WY EAST | WY EAST | 1 | Closed | Line | NO | 0.00316 | 0.03531 | 0.07231 | 935 | 1147 | 1027
65300 | CASPERPP | 66305 | RIVERTON | 230 | 230 | WY EAST | WY EAST | 1 | Closed | Line | NO | 0.0175 | 0.15829 | 0.32862 | 382 | 549 | 618
38615 | DS AMIGO | 30790 | PANOCHE | 230 | 230 | Conf Load (CDWR) | Conf Load (Yosemite) | 1 | Closed | Line | NO | 0.00586 | 0.03548 | 0.06764 | 295.6 | 318.7 | 318.7
65300 | CASPERPP | 65420 | DAVEJOHN | 230 | 230 | WY EAST | WY EAST | 1 | Closed | Line | NO | 0.00401 | 0.04436 | 0.09282 | 826 | 879 | 945
65300 | CASPERPP | 65305 | CASPERPP | 230 | 115 | WY EAST | WY EAST | 2 | Closed | Transformer | YES | 0.00067 | 0.03122 | 0 | 250 | 280 | 300
65300 | CASPERPP | 65305 | CASPERPP | 230 | 115 | WY EAST | WY EAST | 1 | Closed | Transformer | YES | 0.00082 | 0.03092 | 0 | 249 | 280 | 300
20112 | STB-230 | 20303 | THO-230 | 230 | 230 | ZoneMX | ZoneMX | 1 | Closed | Line | NO | 0.0003 | 0.0022 | 0.0044 | 239 | 262.9 | 239
65293 | CARR DRA | 76401 | BARBERCK | 230 | 230 | WY EAST | ZoneEW | 1 | Closed | Line | NO | 0.0018 | 0.0187 | 0.0361 | 493 | 493 | 493
65293 | CARR DRA | 66725 | WYODAK | 230 | 230 | WY EAST | WY EAST | 1 | Closed | Line | NO | 0.00424 | 0.03829 | 0.07956 | 383 | 550 | 478
30790 | PANOCHE | 30902 | GATES E | 230 | 230 | Conf Load (Yosemite) | Conf Load (Fresno) | 2 | Closed | Line | NO | 0.01084 | 0.06186 | 0.13204 | 295.6 | 318.7 | 318.7
41094 | TROUTD W | 45301 | TROUTPP1 | 230 | 230 | Portland Area | PAC:PTLD | 1 | Closed | Line | NO | 2e-05 | 0.0002 | 0.00074 | 719 | 888 | 1034
43685 | BLUELAKE | 41094 | TROUTD W | 230 | 230 | Portland General - BES S/S | Portland Area | 1 | Closed | Line | NO | 0.00022 | 0.00201 | 0.00442 | 721 | 721 | 984
30790 | PANOCHE | 30902 | GATES E | 230 | 230 | Conf Load (Yosemite) | Conf Load (Fresno) | 1 | Closed | Line | NO | 0.01084 | 0.06186 | 0.13204 | 295.6 | 338.6 | 433.8
20112 | STB-230 | 20191 | KEN-230 | 230 | 230 | ZoneMX | ZoneMX | 1 | Closed | Line | NO | 0.003 | 0.027 | 0.055 | 239 | 262.9 | 239
19500 | HASSYTAP | 14265 | SNVLY | 230 | 230 | WAPA-DSW | APS | 1 | Closed | Line | NO | 0.00115 | 0.00865 | 0.01621 | 743 | 797 | 743
20112 | STB-230 | 20115 | MXI-230 | 230 | 230 | ZoneMX | ZoneMX | 1 | Closed | Line | NO | 0.00087 | 0.00575 | 0.01135 | 386 | 425 | 386
41092 | TROUTD E | 45301 | TROUTPP1 | 230 | 230 | Portland Area | PAC:PTLD | 1 | Closed | Line | NO | 4e-05 | 0.00032 | 0.00115 | 719 | 888 | 1034
14265 | SNVLY | 17173 | HASSY-AZ | 230 | 230 | APS | CAP | 1 | Closed | Line | NO | 0.0003 | 0.00224 | 0.00435 | 80 | 80 | 80
43685 | BLUELAKE | 41092 | TROUTD E | 230 | 230 | Portland General - BES S/S | Portland Area | 2 | Closed | Line | NO | 0.00023 | 0.00206 | 0.00454 | 797 | 797 | 984
41092 | TROUTD E | 41094 | TROUTD W | 230 | 230 | Portland Area | Portland Area | BS | Closed | Line | NO | 0 | 0.00029 | 0 | 796.7 | 946.5 | 1119.4
30797 | LASAGUILASS | 30790 | PANOCHE | 230 | 230 | Conf Load (Yosemite) | Conf Load (Yosemite) | 1 | Closed | Line | NO | 0.00432 | 0.02613 | 0.04982 | 295.6 | 400.3 | 433.8
78850 | CLAREMNT | 78854 | FULLER | 230 | 230 | CSU | CSU | 1 | Closed | Line | NO | 0.0012 | 0.01082 | 0.02321 | 376 | 376 | 376
48289 | NOXON_CON | 41091 | TROUT_CREEK+ | 230 | 230 | AVA: Coeur D'Alene | Spokane Area, N Idaho, W Montana | 1 | Closed | Line | NO | 0.00158 | 0.01534 | 0.02852 | 569.7 | 569.7 | 733
30790 | PANOCHE | 30793 | PANO_EC | 230 | 230 | Conf Load (Yosemite) | Conf Load (Yosemite) | 1 | Closed | Line | NO | 4e-05 | 0.00028 | 0.00055 | 657.3 | 776.8 | 796.7
78851 | CTTNWD N | 78860 | BRIARGATE | 230 | 230 | CSU | CSU | 1 | Closed | Line | NO | 0.0008 | 0.006 | 0.01 | 495 | 495 | 495
41083 | TOLEDO | 41165 | WREN+ | 230 | 230 | Western Oregon | Western Oregon | 1 | Closed | Line | NO | 0.00619 | 0.03932 | 0.0709 | 426.3 | 426.3 | 525.9
30790 | PANOCHE | 30792 | TRANQLTYSS | 230 | 230 | Conf Load (Yosemite) | Conf Load (Yosemite) | 2 | Closed | Line | NO | 0.00333 | 0.01777 | 0.03573 | 754.1 | 754.1 | 824.6
41083 | TOLEDO | 41141 | WENDSON | 230 | 230 | Western Oregon | Western Oregon | 1 | Closed | Line | NO | 0.01196 | 0.07734 | 0.13445 | 195.2 | 195.2 | 386.4
20111 | TEK-230 | 20460 | VPA-230 | 230 | 230 | ZoneMX | ZoneMX | 1 | Closed | Line | NO | 0.00113 | 0.00746 | 0.01472 | 418 | 460 | 418
78850 | CLAREMNT | 78858 | STETSON | 230 | 230 | CSU | CSU | 1 | Closed | Line | NO | 0.00059 | 0.00569 | 0.01227 | 510 | 510 | 510
47814 | JONESCYN | 41079 | TUMBL_CREEK+ | 230 | 230 | Lower Columbia Basin | Western Oregon | 1 | Closed | Line | NO | 0.01926 | 0.18772 | 0.34822 | 255 | 255 | 509.9
30790 | PANOCHE | 30792 | TRANQLTYSS | 230 | 230 | Conf Load (Yosemite) | Conf Load (Yosemite) | 1 | Closed | Line | NO | 0.00333 | 0.01777 | 0.03573 | 754.1 | 754.1 | 824.6
78857 | RD_NIXON | 78859 | WILLIAMSCRK | 230 | 230 | CSU | CSU | 2 | Closed | Line | NO | 0.00047 | 0.00456 | 0.00996 | 589 | 589 | 648
30790 | PANOCHE | 30791 | PNCHE 1M | 230 | 230 | Conf Load (Yosemite) | Conf Load (Yosemite) | 1 | Closed | TransformerWinding | YES | 0.0002 | 0.02819 | 0 | 0 | 0 | 0
20111 | TEK-230 | 20116 | CTY-230 | 230 | 230 | ZoneMX | ZoneMX | 1 | Closed | Line | NO | 0.00189 | 0.01247 | 0.02461 | 386 | 425 | 386
78854 | FULLER | 78860 | BRIARGATE | 230 | 230 | CSU | CSU | 1 | Closed | Line | NO | 0.0008 | 0.006 | 0.00996 | 495 | 495 | 495
41075 | TILLAMOK | 41073 | TILLAMOK | 230 | 115 | Portland Area | Portland Area | 2 | Closed | Transformer | YES | 0.00042 | 0.03128 | 0 | 286 | 378 | 381
30766 | PADREFLATSSS | 30790 | PANOCHE | 230 | 230 | Conf Load (Yosemite) | Conf Load (Yosemite) | 1 | Closed | Line | NO | 0.00602 | 0.04953 | 0.09708 | 328.6 | 388.4 | 512.7
20111 | TEK-230 | 20115 | MXI-230 | 230 | 230 | ZoneMX | ZoneMX | 1 | Closed | Line | NO | 0.00121 | 0.00971 | 0.01883 | 418 | 460 | 418
65235 | BUFFALO | 66335 | SHERIDAN | 230 | 230 | WY NORTH | WY NORTH | 1 | Closed | Line | NO | 0.00982 | 0.0565 | 0.11874 | 339 | 376 | 356
65235 | BUFFALO | 65875 | KAYCEE | 230 | 230 | WY NORTH | WY NORTH | 1 | Closed | Line | NO | 0.01116 | 0.06421 | 0.13496 | 319 | 376 | 319
30766 | PADREFLATSSS | 30767 | WRIGHTFRMN | 230 | 230 | Conf Load (Yosemite) | Conf Load (Yosemite) | 1 | Closed | Line | NO | 0.00135 | 0.0003 | 0.00278 | 368 | 392 | 368
14267 | N.GILA | 14262 | ORCHRD | 230 | 230 | APS | APS | 1 | Closed | Line | NO | 0.0014 | 0.018 | 0.0426 | 1195 | 1195 | 1195
65235 | BUFFALO | 65293 | CARR DRA | 230 | 230 | WY NORTH | WY EAST | 1 | Closed | Line | NO | 0.00673 | 0.0609 | 0.12605 | 383 | 550 | 478
65220 | BRIDGER | 66315 | ROCKSPGS | 230 | 230 | WY CENTRAL | WY CENTRAL | 1 | Closed | Line | NO | 0.0056 | 0.05029 | 0.10686 | 400 | 557 | 607
30765 | LOSBANOS | 38625 | SN LS PP | 230 | 230 | Conf Load (Yosemite) | Conf Load (CDWR) | 2 | Closed | Line | NO | 0.00064 | 0.00484 | 0.01034 | 328.6 | 388.4 | 512.7
65220 | BRIDGER | 66020 | MUSTANG | 230 | 230 | WY CENTRAL | WY CENTRAL | 1 | Closed | Line | NO | 0.01151 | 0.10588 | 0.21224 | 400 | 557 | 607
65220 | BRIDGER | 65385 | BRIDGER | 230 | 345 | WY CENTRAL | WY CENTRAL | 2 | Closed | Transformer | YES | 0.00023 | 0.00928 | 0 | 700 | 750 | 750
30765 | LOSBANOS | 38625 | SN LS PP | 230 | 230 | Conf Load (Yosemite) | Conf Load (CDWR) | 1 | Closed | Line | NO | 0.00064 | 0.00484 | 0.01034 | 328.6 | 388.4 | 512.7
20110 | APD-230 | 20116 | CTY-230 | 230 | 230 | ZoneMX | ZoneMX | 1 | Closed | Line | NO | 0.00073 | 0.00483 | 0.00953 | 386 | 425 | 386
41061 | TAHKNICH | 41141 | WENDSON | 230 | 230 | Western Oregon | Western Oregon | 2 | Closed | Line | NO | 0.00482 | 0.0309 | 0.0546 | 426.3 | 426.3 | 498
30765 | LOSBANOS | 38615 | DS AMIGO | 230 | 230 | Conf Load (Yosemite) | Conf Load (CDWR) | 1 | Closed | Line | NO | 0.00344 | 0.02002 | 0.04061 | 295.6 | 338.6 | 433.8
41061 | TAHKNICH | 41059 | TAHKNICH | 230 | 115 | Western Oregon | Western Oregon | 1 | Closed | Transformer | YES | 0.00069 | 0.03849 | 0 | 219.2 | 288.1 | 285.9
14278 | PPAPS N | 14261 | PPAPS E | 230 | 230 | APS | APS | 1 | Open | Line | NO | 0 | 0.0003 | 0 | 907 | 907 | 907
30765 | LOSBANOS | 30790 | PANOCHE | 230 | 230 | Conf Load (Yosemite) | Conf Load (Yosemite) | 2 | Closed | Line | NO | 0.00953 | 0.05682 | 0.12111 | 295.6 | 338.6 | 433.8
78861 | WC_XFMRMP | 99011 | mid_99011 | 230 | 230 | CSU | CSU | 1 | Closed | TransformerWinding | YES | 0.00179 | -0.01975 | 0 | 63.8 | 63.8 | 63.8
41055 | S TACOMA | 410551 | STAC_STC_CIO | 230 | 230 | Seattle Area, Olympic Peninsula | THURSTN | 1 | Closed | Line | NO | 0.00307 | 0.03585 | 0.06531 | 605.5 | 605.5 | 756.9
30765 | LOSBANOS | 30766 | PADREFLATSSS | 230 | 230 | Conf Load (Yosemite) | Conf Load (Yosemite) | 1 | Closed | Line | NO | 0.00123 | 0.00657 | 0.01321 | 754.1 | 754.1 | 824.6
14260 | PPAPS C | 14261 | PPAPS E | 230 | 230 | APS | APS | 1 | Open | Line | NO | 0 | 0.0003 | 0 | 1195 | 1195 | 1195
30763 | QUINTO_SS | 30765 | LOSBANOS | 230 | 230 | Conf Load (Yosemite) | Conf Load (Yosemite) | 1 | Closed | Line | NO | 0.00072 | 0.00482 | 0.03354 | 1195 | 1195 | 1195
65175 | BLUE RIM | 66325 | S. TRONA | 230 | 230 | WY TRONA | WY TRONA | 1 | Closed | Line | NO | 0.00211 | 0.0191 | 0.03952 | 404 | 560 | 610
41055 | S TACOMA | 46642 | S_TAC-SW | 230 | 230 | Seattle Area, Olympic Peninsula | Tacoma Power - General | 1 | Closed | Line | NO | 0.00151 | 0.00927 | 0.01787 | 426.3 | 426.3 | 521.9
20107 | CPT-230 | 20110 | APD-230 | 230 | 230 | ZoneMX | ZoneMX | 1 | Closed | Line | NO | 0.00534 | 0.03521 | 0.06947 | 386 | 425 | 386
41055 | S TACOMA | 46633 | CANYONTA | 230 | 230 | Seattle Area, Olympic Peninsula | Tacoma Power - General | 1 | Closed | Line | NO | 5e-05 | 0.00045 | 0.00125 | 481.2 | 557.7 | 481.2
47748 | CENTRALA_SS# | 41053 | COWLITZ# | 230 | 230 | Seattle Area, Olympic Peninsula | Seattle Area, Olympic Peninsula | 1 | Closed | Line | NO | 0.00863 | 0.05593 | 0.09678 | 426.3 | 426.3 | 525.9
30763 | QUINTO_SS | 30764 | QUINTOSLR | 230 | 230 | Conf Load (Yosemite) | Conf Load (Yosemite) | 1 | Closed | Line | NO | 1e-05 | 8e-05 | 0.00014 | 247 | 247 | 247
46609 | COWLITZ | 41053 | COWLITZ# | 230 | 230 | Tacoma Power - General | Seattle Area, Olympic Peninsula | 1 | Closed | Line | NO | 0.00151 | 0.00939 | 0.01761 | 426.3 | 426.3 | 521.9
65160 | BIRCH CK | 66050 | NAUGHTON | 230 | 230 | WY NAUGHTON | WY NAUGHTON | 1 | Closed | Line | NO | 0.00403 | 0.0363 | 0.12348 | 679 | 841 | 841
41050 | TACOMA S | 46631 | NORTHEAST_A | 230 | 115 | Seattle Area, Olympic Peninsula | Tacoma Power - General | 3 | Closed | Transformer | YES | 0.00033 | 0.03393 | 0 | 500 | 500 | 500
30760 | COBURN | 999909 | COBLAS11 | 230 | 230 | Conf Load (Central Coast) | Conf Load (Yosemite) | 1 | Closed | Line | NO | 0.00682 | 0.05606 | 0.10987 | 295.6 | 400.3 | 318.7
20104 | CPD-230 | 20454 | SRY-230 | 230 | 230 | ZoneMX | ZoneSN | 1 | Closed | Line | NO | 0.00509 | 0.03958 | 0.0809 | 418 | 460 | 418
41050 | TACOMA S | 46609 | COWLITZ | 230 | 230 | Seattle Area, Olympic Peninsula | Tacoma Power - General | 1 | Closed | Line | NO | 0.00048 | 0.00586 | 0.0264 | 477.2 | 576 | 682.8
42505 | CHRISTOP | 41050 | TACOMA S | 230 | 230 | S.KING | Seattle Area, Olympic Peninsula | 2 | Closed | Line | NO | 0.00056 | 0.00963 | 0.0395 | 569.7 | 569.7 | 701.1
41049 | TACOMA N | 410490 | TAC_SOU_CIO | 230 | 230 | Seattle Area, Olympic Peninsula | Seattle Area, Olympic Peninsula | 1 | Closed | Line | NO | 0 | 0.00029 | 0 | 478 | 668.4 | 688.6
41049 | TACOMA N | 46651 | NORTHEAST_B | 230 | 115 | Seattle Area, Olympic Peninsula | Tacoma Power - General | 2 | Closed | Transformer | YES | 0.00033 | 0.03383 | 0 | 478 | 478 | 500
20104 | CPD-230 | 20391 | CHQ-230 | 230 | 230 | ZoneMX | ZoneSN | 1 | Closed | Line | NO | 0.00273 | 0.02152 | 0.02137 | 418 | 460 | 418
65140 | BENLOMND | 66050 | NAUGHTON | 230 | 230 | UT OGDEN | WY NAUGHTON | 1 | Closed | Line | NO | 0.01088 | 0.09743 | 0.33317 | 679 | 827 | 827
41049 | TACOMA N | 41050 | TACOMA S | 230 | 230 | Seattle Area, Olympic Peninsula | Seattle Area, Olympic Peninsula | BS | Closed | Line | NO | 0 | 0.00029 | 0 | 1195.1 | 1419.7 | 1600.2
65140 | BENLOMND | 65145 | BENLOMND | 230 | 138 | UT OGDEN | UT OGDEN | 2 | Closed | Transformer | YES | 0.00057 | 0.02437 | 0 | 299 | 334.9 | 358.8
20104 | CPD-230 | 20107 | CPT-230 | 230 | 230 | ZoneMX | ZoneMX | 1 | Closed | Line | NO | 0.00038 | 0.00253 | 0.00498 | 386 | 425 | 386
65140 | BENLOMND | 65145 | BENLOMND | 230 | 138 | UT OGDEN | UT OGDEN | 1 | Closed | Transformer | YES | 0.00051 | 0.02249 | 0 | 299 | 334.9 | 358.8
19052 | LIBERTY | 14258 | FREEDOM | 230 | 230 | WAPA-DSW | APS | 1 | Closed | Line | NO | 0 | 0.0003 | 0.00066 | 438 | 545 | 438
30755 | MOSSLNSW | 30797 | LASAGUILASS | 230 | 230 | Conf Load (Central Coast) | Conf Load (Yosemite) | 2 | Closed | Line | NO | 0.01297 | 0.07855 | 0.14976 | 295.6 | 400.3 | 433.8
14290 | AVERY E | 14257 | SCTWSH | 230 | 230 | APS | APS | 1 | Closed | Line | NO | 0.00096 | 0.01282 | 0.02573 | 1195 | 1195 | 1195
30787 | DUKE ML2 | 30755 | MOSSLNSW | 230 | 230 | Conf Load (Central Coast) | Conf Load (Central Coast) | 1 | Closed | Line | NO | 0.0005 | 0.0005 | 0 | 1195 | 1195 | 1195
20103 | WIS-230 | 20470 | SIS-230 | 230 | 230 | ZoneMX | ZoneMX | 1 | Closed | Line | NO | 0.00129 | 0.01007 | 0.02059 | 418 | 460 | 418
65105 | BAR-X | 67530 | ECHOSPRG | 230 | 230 | WY CENTRAL | WY CENTRAL | 1 | Closed | Line | NO | 0.005 | 0.0453 | 0.09375 | 425 | 556 | 478
30780 | DUKE ML1 | 30755 | MOSSLNSW | 230 | 230 | Conf Load (Central Coast) | Conf Load (Central Coast) | 1 | Closed | Line | NO | 0.0005 | 0.0005 | 0 | 1195 | 1195 | 1195
65105 | BAR-X | 67529 | BITR CRK | 230 | 230 | WY CENTRAL | WY CENTRAL | 1 | Closed | Line | NO | 0.00097 | 0.00875 | 0.01808 | 425 | 559 | 478
65096 | BUFFALO HEAD | 66410 | SPENCE | 230 | 230 | WY EAST | WY EAST | 1 | Closed | Line | NO | 0.00192 | 0.01822 | 0.03461 | 442 | 442 | 442
30755 | MOSSLNSW | 30760 | COBURN | 230 | 230 | Conf Load (Central Coast) | Conf Load (Central Coast) | 1 | Closed | Line | NO | 0.01315 | 0.09651 | 0.18254 | 295.6 | 400.3 | 318.7
20103 | WIS-230 | 20226 | XCO-230 | 230 | 230 | ZoneMX | ZoneMX | 1 | Closed | Line | NO | 0.0004 | 0.00334 | 0.00635 | 444 | 488.4 | 444
65095 | BADWATER | 65096 | BUFFALO HEAD | 230 | 230 | WY NORTH | WY EAST | 1 | Closed | Line | NO | 0.00851 | 0.08067 | 0.15299 | 442 | 442 | 442
65090 | ATLANTIC | 66740 | WYOPO | 230 | 230 | WY CENTRAL | WY CENTRAL | 1 | Closed | Line | NO | 0.00463 | 0.04182 | 0.08681 | 382 | 550 | 615
30735 | METCALF | 999910 | METLS 11 | 230 | 230 | Conf Load (San Jose) | Conf Load (San Jose) | 1 | Closed | Line | NO | 0.00318 | 0.01925 | 0.1472 | 591.2 | 637.4 | 637.4
65090 | ATLANTIC | 66315 | ROCKSPGS | 230 | 230 | WY CENTRAL | WY CENTRAL | 1 | Closed | Line | NO | 0.01091 | 0.09866 | 0.20482 | 394 | 550 | 478
41021 | ST JOHNS | 41019 | ST JOHNS | 230 | 115 | Portland Area | Portland Area | 1 | Closed | Transformer | YES | 0.00121 | 0.02473 | 0 | 228.6 | 328.2 | 347.1
20103 | WIS-230 | 20118 | ROA-230 | 230 | 230 | ZoneMX | ZoneMX | 1 | Closed | Line | NO | 0.00249 | 0.01934 | 0.03953 | 418 | 460 | 418
65075 | ANTLOPE | 65910 | LOST RIV | 230 | 230 | ID NPC | ID BPA | 1 | Closed | Line | NO | 0.0078 | 0.04759 | 0.08804 | 288 | 409 | 423
65075 | ANTLOPE | 65080 | ANTLOPE | 230 | 161 | ID NPC | ID NPC | 1 | Closed | Transformer | YES | 0.0005 | 0.02266 | 0 | 224 | 291.2 | 268.8
65060 | ANT MINE | 73276 | TEKLA | 230 | 230 | WY EAST | ZoneBK | 1 | Closed | Line | NO | 0.0015 | 0.0124 | 0.026 | 442.2 | 442.2 | 442.2
65060 | ANT MINE | 66745 | YELLOWCK | 230 | 230 | WY EAST | WY EAST | 1 | Closed | Line | NO | 0.00712 | 0.06448 | 0.13345 | 382 | 549 | 615
20103 | WIS-230 | 20115 | MXI-230 | 230 | 230 | ZoneMX | ZoneMX | 1 | Closed | Line | NO | 0.00071 | 0.00564 | 0.01152 | 444 | 488.4 | 444
14282 | PVTB | 14255 | TS2 | 230 | 230 | APS | APS | 1 | Closed | Line | NO | 0.00049 | 0.00613 | 0.01489 | 1195 | 1195 | 1195
621054 | PETERSON NWE | 65025 | AMPS | 230 | 230 | BUTTE_MT | ID NPC | 1 | Closed | Line | NO | 0.01128 | 0.1042 | 0.21543 | 478 | 478 | 478
30735 | METCALF | 30755 | MOSSLNSW | 230 | 230 | Conf Load (San Jose) | Conf Load (Central Coast) | 2 | Closed | Line | NO | 0.0073 | 0.05183 | 0.10844 | 694.3 | 694.3 | 746.5
20103 | WIS-230 | 20113 | OZA-230 | 230 | 230 | ZoneMX | ZoneMX | 1 | Closed | Line | NO | 0.0005 | 0.0041 | 0.0083 | 418 | 460 | 418
41008 | SNOKING_S3 | 410081 | MAP_SK3_CIO2 | 230 | 230 | Seattle Area, Olympic Peninsula | Seattle Area, Olympic Peninsula | 1 | Closed | Line | NO | 0.00012 | 0.00078 | 0.00141 | 426.3 | 426.3 | 513.1
41008 | SNOKING_S3 | 410080 | BOT_SK3_CIO | 230 | 230 | Seattle Area, Olympic Peninsula | Seattle Area, Olympic Peninsula | 2 | Closed | Line | NO | 5e-05 | 0.0007 | 0.00147 | 784.8 | 784.8 | 964.1
30735 | METCALF | 30755 | MOSSLNSW | 230 | 230 | Conf Load (San Jose) | Conf Load (Central Coast) | 1 | Closed | Line | NO | 0.0073 | 0.05183 | 0.10844 | 694.3 | 694.3 | 746.5
41008 | SNOKING_S3 | 41014 | SNOKING_S3 | 230 | 115 | Seattle Area, Olympic Peninsula | Seattle Area, Olympic Peninsula | 2 | Closed | Transformer | YES | 0.00061 | 0.03007 | 0 | 302.6 | 371.2 | 381.1
41006 | SNOKING_S2 | 41012 | SNOKING_S2 | 230 | 115 | Seattle Area, Olympic Peninsula | Seattle Area, Olympic Peninsula | 1 | Closed | Transformer | YES | 0.00039 | 0.02833 | 0 | 289.9 | 380.3 | 379.6
30735 | METCALF | 30741 | CAL MEC | 230 | 230 | Conf Load (San Jose) | Conf Load (San Jose) | 4 | Closed | Line | NO | 0.0005 | 0.00051 | 0.00211 | 1106.6 | 1195.1 | 1195.1
20103 | WIS-230 | 20104 | CPD-230 | 230 | 230 | ZoneMX | ZoneMX | 1 | Closed | Line | NO | 0.00328 | 0.03688 | 0.07538 | 418 | 460 | 418
14265 | SNVLY | 14254 | TRLBY | 230 | 230 | APS | APS | 1 | Closed | Line | NO | 0.00148 | 0.01902 | 0.04543 | 1234 | 1234 | 1234
41006 | SNOKING_S2 | 41008 | SNOKING_S3 | 230 | 230 | Seattle Area, Olympic Peninsula | Seattle Area, Olympic Peninsula | BS | Closed | Line | NO | 0 | 0.00029 | 0 | 796.7 | 946.5 | 1066.8
30733 | VASONA | 30735 | METCALF | 230 | 230 | Conf Load (De Anza) | Conf Load (San Jose) | 1 | Closed | Line | NO | 0.0036 | 0.0189 | 0.0397 | 366.5 | 420.3 | 512.7
20238 | HRA-230 | 20102 | RUM-230 | 230 | 230 | ZoneTJ | ZoneMX | 1 | Closed | Line | NO | 0.00859 | 0.07796 | 0.14795 | 418 | 460 | 418
41004 | SNOKING_S1 | 410041 | MAP_SK1_CIO2 | 230 | 230 | Seattle Area, Olympic Peninsula | Seattle Area, Olympic Peninsula | 2 | Closed | Line | NO | 0.0001 | 0.0008 | 0.00158 | 498 | 498 | 613.5
41004 | SNOKING_S1 | 410040 | BOT_SK1_CIO | 230 | 230 | Seattle Area, Olympic Peninsula | Seattle Area, Olympic Peninsula | 1 | Closed | Line | NO | 5e-05 | 0.00075 | 0.00146 | 784.8 | 784.8 | 964.1
999922 | NWKLS 13 | 30731 | LS ESTRS | 230 | 230 | Conf Load (San Jose) | Conf Load (San Jose) | 1 | Closed | Line | NO | 0.00031 | 0.0032 | 0.01213 | 733 | 840.5 | 888.3
14255 | TS2 | 14254 | TRLBY | 230 | 230 | APS | APS | 1 | Closed | Line | NO | 0.0012 | 0.01505 | 0.03681 | 1195 | 1195 | 1195
41004 | SNOKING_S1 | 41006 | SNOKING_S2 | 230 | 230 | Seattle Area, Olympic Peninsula | Seattle Area, Olympic Peninsula | BS | Closed | Line | NO | 0 | 0.00029 | 0 | 796.7 | 946.5 | 1066.8
999912 | METLS 13 | 30731 | LS ESTRS | 230 | 230 | Conf Load (San Jose) | Conf Load (San Jose) | 1 | Closed | Line | NO | 0.00031 | 0.0032 | 0.01213 | 591.2 | 637.4 | 637.4
640250 | TUNGSTEN2_HV | 64924 | TUNGSTEN | 230 | 230 | SPP-East Tie | SPP-East Tie | 1 | Closed | Line | NO | 0.00304 | 0.01853 | 0.04364 | 271 | 361 | 0
64922 | MCGINESS2 | 64955 | MCGINESS | 230 | 230 | SPP-East Tie | SPP-East Tie | 1 | Closed | Line | NO | 0 | 0.00026 | 0 | 359 | 359 | 359
30731 | LS ESTRS | 38901 | SSS | 230 | 230 | Conf Load (San Jose) | Conf Load (Silicon Valley Power) | 2 | Open | Line | NO | 0 | 0.001 | 0 | 733 | 799 | 733
20102 | RUM-230 | 20118 | ROA-230 | 230 | 230 | ZoneMX | ZoneMX | 1 | Closed | Line | NO | 0.00271 | 0.02492 | 0.04736 | 418 | 460 | 418
41004 | SNOKING_S1 | 41002 | SNOKING_S1 | 230 | 115 | Seattle Area, Olympic Peninsula | Seattle Area, Olympic Peninsula | 3 | Closed | Transformer | YES | 0.00041 | 0.02756 | 0 | 337.4 | 431.4 | 437.4
30731 | LS ESTRS | 38901 | SSS | 230 | 230 | Conf Load (San Jose) | Conf Load (Silicon Valley Power) | 1 | Closed | Transformer | YES | 0 | 0.0281 | 0 | 420 | 420 | 420
10041 | BISTI | 10248 | PILLAR | 230 | 230 | PNM: Other | PNM: Northwestern | 1 | Closed | Line | NO | 0.00258 | 0.0203 | 0.0399 | 402 | 402 | 402
64531 | OSCEOLA | 640130 | SPRING VAL | 230 | 230 | SPP-East Tie | SPP-East Tie | 1 | Closed | Line | NO | 2e-05 | 0.00012 | 0.00024 | 257.3 | 257.3 | 257.3
41328 | SNOHOMISH_S2 | 40992 | SNOHOMISH_S3 | 230 | 115 | Seattle Area, Olympic Peninsula | Seattle Area, Olympic Peninsula | 3 | Closed | Transformer | YES | 0.00093 | 0.02552 | 0 | 249.9 | 346.2 | 348
64500 | SALTWELL T | 64501 | SALTWELL | 230 | 230 | SPP-East Tie | SPP-East Tie | 1 | Closed | Line | NO | 0.00122 | 0.00739 | 0.01469 | 141.8 | 141.8 | 141.8
999913 | MONHIC11 | 30730 | HICKS | 230 | 230 | Conf Load (San Jose) | Conf Load (San Jose) | 1 | Closed | Line | NO | 0.00116 | 0.00601 | 0.01263 | 440.6 | 478 | 478
20222 | LOS-230 | 20082 | LOS-115 | 230 | 115 | ZoneEN | ZoneEN | 1 | Closed | Transformer | YES | 0.0017 | 0.06788 | 0 | 100 | 120 | 100
14253 | AVERY W | 14290 | AVERY E | 230 | 230 | APS | APS | 1 | Closed | Line | NO | 0 | 0.0003 | 0 | 1195 | 1195 | 1195
30735 | METCALF | 30730 | HICKS | 230 | 230 | Conf Load (San Jose) | Conf Load (San Jose) | 1 | Closed | Line | NO | 0.00246 | 0.01275 | 0.02679 | 637.4 | 637.4 | 637.4
14282 | PVTB | 14252 | PVPND | 230 | 230 | APS | APS | 1 | Closed | Line | NO | 0 | 0.0003 | 0 | 1195 | 1195 | 1195
30725 | C.COSTAPPE | 30726 | C.COSTAPPF | 230 | 230 | Conf Load (Diablo) | Conf Load (Diablo) | 2 | Closed | Line | NO | 0 | 0.00025 | 0 | 1200 | 1200 | 1200
41329 | SNOHOMISH_S3 | 40988 | SNOHOMISH_S2 | 230 | 115 | Seattle Area, Olympic Peninsula | Seattle Area, Olympic Peninsula | 2 | Closed | Transformer | YES | 0.00094 | 0.02532 | 0 | 249.9 | 345.9 | 347.7
30725 | C.COSTAPPE | 30726 | C.COSTAPPF | 230 | 230 | Conf Load (Diablo) | Conf Load (Diablo) | 1 | Closed | Line | NO | 0 | 0.00025 | 0 | 1200 | 1200 | 1200
46625 | MAYFIELD | 40987 | SILVR CK | 230 | 230 | Tacoma Power - General | Seattle Area, Olympic Peninsula | 1 | Closed | Line | NO | 0.00028 | 0.00171 | 0.00338 | 426.3 | 426.3 | 525.9
40986 | SLATT | 47849 | SHPD FLT | 230 | 230 | Lower Columbia Basin | Lower Columbia Basin | 2 | Closed | Line | NO | 0.00023 | 0.00405 | 0.0193 | 1082.5 | 1082.5 | 1082.5
30720 | SARATOGA | 30733 | VASONA | 230 | 230 | Conf Load (De Anza) | Conf Load (De Anza) | 1 | Closed | Line | NO | 0.00072 | 0.00557 | 0.01234 | 440.6 | 499.1 | 512.7
40986 | SLATT | 47849 | SHPD FLT | 230 | 230 | Lower Columbia Basin | Lower Columbia Basin | 1 | Closed | Line | NO | 0.00023 | 0.00405 | 0.0193 | 1082.5 | 1082.5 | 1082.5
40986 | SLATT | 47394 | MONTAGUE_1 | 230 | 230 | Lower Columbia Basin | Lower Columbia Basin | 1 | Closed | Line | NO | 0.00111 | 0.01283 | 0.02752 | 651 | 651 | 651
30716 | TRAN230A | 30717 | TRAN230B | 230 | 230 | Conf Load (Peninsula) | Conf Load (Peninsula) | 1 | Closed | Line | NO | 0.00066 | 0.00517 | 0.00897 | 478 | 637.4 | 478
30714 | JMDAMCX2 | 30716 | TRAN230A | 230 | 230 | Conf Load (Peninsula) | Conf Load (Peninsula) | 1 | Closed | Line | NO | 0.00028 | 0.00303 | 0.29947 | 478 | 637.4 | 478
14281 | PV230T3 | 14252 | PVPND | 230 | 230 | APS | APS | 1 | Closed | Line | NO | 0 | 0.0003 | 0 | 956 | 956 | 956
41330 | SNOHOMISH_S4 | 40984 | SNOHOMISH_S1 | 230 | 115 | Seattle Area, Olympic Peninsula | Seattle Area, Olympic Peninsula | 1 | Closed | Transformer | YES | 0.00044 | 0.02616 | 0 | 299.7 | 373.4 | 379
30715 | JEFFERSN | 30713 | JMDAMCX1 | 230 | 230 | Conf Load (Peninsula) | Conf Load (Peninsula) | 1 | Closed | Line | NO | 0.0004 | 0.00431 | 0.42646 | 478 | 637.4 | 478
64308 | ALPINE | 64924 | TUNGSTEN | 230 | 230 | SPP-East Tie | SPP-East Tie | 1 | Closed | Line | NO | 0.00414 | 0.02457 | 0.04803 | 302.8 | 302.8 | 302.8
64308 | ALPINE | 64500 | SALTWELL T | 230 | 230 | SPP-East Tie | SPP-East Tie | 1 | Closed | Line | NO | 0.01173 | 0.071 | 0.14116 | 358.5 | 358.5 | 358.5
30713 | JMDAMCX1 | 30714 | JMDAMCX2 | 230 | 230 | Conf Load (Peninsula) | Conf Load (Peninsula) | 1 | Closed | Line | NO | 3e-05 | 0.00023 | 0.00041 | 478 | 637.4 | 478
30712 | SLACTAP2 | 30715 | JEFFERSN | 230 | 230 | Conf Load (Peninsula) | Conf Load (Peninsula) | 2 | Closed | Line | NO | 0.00099 | 0.0079 | 0.01556 | 440.6 | 499.1 | 512.7
30712 | SLACTAP2 | 30711 | S.L.A.C. | 230 | 230 | Conf Load (Peninsula) | Conf Load (Peninsula) | 1 | Open | Line | NO | 0.001 | 0.0076 | 0.0164 | 367 | 420 | 513
40983 | SIFTON_W | 40979 | SIFTON | 230 | 115 | Portland Area | Portland Area | 1 | Closed | Transformer | YES | 0.00065 | 0.03115 | 0 | 281.3 | 350.5 | 368.2
30710 | SLACTAP1 | 30715 | JEFFERSN | 230 | 230 | Conf Load (Peninsula) | Conf Load (Peninsula) | 1 | Closed | Line | NO | 0.00093 | 0.00746 | 0.01473 | 440.6 | 499.1 | 512.7
40981 | SIFTON_E | 40979 | SIFTON | 230 | 115 | Portland Area | Portland Area | 2 | Closed | Transformer | YES | 0.00064 | 0.03055 | 0 | 281.3 | 350.5 | 368.2
40977 | SIFTON2# | 40983 | SIFTON_W | 230 | 230 | Portland Area | Portland Area | 2 | Closed | Line | NO | 0.00015 | 0.00134 | 0.00277 | 565.7 | 565.7 | 697.2
30710 | SLACTAP1 | 30711 | S.L.A.C. | 230 | 230 | Conf Load (Peninsula) | Conf Load (Peninsula) | 1 | Closed | Line | NO | 0.00098 | 0.00756 | 0.0164 | 367 | 420 | 513
14250 | WILOWLKW | 19106 | PRSCOTWA | 230 | 230 | APS | WAPA-DSW | 1 | Closed | Line | NO | 0 | 0.0003 | 0 | 320 | 320 | 320
40975 | SIFTON1# | 40981 | SIFTON_E | 230 | 230 | Portland Area | Portland Area | 1 | Closed | Line | NO | 0.00019 | 0.0018 | 0.00366 | 565.7 | 565.7 | 697.2
40974 | SICKLER TX | 47031 | DOUGLAS | 230 | 230 | Central Washington | Central Washington | 1 | Closed | Line | NO | 3e-05 | 0.00065 | 0.0022 | 1394.3 | 1394.3 | 1832.5
30705 | MONTAVIS | 999913 | MONHIC11 | 230 | 230 | Conf Load (De Anza) | Conf Load (San Jose) | 1 | Closed | Line | NO | 0.00157 | 0.01252 | 0.02611 | 440.6 | 478 | 478
40971 | SHELTON | 409710 | SBR_SHE_CIO | 230 | 230 | Seattle Area, Olympic Peninsula | Seattle Area, Olympic Peninsula | 1 | Closed | Line | NO | 0.00535 | 0.04513 | 0.0869 | 498 | 498 | 613.5
14250 | WILOWLKW | 14249 | WILOWLKE | 230 | 230 | APS | APS | 1 | Closed | Line | NO | 0 | 0.0003 | 0 | 796.7 | 796.7 | 796.7
40971 | SHELTON | 40969 | SHELTON | 230 | 115 | Seattle Area, Olympic Peninsula | Seattle Area, Olympic Peninsula | 1 | Closed | Transformer | YES | 0.00045 | 0.0232 | 0 | 329.8 | 436.7 | 428.7
30741 | CAL MEC | 30705 | MONTAVIS | 230 | 230 | Conf Load (San Jose) | Conf Load (De Anza) | 4 | Closed | Line | NO | 0.00133 | 0.02815 | 0.11604 | 1106.6 | 1195.1 | 1195.1
30735 | METCALF | 30705 | MONTAVIS | 230 | 230 | Conf Load (San Jose) | Conf Load (De Anza) | 3 | Closed | Line | NO | 0.00135 | 0.02856 | 0.11772 | 1106.6 | 1195.1 | 1195.1
40963 | HORSERANCH# | 409630 | HOR_HRJ_CIO | 230 | 230 | Seattle Area, Olympic Peninsula | Seattle Area, Olympic Peninsula | 1 | Closed | Line | NO | 5e-05 | 0.00064 | 0.00129 | 776.8 | 776.8 | 882.4
40963 | HORSERANCH# | 41330 | SNOHOMISH_S4 | 230 | 230 | Seattle Area, Olympic Peninsula | Seattle Area, Olympic Peninsula | 2 | Closed | Line | NO | 0.00024 | 0.00151 | 0.00266 | 426.3 | 426.3 | 521.9
30705 | MONTAVIS | 30720 | SARATOGA | 230 | 230 | Conf Load (De Anza) | Conf Load (De Anza) | 1 | Closed | Line | NO | 0.00116 | 0.0088 | 0.02026 | 366.5 | 420.3 | 478
40963 | HORSERANCH# | 41330 | SNOHOMISH_S4 | 230 | 230 | Seattle Area, Olympic Peninsula | Seattle Area, Olympic Peninsula | 1 | Closed | Line | NO | 0.00024 | 0.00152 | 0.00268 | 426.3 | 426.3 | 521.9
30705 | MONTAVIS | 30712 | SLACTAP2 | 230 | 230 | Conf Load (De Anza) | Conf Load (Peninsula) | 2 | Closed | Line | NO | 0.00267 | 0.02136 | 0.04206 | 440.6 | 478 | 478
14248 | GLENDALW | 15201 | AGUAFRIA | 230 | 230 | APS | SRP EHV 230 KV | 1 | Closed | Line | NO | 0.00044 | 0.00396 | 0.00865 | 461 | 573 | 461
30705 | MONTAVIS | 30710 | SLACTAP1 | 230 | 230 | Conf Load (De Anza) | Conf Load (Peninsula) | 1 | Closed | Line | NO | 0.00272 | 0.02179 | 0.04289 | 440.6 | 478 | 478
999925 | TESRAV11 | 30703 | RAVENSWD | 230 | 230 | Conf Load (Peninsula) | Conf Load (Peninsula) | 1 | Closed | Line | NO | 0.0009 | 0.00994 | 0.03448 | 1106.6 | 1195.1 | 1195.1
19208 | N.WADDEL | 14246 | RACEWAY | 230 | 230 | WAPA-DSW | APS | 1 | Closed | Line | NO | 0.0007 | 0.00475 | 0.00866 | 159 | 159 | 159
30700 | SANMATEO | 999917 | SANPIT11 | 230 | 230 | Conf Load (Peninsula) | Conf Load (Diablo) | 1 | Closed | Line | NO | 0.0098 | 0.0702 | 0.1378 | 397.6 | 462.5 | 512.7
30700 | SANMATEO | 999914 | SANMAR11 | 230 | 230 | Conf Load (Peninsula) | Conf Load (S.F.) | 1 | Closed | Line | NO | 0.0005 | 0.01512 | 0 | 418.3 | 557.7 | 418.3
40947 | SATSOP | 475950 | GRA_SAT_CIO | 230 | 230 | Seattle Area, Olympic Peninsula | Seattle Area, Olympic Peninsula | 1 | Closed | Line | NO | 3e-05 | 0.00075 | 0.00248 | 1569.5 | 1569.5 | 1936.1
30703 | RAVENSWD | 30700 | SANMATEO | 230 | 230 | Conf Load (Peninsula) | Conf Load (Peninsula) | 2 | Closed | Line | NO | 0.00114 | 0.01342 | 0.05094 | 733 | 796.7 | 796.7
64531 | OSCEOLA | 64124 | UTAH-NEV | 230 | 230 | SPP-East Tie | SPP-East Tie | 1 | Closed | Line | NO | 0.00616 | 0.03707 | 0.07086 | 358.5 | 358.5 | 358.5
40947 | SATSOP | 40971 | SHELTON | 230 | 230 | Seattle Area, Olympic Peninsula | Seattle Area, Olympic Peninsula | 1 | Closed | Line | NO | 0.00522 | 0.051 | 0.10494 | 565.7 | 565.7 | 697.2
30703 | RAVENSWD | 30700 | SANMATEO | 230 | 230 | Conf Load (Peninsula) | Conf Load (Peninsula) | 1 | Closed | Line | NO | 0.00114 | 0.01342 | 0.05094 | 733 | 796.7 | 796.7
14272 | MORGAN | 14246 | RACEWAY | 230 | 230 | APS | APS | 1 | Closed | Line | NO | 0.00019 | 0.00251 | 0.00515 | 600 | 896 | 600
999920 | EMBPTR12 | 30699 | PTR_SHNT | 230 | 230 | Conf Load (S.F.) | Conf Load (S.F.) | 1 | Closed | Line | NO | 1e-05 | 0.00011 | 0.01148 | 400.4 | 458.1 | 400.4
40944 | SANTIAM TX | 40942 | SANTIAM# | 230 | 230 | Western Oregon | Western Oregon | 1 | Closed | Line | NO | 2e-05 | 0.00012 | 0.00022 | 195.2 | 195.2 | 386.4
40939 | SANTIAM WEST | 409390 | BET_SAN_CIO | 230 | 230 | Western Oregon | Central Washington | 1 | Closed | Line | NO | 0.00156 | 0.02493 | 0.04895 | 784.8 | 784.8 | 964.1
40939 | SANTIAM WEST | 41165 | WREN+ | 230 | 230 | Western Oregon | Western Oregon | 1 | Closed | Line | NO | 0.01011 | 0.06348 | 0.11713 | 314.7 | 314.7 | 450.2
40939 | SANTIAM WEST | 41079 | TUMBL_CREEK+ | 230 | 230 | Western Oregon | Western Oregon | 1 | Closed | Line | NO | 0.00492 | 0.04184 | 0.07899 | 426.3 | 426.3 | 521.9
40939 | SANTIAM WEST | 40942 | SANTIAM# | 230 | 230 | Western Oregon | Western Oregon | 1 | Closed | Line | NO | 2e-05 | 0.00014 | 0.00027 | 426.3 | 426.3 | 525.9
30698 | POTRERO | 30699 | PTR_SHNT | 230 | 230 | Conf Load (S.F.) | Conf Load (S.F.) | 1 | Closed | Line | NO | 5e-05 | 0.0001 | 5e-05 | 560 | 640 | 774.4
30696 | MRT RCTR | 999918 | MRTMAR11 | 230 | 230 | Conf Load (S.F.) | Conf Load (S.F.) | 1 | Closed | Line | NO | 0.0005 | 0.01512 | 0 | 637.4 | 637.4 | 637.4
40939 | SANTIAM WEST | 40938 | SANTIAM EAST | 230 | 230 | Western Oregon | Western Oregon | BS | Closed | Line | NO | 0 | 0.00029 | 0 | 1195.1 | 1419.7 | 1600.2
14246 | RACEWAY | 14259 | WESTWNGE | 230 | 230 | APS | APS | 1 | Closed | Line | NO | 0.00133 | 0.01054 | 0.01916 | 311 | 311 | 311
47284 | MARCOLA | 40937 | SANTIAM_JMP | 230 | 230 | Western Oregon | Western Oregon | 1 | Closed | Line | NO | 0.01116 | 0.07218 | 0.12546 | 314.7 | 314.7 | 450.2
41321 | MARC SW2 | 40937 | SANTIAM_JMP | 230 | 230 | Western Oregon | Western Oregon | 2 | Closed | Line | NO | 0.00719 | 0.07017 | 0.12983 | 418.3 | 418.3 | 601.5
30717 | TRAN230B | 30696 | MRT RCTR | 230 | 230 | Conf Load (Peninsula) | Conf Load (S.F.) | 1 | Closed | Line | NO | 0.00076 | 0.00808 | 0.79921 | 478 | 637.4 | 478
40937 | SANTIAM_JMP | 40939 | SANTIAM WEST | 230 | 230 | Western Oregon | Western Oregon | 1 | Closed | Line | NO | 5e-05 | 0.00075 | 0.00152 | 808.7 | 808.7 | 995.9
999919 | MRTMAR12 | 30695 | MARTIN C | 230 | 230 | Conf Load (S.F.) | Conf Load (S.F.) | 1 | Closed | Series Cap | NO | 0.0005 | 0.01512 | 0 | 637.4 | 637.4 | 637.4
999916 | SANMAR13 | 30695 | MARTIN C | 230 | 230 | Conf Load (S.F.) | Conf Load (S.F.) | 1 | Closed | Line | NO | 0.0005 | 0.01512 | 0 | 418.3 | 557.7 | 418.3
14253 | AVERY W | 14246 | RACEWAY | 230 | 230 | APS | APS | 1 | Closed | Line | NO | 0.00101 | 0.01338 | 0.02691 | 1195 | 1195 | 1195
30685 | EMBRCDRD | 999921 | EMBPTR11 | 230 | 230 | Conf Load (S.F.) | Conf Load (S.F.) | 1 | Closed | Line | NO | 2e-05 | 0.00022 | 0.02262 | 400.4 | 458.1 | 400.4
14284 | PVRUX | 14245 | STRATUS | 230 | 230 | APS | APS | 2 | Closed | Line | NO | 0.00015 | 0.0018 | 0.00441 | 1195 | 1195 | 1195
30695 | MARTIN C | 30685 | EMBRCDRD | 230 | 230 | Conf Load (S.F.) | Conf Load (S.F.) | 2 | Closed | Line | NO | 0.00066 | 0.00349 | 0.75779 | 418.3 | 418.3 | 418.3
30695 | MARTIN C | 30685 | EMBRCDRD | 230 | 230 | Conf Load (S.F.) | Conf Load (S.F.) | 1 | Closed | Line | NO | 0.00066 | 0.00348 | 0.75568 | 418.3 | 418.3 | 418.3
64056 | GONDER | 64531 | OSCEOLA | 230 | 230 | SPP-East Tie | SPP-East Tie | 1 | Closed | Line | NO | 0.00686 | 0.04153 | 0.08257 | 358.5 | 358.5 | 358.5
64056 | GONDER | 64460 | ROBINSON | 230 | 230 | SPP-East Tie | SPP-East Tie | 1 | Closed | Line | NO | 0.00112 | 0.0115 | 0.21244 | 318.7 | 318.7 | 318.7
64205 | GONDER1 | 64056 | GONDER | 230 | 230 | SPP-East Tie | SPP-East Tie | 1 | Closed | Line | NO | 0 | 0.0007 | 0 | 359 | 359 | 359
40923 | SALEM | 40921 | SALEM | 230 | 115 | Portland Area | Portland Area | 1 | Closed | Transformer | YES | 0.00043 | 0.03135 | 0 | 290.1 | 353.1 | 376.6
38400 | WALNT | 30670 | WESTLEY | 230 | 230 | Conf Load (TID) | Conf Load (TID) | 1 | Closed | Line | NO | 0.0026 | 0.026 | 0.0993 | 637 | 651 | 637
64500 | SALTWELL T | 64054 | FT CHUR | 230 | 230 | SPP-East Tie | SPP-Carson City | 1 | Closed | Line | NO | 0.00897 | 0.05427 | 0.1079 | 358.5 | 358.5 | 358.5
14245 | STRATUS | 14258 | FREEDOM | 230 | 230 | APS | APS | 1 | Closed | Line | NO | 0.0011 | 0.01343 | 0.0328 | 1195 | 1195 | 1195
30670 | WESTLEY | 38257 | ROSEMRE | 230 | 230 | Conf Load (TID) | Conf Load (MID) | 2 | Closed | Line | NO | 0.00156 | 0.01418 | 0.06217 | 651 | 796.7 | 796.7
40909 | SACHEEN | 40907 | SACHEEN | 230 | 115 | Spokane Area, N Idaho, W Montana | Spokane Area, N Idaho, W Montana | 1 | Closed | Transformer | YES | 0.00106 | 0.0486 | 0 | 163.7 | 196.6 | 225.1
41351 | MCNRY S1 | 40905 | ROUNDUP | 230 | 230 | Lower Columbia Basin | Southeast Washington | 1 | Closed | Line | NO | 0.00926 | 0.0575 | 0.10857 | 426.3 | 426.3 | 549.8
30670 | WESTLEY | 38257 | ROSEMRE | 230 | 230 | Conf Load (TID) | Conf Load (MID) | 1 | Closed | Line | NO | 0.00156 | 0.01418 | 0.06217 | 651 | 796.7 | 796.7
40900 | ROSS_E | 41161 | WOODLAND | 230 | 230 | Clark County, WA | Portland Area | 1 | Closed | Line | NO | 0.0048 | 0.03114 | 0.05367 | 597.6 | 597.6 | 657.3
64045 | FRONTIER | 64069 | MACHACEK | 230 | 230 | SPP-East Tie | SPP-East Tie | 1 | Closed | Line | NO | 0.01212 | 0.07336 | 0.14587 | 380 | 380 | 380
40900 | ROSS_E | 41021 | ST JOHNS | 230 | 230 | Clark County, WA | Portland Area | 1 | Closed | Line | NO | 0.00173 | 0.01104 | 0.02015 | 426.3 | 426.3 | 525.9
38204 | PRKR MID | 30670 | WESTLEY | 230 | 230 | Conf Load (MID) | Conf Load (TID) | 1 | Closed | Line | NO | 0.0026 | 0.026 | 0.0993 | 651 | 651 | 797
40900 | ROSS_E | 40977 | SIFTON2# | 230 | 230 | Clark County, WA | Portland Area | 2 | Closed | Line | NO | 0.00203 | 0.0132 | 0.02297 | 430.2 | 430.2 | 529.8
14252 | PVPND | 14245 | STRATUS | 230 | 230 | APS | APS | 1 | Closed | Line | NO | 0.00015 | 0.0018 | 0.00441 | 1195 | 1195 | 1195
37585 | TRCY PMP | 30670 | WESTLEY | 230 | 230 | Conf Load (Western) | Conf Load (TID) | 2 | Closed | Line | NO | 0.0031 | 0.0309 | 0.1178 | 650 | 650 | 791
43459 | RIVRGATE | 40899 | ROSS_W | 230 | 230 | Portland General - BES S/S | Clark County, WA | 1 | Closed | Line | NO | 0.00176 | 0.0113 | 0.02087 | 426.3 | 426.3 | 525.9
40899 | ROSS_W | 40975 | SIFTON1# | 230 | 230 | Clark County, WA | Portland Area | 1 | Closed | Line | NO | 0.00204 | 0.0133 | 0.02313 | 430.2 | 430.2 | 529.8
37585 | TRCY PMP | 30670 | WESTLEY | 230 | 230 | Conf Load (Western) | Conf Load (TID) | 1 | Closed | Line | NO | 0.0031 | 0.0309 | 0.1178 | 650 | 650 | 791
40899 | ROSS_W | 40900 | ROSS_E | 230 | 230 | Clark County, WA | Clark County, WA | BS | Closed | Line | NO | 0 | 0.00029 | 0 | 796.7 | 946.5 | 1066.8
30670 | WESTLEY | 30763 | QUINTO_SS | 230 | 230 | Conf Load (TID) | Conf Load (Yosemite) | 1 | Closed | Line | NO | 0.0034 | 0.0226 | 0.1575 | 1180.7 | 1195.1 | 1195.1
30656 | PPASSWND | 30655 | PPASSJCT | 230 | 230 | Conf Load (Stockton) | Conf Load (Stockton) | 1 | Closed | Line | NO | 4e-05 | 0.00036 | 0.0007 | 328.7 | 388.4 | 512.7
20063 | CIP-230 | 20450 | JOV-230 | 230 | 230 | ZoneEN | ZoneTJ | 1 | Closed | Line | NO | 0.00725 | 0.05009 | 0.0983 | 319 | 350.9 | 319
30640 | TESLA C | 30655 | PPASSJCT | 230 | 230 | Conf Load (Stockton) | Conf Load (Stockton) | 2 | Closed | Line | NO | 0.00028 | 0.00285 | 0.01211 | 987 | 1181 | 1195
14264 | JUNIPRMT | 14244 | SELIGMAN | 230 | 230 | APS | APS | 1 | Closed | Line | NO | 0.00426 | 0.02378 | 0.04462 | 50.2 | 50.2 | 50.2
40900 | ROSS_E | 40897 | ROSS | 230 | 115 | Clark County, WA | Portland Area | 1 | Closed | Transformer | YES | 0.00066 | 0.02992 | 0 | 302.4 | 368 | 392.2
30635 | NWK DIST | 999924 | NWKLS 11 | 230 | 230 | Conf Load (Mission) | Conf Load (San Jose) | 1 | Closed | Line | NO | 9e-05 | 0.00117 | 0.00445 | 733 | 840.5 | 888.3
40899 | ROSS_W | 40897 | ROSS | 230 | 115 | Clark County, WA | Portland Area | 2 | Closed | Transformer | YES | 0.00064 | 0.02816 | 0 | 262.2 | 336.6 | 350.6
30655 | PPASSJCT | 30631 | NEWARK E | 230 | 230 | Conf Load (Stockton) | Conf Load (Mission) | 2 | Closed | Line | NO | 0.00255 | 0.02237 | 0.12238 | 881 | 998 | 1026
40895 | ROGUE | 40893 | ROGUE | 230 | 115 | Western Oregon | Western Oregon | 1 | Closed | Transformer | YES | 0.00073 | 0.05104 | 0 | 193.8 | 255 | 253.3
30631 | NEWARK E | 30635 | NWK DIST | 230 | 230 | Conf Load (Mission) | Conf Load (Mission) | 1 | Closed | Line | NO | 5e-05 | 0.00035 | 0.00066 | 841 | 932 | 1059.6
20063 | CIP-230 | 20222 | LOS-230 | 230 | 230 | ZoneEN | ZoneEN | 1 | Closed | Line | NO | 0.00203 | 0.01387 | 0.02675 | 319 | 350.9 | 319
35219 | VINEYARD | 30630 | NEWARK D | 230 | 230 | Conf Load (Mission) | Conf Load (Mission) | 1 | Closed | Line | NO | 0.00395 | 0.02449 | 0.37876 | 295.6 | 376.5 | 400
20063 | CIP-230 | 20065 | CIP-115 | 230 | 115 | ZoneEN | ZoneEN | 2 | Closed | Transformer | YES | 0.0017 | 0.0679 | 0 | 100 | 120 | 100
30630 | NEWARK D | 30703 | RAVENSWD | 230 | 230 | Conf Load (Mission) | Conf Load (Peninsula) | 1 | Closed | Line | NO | 0.0009 | 0.00994 | 0.03448 | 1106.6 | 1195.1 | 1195.1
19107 | GAVLINWA | 14243 | GAVILNPK | 230 | 230 | WAPA-DSW | APS | 1 | Closed | Line | NO | 0 | 0.0003 | 0 | 335 | 369 | 335
40883 | RESTON | 45093 | DIXONVLE | 230 | 230 | Western Oregon | PAC:ROSE | 1 | Closed | Line | NO | 0.00429 | 0.02551 | 0.05029 | 355 | 391 | 466
30630 | NEWARK D | 30631 | NEWARK E | 230 | 230 | Conf Load (Mission) | Conf Load (Mission) | 2 | Closed | Line | NO | 0 | 0.00025 | 0 | 1195.1 | 1195.1 | 1195.1
40883 | RESTON | 40881 | RESTON# | 230 | 230 | Western Oregon | Western Oregon | 1 | Open | Line | NO | 1e-05 | 7e-05 | 0.00012 | 478 | 478 | 478
30630 | NEWARK D | 30631 | NEWARK E | 230 | 230 | Conf Load (Mission) | Conf Load (Mission) | 1 | Closed | Line | NO | 0 | 0.00025 | 0 | 1195.1 | 1195.1 | 1195.1
20063 | CIP-230 | 20065 | CIP-115 | 230 | 115 | ZoneEN | ZoneEN | 1 | Closed | Transformer | YES | 0.00152 | 0.06081 | 0 | 100 | 120 | 100
45239 | PILOTBT | 40876 | RDMND_W | 230 | 230 | PAC:C.OR | Southern Oregon | 1 | Closed | Line | NO | 0.00364 | 0.0226 | 0.04275 | 426.3 | 426.3 | 549.8
14240 | FORTROCK | 14264 | JUNIPRMT | 230 | 230 | APS | APS | 1 | Closed | Line | NO | 0.0025 | 0.01559 | 0.02924 | 122.3 | 122.3 | 122.3
40876 | RDMND_W | 43482 | ROUNDB S | 230 | 230 | Southern Oregon | Portland General - BES S/S | 1 | Closed | Line | NO | 0.00574 | 0.03524 | 0.06673 | 439 | 439 | 570
40875 | RDMND_E | 40876 | RDMND_W | 230 | 230 | Southern Oregon | Southern Oregon | BS | Closed | Line | NO | 0 | 0.00029 | 0 | 796.7 | 946.5 | 1119.4
37585 | TRCY PMP | 30625 | TESLA D | 230 | 230 | Conf Load (Western) | Conf Load (Stockton) | 2 | Closed | Line | NO | 0.00119 | 0.00838 | 0.01776 | 657 | 682 | 746
40875 | RDMND_E | 40874 | RDMND_W | 230 | 115 | Southern Oregon | Southern Oregon | 3 | Closed | Transformer | YES | 0.00042 | 0.02566 | 0 | 326.5 | 414.4 | 440.5
37585 | TRCY PMP | 30625 | TESLA D | 230 | 230 | Conf Load (Western) | Conf Load (Stockton) | 1 | Closed | Line | NO | 0.00119 | 0.00838 | 0.01776 | 657 | 682 | 746
20051 | PAP-TAP | 20149 | TJI-230 | 230 | 230 | ZoneTJ | ZoneTJ | 1 | Closed | Line | NO | 0 | 0.0001 | 0 | 319 | 351 | 319
64006 | AUSTIN | 64308 | ALPINE | 230 | 230 | SPP-East Tie | SPP-East Tie | 1 | Closed | Line | NO | 0.00999 | 0.06045 | 0.12018 | 358.5 | 358.5 | 358.5
64006 | AUSTIN | 64045 | FRONTIER | 230 | 230 | SPP-East Tie | SPP-East Tie | 1 | Closed | Line | NO | 0.00324 | 0.01947 | 0.03722 | 311.1 | 311.1 | 311.1
64005 | ANACONDA | 64379 | CRSNT DUNE | 230 | 230 | SPP-East Tie | SPP-East Tie | 1 | Closed | Line | NO | 0.00198 | 0.01211 | 0.02238 | 358.5 | 358.5 | 358.5
64005 | ANACONDA | 64248 | ROUNDMTN | 230 | 230 | SPP-East Tie | SPP-East Tie | 1 | Closed | Line | NO | 0.00792 | 0.04569 | 0.09618 | 311.9 | 311.9 | 311.9
40876 | RDMND_W | 40873 | RDMND_E | 230 | 115 | Southern Oregon | Southern Oregon | 5 | Closed | Transformer | YES | 0.00042 | 0.02578 | 0 | 326.5 | 414.4 | 450
30625 | TESLA D | 30640 | TESLA C | 230 | 230 | Conf Load (Stockton) | Conf Load (Stockton) | 2 | Closed | Line | NO | 0.001 | 0.0302 | 0 | 796.7 | 796.7 | 796.7
30625 | TESLA D | 30640 | TESLA C | 230 | 230 | Conf Load (Stockton) | Conf Load (Stockton) | 1 | Closed | Line | NO | 0.001 | 0.0302 | 0 | 796.7 | 796.7 | 796.7
14263 | SOLANA | 14238 | PANDA | 230 | 230 | APS | APS | 1 | Closed | Line | NO | 0.0023 | 0.01391 | 0.13087 | 437 | 544 | 437
30624 | TESLA E | 999925 | TESRAV11 | 230 | 230 | Conf Load (Stockton) | Conf Load (Peninsula) | 1 | Closed | Line | NO | 0.00136 | 0.03813 | 0.08811 | 1106.6 | 1195.1 | 1195.1
61828 | NAMPA TP | 61829 | NAMPA | 230 | 230 | ZoneIP Central | ZoneIP Central | 1 | Closed | Line | NO | 0.00046 | 0.00418 | 0.01044 | 487.2 | 550.5 | 705.1
30624 | TESLA E | 30670 | WESTLEY | 230 | 230 | Conf Load (Stockton) | Conf Load (TID) | 1 | Closed | Line | NO | 0.0028 | 0.016 | 0.1336 | 591 | 677 | 797
30624 | TESLA E | 30630 | NEWARK D | 230 | 230 | Conf Load (Stockton) | Conf Load (Mission) | 1 | Closed | Line | NO | 0.00136 | 0.02807 | 0.11975 | 987.1 | 1147.3 | 1147.3
30624 | TESLA E | 30625 | TESLA D | 230 | 230 | Conf Load (Stockton) | Conf Load (Stockton) | 2 | Closed | Line | NO | 0.001 | 0.0151 | 0 | 796.7 | 796.7 | 796.7
30624 | TESLA E | 30625 | TESLA D | 230 | 230 | Conf Load (Stockton) | Conf Load (Stockton) | 1 | Closed | Line | NO | 0.001 | 0.0151 | 0 | 796.7 | 796.7 | 796.7
38000 | LODI | 30622 | EIGHT MI | 230 | 230 | Conf Load (NCPA) | Conf Load (Stockton) | 1 | Closed | Line | NO | 0.00053 | 0.00317 | 0.00643 | 604 | 604 | 660
30622 | EIGHT MI | 30624 | TESLA E | 230 | 230 | Conf Load (Stockton) | Conf Load (Stockton) | 1 | Closed | Line | NO | 0.0048 | 0.0351 | 0.0868 | 313.1 | 369.7 | 478
46166 | POTHOLEG | 40851 | POTHOLES | 230 | 230 | Grant County, WA | Central Washington | 1 | Closed | Line | NO | 1e-05 | 0.0004 | 0.0004 | 423.9 | 482.8 | 542.2
41356 | GND_COULE_S1 | 40851 | POTHOLES | 230 | 230 | Central Washington | Central Washington | 1 | Closed | Line | NO | 0.01582 | 0.10262 | 0.17729 | 426.3 | 426.3 | 549.8
30600 | TRES VAQ | 30640 | TESLA C | 230 | 230 | Conf Load (Diablo) | Conf Load (Stockton) | 2 | Closed | Line | NO | 0.00183 | 0.01283 | 0.02763 | 682.8 | 682.8 | 746.5
14238 | PANDA | 14258 | FREEDOM | 230 | 230 | APS | APS | 1 | Closed | Line | NO | 0.00657 | 0.05436 | 0.11802 | 437.8 | 544.6 | 437.8
41346 | MIDWAYB1 | 40851 | POTHOLES | 230 | 230 | Lower Columbia Basin | Central Washington | 1 | Closed | Line | NO | 0.00889 | 0.05762 | 0.09957 | 358.5 | 358.5 | 505.9
30595 | FLOWIND2 | 30640 | TESLA C | 230 | 230 | Conf Load (Stockton) | Conf Load (Stockton) | 1 | Closed | Line | NO | 0.00093 | 0.00648 | 0.01397 | 682.8 | 682.8 | 746.5
40845 | PORT_ANG_1 | 40843 | PORT ANG | 230 | 115 | Seattle Area, Olympic Peninsula | Seattle Area, Olympic Peninsula | 3 | Closed | Transformer | YES | 0.00095 | 0.05103 | 0 | 273 | 343 | 343
30585 | LS PSTAS | 30630 | NEWARK D | 230 | 230 | Conf Load (Mission) | Conf Load (Mission) | 1 | Closed | Line | NO | 0.00501 | 0.03203 | 0.06038 | 295.6 | 338.6 | 433.8
40845 | PORT_ANG_1 | 40839 | PORT_ANG_2 | 230 | 230 | Seattle Area, Olympic Peninsula | Seattle Area, Olympic Peninsula | DS | Open | Line | NO | 0 | 0.00029 | 0 | 478 | 668.4 | 688.6
40838 | PONDROSA_GIS | 45247 | PONDROSA | 230 | 115 | Southern Oregon | PAC:C.OR | 1 | Closed | Transformer | YES | 0.00035 | 0.02973 | 0 | 250 | 280 | 300
38610 | DELTAPMP | 30580 | SANDHLWJCT | 230 | 230 | Conf Load (CDWR) | Conf Load (Stockton) | 1 | Closed | Line | NO | 0.00089 | 0.00646 | 0.01332 | 396.8 | 450 | 488
30580 | SANDHLWJCT | 30625 | TESLA D | 230 | 230 | Conf Load (Stockton) | Conf Load (Stockton) | 1 | Closed | Line | NO | 0.00103 | 0.00653 | 0.0153 | 396.8 | 450 | 488
40836 | PONDROSA_AIS | 408361 | PON_COR2_CIO | 230 | 230 | Southern Oregon | Southern Oregon | 2 | Closed | Line | NO | 0 | 0.00029 | 0 | 617.5 | 617.5 | 796.7
15230 | RUDD | 14237 | RUNWAY | 230 | 230 | SRP EHV 230 KV | APS | 1 | Closed | Line | NO | 0.00038 | 0.00441 | 0.01455 | 1195 | 1195 | 1195
40836 | PONDROSA_AIS | 408360 | PON_COR1_CIO | 230 | 230 | Southern Oregon | Southern Oregon | 1 | Closed | Line | NO | 3e-05 | 0.00028 | 0.00061 | 617.5 | 617.5 | 796.7
45239 | PILOTBT | 40836 | PONDROSA_AIS | 230 | 230 | PAC:C.OR | Southern Oregon | 1 | Closed | Line | NO | 0.00281 | 0.0318 | 0.06391 | 617.5 | 617.5 | 792.8
30580 | SANDHLWJCT | 30581 | SANDHLW | 230 | 230 | Conf Load (Stockton) | Conf Load (Stockton) | 1 | Closed | Line | NO | 0 | 3e-05 | 6e-05 | 331 | 380 | 488
40838 | PONDROSA_GIS | 40836 | PONDROSA_AIS | 230 | 230 | Southern Oregon | Southern Oregon | 1 | Closed | Line | NO | 1e-05 | 6e-05 | 0.00014 | 617.5 | 617.5 | 792.8
30574 | WINDMASTERJT | 38610 | DELTAPMP | 230 | 230 | Conf Load (Diablo) | Conf Load (CDWR) | 1 | Closed | Line | NO | 0.00045 | 0.00355 | 0.00697 | 328.6 | 419.5 | 488
30726 | C.COSTAPPF | 30574 | WINDMASTERJT | 230 | 230 | Conf Load (Diablo) | Conf Load (Diablo) | 1 | Closed | Line | NO | 0.00345 | 0.02463 | 0.04838 | 328.6 | 419.5 | 478
20017 | MEP-230 | 20392 | TOY-230 | 230 | 230 | ZoneTJ | ZoneTJ | 1 | Closed | Line | NO | 0.00304 | 0.0254 | 0.0498 | 418 | 460 | 418
40826 | PEARL W | 408261 | PEA_PEA_JMP | 230 | 230 | Portland Area | Portland Area | 2 | Closed | Line | NO | 0 | 6e-05 | 0.00024 | 1569.6 | 1569.6 | 1936.1
30574 | WINDMASTERJT | 30575 | BVISTAWNDC1 | 230 | 230 | Conf Load (Diablo) | Conf Load (Diablo) | 1 | Closed | Line | NO | 2e-05 | 0.0003 | 0.00032 | 328.6 | 388.4 | 504.3
14245 | STRATUS | 14237 | RUNWAY | 230 | 230 | APS | APS | 1 | Closed | Line | NO | 0.0015 | 0.01743 | 0.04728 | 1195 | 1195 | 1195
30570 | RALPHJCT | 30625 | TESLA D | 230 | 230 | Conf Load (Stockton) | Conf Load (Stockton) | 1 | Closed | Line | NO | 0.00094 | 0.00691 | 0.0136 | 657.3 | 682.8 | 746.5
40824 | PEARL E | 408240 | PEA_PEA_CIO | 230 | 230 | Portland Area | Portland Area | 1 | Closed | Line | NO | 0 | 0.00029 | 0 | 1195.1 | 1195.1 | 1528.8
30570 | RALPHJCT | 30571 | RALPH | 230 | 230 | Conf Load (Stockton) | Conf Load (Stockton) | 1 | Closed | Line | NO | 7e-05 | 0.00053 | 0.00105 | 328.6 | 388.4 | 512.7
40824 | PEARL E | 40826 | PEARL W | 230 | 230 | Portland Area | Portland Area | BS | Closed | Line | NO | 0 | 0.00029 | 0 | 1593.4 | 1893 | 2133.6
20017 | MEP-230 | 20238 | HRA-230 | 230 | 230 | ZoneTJ | ZoneTJ | 1 | Closed | Line | NO | 0.00356 | 0.03166 | 0.05969 | 418 | 460 | 418
14238 | PANDA | 14235 | GILABEND | 230 | 230 | APS | APS | 1 | Closed | Line | NO | 0.00097 | 0.00868 | 0.01936 | 314.7 | 314.7 | 314.7
64955 | MCGINESS | 64045 | FRONTIER | 230 | 230 | SPP-East Tie | SPP-East Tie | 1 | Closed | Line | NO | 0.00224 | 0.01358 | 0.027 | 358.5 | 358.5 | 358.5
640253 | RDMGH | 64045 | FRONTIER | 230 | 230 | SPP-East Tie | SPP-East Tie | 1 | Closed | Line | NO | 0.0132 | 0.0794 | 0.1579 | 380 | 380 | 380
30569 | KELSO | 30570 | RALPHJCT | 230 | 230 | Conf Load (Stockton) | Conf Load (Stockton) | 1 | Closed | Line | NO | 0.00067 | 0.0049 | 0.00965 | 657.3 | 682.8 | 746.5
30568 | MARIPOSA | 30569 | KELSO | 230 | 230 | Conf Load (Stockton) | Conf Load (Stockton) | 1 | Closed | Line | NO | 0.00028 | 0.00111 | 0.00248 | 296 | 339 | 434
20017 | MEP-230 | 20192 | SAM-230 | 230 | 230 | ZoneTJ | ZoneTJ | 1 | Closed | Line | NO | 0.0002 | 0.0015 | 0.0029 | 319 | 350.9 | 341
30725 | C.COSTAPPE | 30567 | LONETREE | 230 | 230 | Conf Load (Diablo) | Conf Load (Diablo) | 1 | Closed | Line | NO | 0.00113 | 0.00792 | 0.01709 | 657.3 | 682.8 | 746.5
20017 | MEP-230 | 20149 | TJI-230 | 230 | 230 | ZoneTJ | ZoneTJ | 2 | Closed | Line | NO | 0.00042 | 0.00533 | 0.02058 | 418 | 460 | 418
41341 | BIG_EDDY1 | 40813 | PARKDALE | 230 | 230 | Lower Columbia Basin | Lower Columbia Basin | 1 | Closed | Line | NO | 0.00363 | 0.03555 | 0.0653 | 569.7 | 569.7 | 733
40813 | PARKDALE | 41092 | TROUTD E | 230 | 230 | Lower Columbia Basin | Portland Area | 1 | Closed | Line | NO | 0.00836 | 0.0807 | 0.15276 | 569.7 | 569.7 | 701.1
30567 | LONETREE | 30590 | USWP-JRW | 230 | 230 | Conf Load (Diablo) | Conf Load (Mission) | 1 | Closed | Line | NO | 0.00304 | 0.01773 | 0.03613 | 352.9 | 400.4 | 433.8
43314 | MCLOUGE5 | 40810 | OSTRNDER | 230 | 230 | Portland General - BES S/S | Portland Area | 1 | Closed | Line | NO | 0.00051 | 0.01038 | 0.03122 | 1394.3 | 1394.3 | 1713
30726 | C.COSTAPPF | 30565 | BRENTWOD | 230 | 230 | Conf Load (Diablo) | Conf Load (Diablo) | 1 | Closed | Line | NO | 0.00202 | 0.01362 | 0.02989 | 328.6 | 419.5 | 478
61813 | CLOVRDAL | 61222 | CLOVRDAL | 230 | 138 | ZoneIP Central | ZoneIP Central | 1 | Closed | Transformer | YES | 0.00046 | 0.02383 | 0 | 300 | 330 | 360
64056 | GONDER | 64069 | MACHACEK | 230 | 230 | SPP-East Tie | SPP-East Tie | 1 | Closed | Line | NO | 0.01656 | 0.10023 | 0.19928 | 380 | 380 | 380
20017 | MEP-230 | 20149 | TJI-230 | 230 | 230 | ZoneTJ | ZoneTJ | 1 | Closed | Line | NO | 0.00042 | 0.00533 | 0.02058 | 478 | 526 | 478
30565 | BRENTWOD | 30569 | KELSO | 230 | 230 | Conf Load (Diablo) | Conf Load (Stockton) | 1 | Closed | Line | NO | 0.00336 | 0.02437 | 0.05027 | 397.6 | 462.1 | 512.7
14234 | YAVAPAI | 14249 | WILOWLKE | 230 | 230 | APS | APS | 1 | Closed | Line | NO | 0.00581 | 0.03216 | 0.06556 | 332 | 355 | 332
30562 | SRRC JCT | 30631 | NEWARK E | 230 | 230 | Conf Load (Diablo) | Conf Load (Mission) | 1 | Closed | Line | NO | 0.00522 | 0.03949 | 0.0804 | 295.6 | 338.6 | 433.8
30562 | SRRC JCT | 30563 | RESEARCH | 230 | 230 | Conf Load (Diablo) | Conf Load (Diablo) | 1 | Closed | Line | NO | 0.0005 | 0.0041 | 0.0001 | 318.7 | 318.7 | 318.7
40794 | OLYMPIA_E | 40971 | SHELTON | 230 | 230 | Seattle Area, Olympic Peninsula | Seattle Area, Olympic Peninsula | 3 | Closed | Line | NO | 0.00304 | 0.02948 | 0.05711 | 569.7 | 569.7 | 701.1
30561 | TASSAJAR | 30562 | SRRC JCT | 230 | 230 | Conf Load (Diablo) | Conf Load (Diablo) | 1 | Closed | Line | NO | 0.00084 | 0.0067 | 0.01398 | 328.6 | 388.4 | 512.7
40793 | OLYMPIA | 407930 | OLY_STC_CIO | 230 | 230 | Seattle Area, Olympic Peninsula | THURSTN | 1 | Closed | Line | NO | 0.00175 | 0.02044 | 0.03718 | 530 | 558 | 653
40793 | OLYMPIA | 40971 | SHELTON | 230 | 230 | Seattle Area, Olympic Peninsula | Seattle Area, Olympic Peninsula | 5 | Closed | Line | NO | 0.00283 | 0.02959 | 0.05853 | 565.7 | 565.7 | 697.2
30560 | E. SHORE | 999926 | E. PIT11 | 230 | 230 | Conf Load (Mission) | Conf Load (Diablo) | 1 | Closed | Line | NO | 0.007 | 0.0518 | 0.102 | 397.6 | 462.5 | 488
14233 | WPHXAPSS | 15230 | RUDD | 230 | 230 | APS | SRP EHV 230 KV | 1 | Closed | Line | NO | 0.00182 | 0.01419 | 0.03918 | 1364.7 | 1516 | 1364.7
40793 | OLYMPIA | 40794 | OLYMPIA_E | 230 | 230 | Seattle Area, Olympic Peninsula | Seattle Area, Olympic Peninsula | BS | Closed | Line | NO | 0 | 0.00029 | 0 | 1195.1 | 1419.7 | 1600.2
40792 | OLYMPIA_W | 40971 | SHELTON | 230 | 230 | Seattle Area, Olympic Peninsula | Seattle Area, Olympic Peninsula | 4 | Closed | Line | NO | 0.00309 | 0.02989 | 0.05779 | 569.7 | 569.7 | 701.1
40792 | OLYMPIA_W | 40947 | SATSOP | 230 | 230 | Seattle Area, Olympic Peninsula | Seattle Area, Olympic Peninsula | 2 | Closed | Line | NO | 0.00528 | 0.03697 | 0.081 | 426.3 | 426.3 | 525.9
40793 | OLYMPIA | 40792 | OLYMPIA_W | 230 | 230 | Seattle Area, Olympic Peninsula | Seattle Area, Olympic Peninsula | BS | Closed | Line | NO | 0 | 0.00029 | 0 | 796.7 | 946.5 | 1066.8
20015 | PAP-230 | 20149 | TJI-230 | 230 | 230 | ZoneTJ | ZoneTJ | 2 | Closed | Line | NO | 0.0026 | 0.02056 | 0.04198 | 418 | 460 | 418
30560 | E. SHORE | 30700 | SANMATEO | 230 | 230 | Conf Load (Mission) | Conf Load (Peninsula) | 1 | Closed | Line | NO | 0.00246 | 0.01782 | 0.01799 | 694 | 694 | 747
40792 | OLYMPIA_W | 40791 | OLYMPIA E | 230 | 115 | Seattle Area, Olympic Peninsula | Seattle Area, Olympic Peninsula | 2 | Closed | Transformer | YES | 0.00029 | 0.0242 | 0 | 305 | 392.2 | 410.5
30560 | E. SHORE | 30559 | RUSCTYEC | 230 | 230 | Conf Load (Mission) | Conf Load (Mission) | 2 | Closed | Line | NO | 0.00011 | 0.00128 | 0.00192 | 733 | 797 | 797
20015 | PAP-230 | 20051 | PAP-TAP | 230 | 230 | ZoneTJ | ZoneTJ | 1 | Closed | Line | NO | 0.0026 | 0.02056 | 0.04198 | 319 | 350.9 | 319
14233 | WPHXAPSS | 14239 | WPHXAPSN | 230 | 230 | APS | APS | 1 | Open | Line | NO | 0 | 0.0003 | 0 | 750 | 750 | 750
79039 | HDN WEST | 79142 | HDN EAST | 230 | 230 | Zone69 | Zone69 | 1 | Closed | Line | NO | 0 | 0.0001 | 0 | 439 | 439 | 439
40792 | OLYMPIA_W | 40790 | OLYMPIA W | 230 | 115 | Seattle Area, Olympic Peninsula | Seattle Area, Olympic Peninsula | 1 | Closed | Transformer | YES | 0.00109 | 0.02798 | 0 | 248.1 | 319.8 | 330.9
30560 | E. SHORE | 30559 | RUSCTYEC | 230 | 230 | Conf Load (Mission) | Conf Load (Mission) | 1 | Closed | Line | NO | 0.00011 | 0.00128 | 0.00192 | 733 | 797 | 797
30554 | CASTROVL | 30631 | NEWARK E | 230 | 230 | Conf Load (Mission) | Conf Load (Mission) | 1 | Closed | Line | NO | 0.00448 | 0.03033 | 0.06577 | 295.6 | 318.7 | 318.7
20001 | PJZ-230 | 20450 | JOV-230 | 230 | 230 | ZoneTJ | ZoneTJ | 1 | Closed | Line | NO | 0.00795 | 0.0547 | 0.10739 | 398 | 437.8 | 398
30554 | CASTROVL | 30556 | CV BART | 230 | 230 | Conf Load (Mission) | Conf Load (Mission) | 1 | Closed | Line | NO | 0.0005 | 0.0005 | 0 | 30 | 30 | 30
60405 | MTNAIRTP | 60407 | MTNAIR W | 230 | 230 | ZoneIP Central | ZoneIP Central | 1 | Closed | Line | NO | 0 | 0.0003 | 0 | 347.4 | 391.6 | 478
60395 | RTLSNAKE | 60405 | MTNAIRTP | 230 | 230 | ZoneIP Central | ZoneIP Central | 1 | Closed | Line | NO | 0.00374 | 0.02061 | 0.03847 | 347.4 | 391.6 | 498.8
40787 | NOXON_WEST | 482891 | NOX_NOX_CIO | 230 | 230 | AVA: Coeur D'Alene | AVA: Coeur D'Alene | 1 | Closed | Line | NO | 0.00013 | 0.00117 | 0.00225 | 396.4 | 396.4 | 590
60395 | RTLSNAKE | 60396 | BNET MTN | 230 | 230 | ZoneIP Central | ZoneIP Central | 1 | Closed | Line | NO | 0.00071 | 0.00616 | 0.014 | 487.2 | 550.5 | 705.1
60394 | DANSKIN | 60396 | BNET MTN | 230 | 230 | ZoneIP Central | ZoneIP Central | 1 | Closed | Line | NO | 0.0009 | 0.00923 | 0.0202 | 558.9 | 632.6 | 810.7
406570 | LIB_NOX_CIO | 40787 | NOXON_WEST | 230 | 230 | Spokane Area Publics | AVA: Coeur D'Alene | 1 | Closed | Line | NO | 0.00013 | 0.00117 | 0.00225 | 451.4 | 451.4 | 542.2
30550 | MORAGA | 30555 | SANRAMON | 230 | 230 | Conf Load (Diablo) | Conf Load (Mission) | 1 | Closed | Line | NO | 0.00414 | 0.03178 | 0.06733 | 396.8 | 449.7 | 478
20001 | PJZ-230 | 20222 | LOS-230 | 230 | 230 | ZoneTJ | ZoneEN | 1 | Closed | Line | NO | 0.0071 | 0.0595 | 0.1162 | 319 | 350.9 | 444
14232 | WHTNKAPS | 15230 | RUDD | 230 | 230 | APS | SRP EHV 230 KV | 1 | Closed | Line | NO | 0.00074 | 0.0059 | 0.0165 | 1195 | 1195 | 1195
40787 | NOXON_WEST | 48282 | NOXON_REACTR | 230 | 230 | AVA: Coeur D'Alene | AVA: Coeur D'Alene | 1 | Closed | Line | NO | 9e-05 | 0.00085 | 0.00175 | 333.4 | 333.4 | 494
60394 | DANSKIN | 60390 | DANSKIN | 230 | 138 | ZoneIP Central | ZoneIP Central | 1 | Closed | Transformer | YES | 0.00046 | 0.02383 | 0 | 305.1 | 335.8 | 366.5
48281 | NOXON_EAST | 40787 | NOXON_WEST | 230 | 230 | AVA: Coeur D'Alene | AVA: Coeur D'Alene | 1 | Closed | Line | NO | 0 | 0.00029 | 0 | 794.4 | 794.4 | 1180
30550 | MORAGA | 30554 | CASTROVL | 230 | 230 | Conf Load (Diablo) | Conf Load (Mission) | 1 | Closed | Line | NO | 0.00309 | 0.0211 | 0.04412 | 334.2 | 350.6 | 334.6
30726 | C.COSTAPPF | 30544 | ROSSTAP2 | 230 | 230 | Conf Load (Diablo) | Conf Load (Diablo) | 2 | Closed | Line | NO | 0.00428 | 0.03136 | 0.0646 | 682.8 | 682.8 | 746.5
20001 | PJZ-230 | 20149 | TJI-230 | 230 | 230 | ZoneTJ | ZoneTJ | 2 | Closed | Line | NO | 0.00379 | 0.02992 | 0.06111 | 398 | 437.8 | 398
30544 | ROSSTAP2 | 30550 | MORAGA | 230 | 230 | Conf Load (Diablo) | Conf Load (Diablo) | 2 | Closed | Line | NO | 0.00113 | 0.00824 | 0.01618 | 682.8 | 682.8 | 746.5
30544 | ROSSTAP2 | 30545 | ROSSMOOR | 230 | 230 | Conf Load (Diablo) | Conf Load (Diablo) | 2 | Open | Line | NO | 0.0002 | 0.0014 | 0.0031 | 366.5 | 420.3 | 512.7
20001 | PJZ-230 | 20134 | MIS-230 | 230 | 230 | ZoneTJ | ZoneTJ | 1 | Closed | Line | NO | 0.00293 | 0.02448 | 0.04645 | 398 | 437.8 | 398
14239 | WPHXAPSN | 14232 | WHTNKAPS | 230 | 230 | APS | APS | 1 | Closed | Line | NO | 0.00181 | 0.01665 | 0.06998 | 1193.7 | 1193.7 | 1193.7
30725 | C.COSTAPPE | 30543 | ROSSTAP1 | 230 | 230 | Conf Load (Diablo) | Conf Load (Diablo) | 1 | Closed | Line | NO | 0.00428 | 0.03136 | 0.0646 | 682.8 | 682.8 | 746.5
30543 | ROSSTAP1 | 30550 | MORAGA | 230 | 230 | Conf Load (Diablo) | Conf Load (Diablo) | 1 | Closed | Line | NO | 0.00113 | 0.00824 | 0.01618 | 682.8 | 682.8 | 746.5
20001 | PJZ-230 | 20019 | PJZ-115 | 230 | 115 | ZoneTJ | ZoneTJ | 1 | Closed | Transformer | YES | 0.0013 | 0.05184 | 0 | 225 | 270 | 225
20001 | PJZ-230 | 20018 | RUB-230 | 230 | 230 | ZoneTJ | ZoneTJ | 2 | Closed | Line | NO | 0.00157 | 0.0127 | 0.02564 | 319 | 350.9 | 319
30543 | ROSSTAP1 | 30545 | ROSSMOOR | 230 | 230 | Conf Load (Diablo) | Conf Load (Diablo) | 1 | Closed | Line | NO | 0.0005 | 0.0014 | 0.0031 | 366.5 | 420.3 | 512.7
14231 | WESTWNGW | 19062 | PINPK | 230 | 230 | APS | WAPA-DSW | 1 | Closed | Line | NO | 0.0023 | 0.0236 | 0.13488 | 637 | 637 | 637
60310 | QUARTZTP | 60312 | N POWDER | 230 | 230 | ZoneIP Western | ZoneIP Western | 1 | Closed | Line | NO | 0.0039 | 0.02382 | 0.04546 | 370.9 | 418.3 | 534.2
60310 | QUARTZTP | 60306 | QUARTZ | 230 | 230 | ZoneIP Western | ZoneIP Western | 1 | Closed | Line | NO | 0.0025 | 0.0154 | 0.0294 | 370.9 | 418.3 | 534.2
60287 | OXBIMN12 | 60288 | OXBIMN13 | 230 | 230 | ZoneIP Western | ZoneIP Western | 1 | Closed | Series Cap | NO | 0 | 0.03781 | 0 | 478 | 573.7 | 478
60286 | OXBIMN11 | 60287 | OXBIMN12 | 230 | 230 | ZoneIP Western | ZoneIP Western | 1 | Closed | Series Cap | NO | 0 | 0.0189 | 0 | 478 | 573.7 | 478
40767 | MURRAY | 42103 | SEDRO# | 230 | 230 | Seattle Area, Olympic Peninsula | SKAGIT | 1 | Closed | Line | NO | 0.00619 | 0.03846 | 0.07238 | 426.3 | 426.3 | 521.9
30537 | NDUBLIN | 35219 | VINEYARD | 230 | 230 | Conf Load (Mission) | Conf Load (Mission) | 1 | Closed | Line | NO | 0.00339 | 0.02239 | 0.67925 | 353 | 400.4 | 400
20001 | PJZ-230 | 20018 | RUB-230 | 230 | 230 | ZoneTJ | ZoneTJ | 1 | Closed | Line | NO | 0.00157 | 0.0127 | 0.02564 | 319 | 350.9 | 319
40767 | MURRAY | 41327 | SNOHOMISH_S1 | 230 | 230 | Seattle Area, Olympic Peninsula | Seattle Area, Olympic Peninsula | 1 | Closed | Line | NO | 0.00419 | 0.02606 | 0.04896 | 426.3 | 426.3 | 525.9
64124 | UTAH-NEV | 68168 | BLACKROC | 230 | 230 | SPP-East Tie | UT PAV BLACK | 1 | Closed | Line | NO | 0.01896 | 0.1157 | 0.21409 | 291 | 343 | 470
30536 | TESORO | 30540 | SOBRANTE | 230 | 230 | Conf Load (Diablo) | Conf Load (Diablo) | 1 | Closed | Line | NO | 0.00061 | 0.0122 | 0.05624 | 987.1 | 1180.7 | 1195.1
60288 | OXBIMN13 | 60278 | IMNAHA | 230 | 230 | ZoneIP Western | ZoneIP Western | 1 | Closed | Line | NO | 0.00683 | 0.06305 | 0.12807 | 481.2 | 543 | 695.9
60275 | OXBOW | 60286 | OXBIMN11 | 230 | 230 | ZoneIP Western | ZoneIP Western | 1 | Closed | Line | NO | 0.00018 | 0.00165 | 0.0034 | 478 | 478 | 535.4
60272 | BROONT12 | 60273 | BROONT13 | 230 | 230 | ZoneIP Western | ZoneIP Western | 1 | Closed | Series Cap | NO | 0 | -0.0227 | 0 | 633.4 | 855.3 | 633.4
60271 | BROONT11 | 60272 | BROONT12 | 230 | 230 | ZoneIP Western | ZoneIP Western | 1 | Closed | Line | NO | 0.00217 | 0.016 | 0.11848 | 815.9 | 917.8 | 1177.6
30535 | TIDEWATR | 30540 | SOBRANTE | 230 | 230 | Conf Load (Diablo) | Conf Load (Diablo) | 1 | Closed | Line | NO | 0.00053 | 0.00983 | 0.04523 | 733 | 796.7 | 796.7
20001 | PJZ-230 | 20017 | MEP-230 | 230 | 230 | ZoneTJ | ZoneTJ | 2 | Closed | Line | NO | 0.00309 | 0.02037 | 0.04019 | 418 | 460 | 418
19052 | LIBERTY | 14231 | WESTWNGW | 230 | 230 | WAPA-DSW | APS | 1 | Closed | Line | NO | 0.00388 | 0.03685 | 0.134 | 560 | 560 | 560
60275 | OXBOW | 60270 | OXBOW | 230 | 138 | ZoneIP Western | ZoneIP Western | 1 | Closed | Transformer | YES | 0.00245 | 0.07006 | 0 | 98.4 | 108.4 | 118.3
40767 | MURRAY | 40765 | MURRAY | 230 | 115 | Seattle Area, Olympic Peninsula | Seattle Area, Olympic Peninsula | 1 | Closed | Transformer | YES | 0.0004 | 0.02204 | 0 | 330.1 | 420.8 | 429.8
60279 | ONTLAN11 | 60266 | LANGLEY | 230 | 230 | ZoneIP Western | ZoneIP Western | 1 | Closed | Line | NO | 0.0004 | 0.00347 | 0.00765 | 487.2 | 550.5 | 705.1
60274 | CALLAN11 | 60266 | LANGLEY | 230 | 230 | ZoneIP Central | ZoneIP Western | 1 | Closed | Line | NO | 0.0004 | 0.00347 | 0.00765 | 487.2 | 550.5 | 705.1
30590 | USWP-JRW | 30530 | CAYETANO | 230 | 230 | Conf Load (Mission) | Conf Load (Mission) | 1 | Closed | Line | NO | 0.0009 | 0.00569 | 0.14364 | 352.9 | 400.4 | 433.8
60266 | LANGLEY | 60267 | LANGLEY | 230 | 138 | ZoneIP Western | ZoneIP Western | 2 | Closed | Transformer | YES | 0.00039 | 0.02166 | 0 | 300 | 330 | 360
60266 | LANGLEY | 60267 | LANGLEY | 230 | 138 | ZoneIP Western | ZoneIP Western | 1 | Closed | Transformer | YES | 0.00039 | 0.02166 | 0 | 336 | 370 | 403.1
60265 | ONTARIO | 60279 | ONTLAN11 | 230 | 230 | ZoneIP Western | ZoneIP Western | 1 | Closed | Line | NO | 0.0022 | 0.02029 | 0.04189 | 487.2 | 550.5 | 705.1
60273 | BROONT13 | 60265 | ONTARIO | 230 | 230 | ZoneIP Western | ZoneIP Western | 1 | Closed | Series Cap | NO | 0 | -0.0227 | 0 | 633.4 | 855.3 | 633.4
30530 | CAYETANO | 30537 | NDUBLIN | 230 | 230 | Conf Load (Mission) | Conf Load (Mission) | 1 | Closed | Line | NO | 0.00071 | 0.00539 | 0.18205 | 400 | 400 | 400
20001 | PJZ-230 | 20017 | MEP-230 | 230 | 230 | ZoneTJ | ZoneTJ | 1 | Closed | Line | NO | 0.00309 | 0.02037 | 0.04019 | 418 | 460 | 418
60265 | ONTARIO | 60260 | ONTARIO | 230 | 138 | ZoneIP Western | ZoneIP Western | 2 | Closed | Transformer | YES | 0.001 | 0.0331 | 0 | 203.6 | 223.9 | 244.2
60265 | ONTARIO | 60260 | ONTARIO | 230 | 138 | ZoneIP Western | ZoneIP Western | 1 | Closed | Transformer | YES | 0.001 | 0.0331 | 0 | 203.6 | 223.9 | 244.2
30531 | 0162-WD | 30530 | CAYETANO | 230 | 230 | Conf Load (Mission) | Conf Load (Mission) | 1 | Closed | Line | NO | 0 | 0.0003 | 0 | 999 | 999 | 999
61829 | NAMPA | 60255 | NAMPA | 230 | 138 | ZoneIP Central | ZoneIP Central | 1 | Closed | Transformer | YES | 0.00046 | 0.02383 | 0 | 305.1 | 335.8 | 366.5
999926 | E. PIT11 | 30527 | PITSBG E | 230 | 230 | Conf Load (Diablo) | Conf Load (Diablo) | 1 | Closed | Series Cap | NO | 0 | 0.0189 | 0 | 397.6 | 462.5 | 488
20001 | PJZ-230 | 20015 | PAP-230 | 230 | 230 | ZoneTJ | ZoneTJ | 2 | Closed | Line | NO | 0.00161 | 0.01268 | 0.02589 | 319 | 350.9 | 319
15201 | AGUAFRIA | 14231 | WESTWNGW | 230 | 230 | SRP EHV 230 KV | APS | 1 | Closed | Line | NO | 0.0021 | 0.01867 | 0.06788 | 870.8 | 933 | 870.8
40963 | HORSERANCH# | 40751 | MONROE_JMP | 230 | 230 | Seattle Area, Olympic Peninsula | Seattle Area, Olympic Peninsula | 2 | Closed | Line | NO | 0.00237 | 0.01497 | 0.02723 | 394.4 | 394.4 | 501.9
40963 | HORSERANCH# | 40751 | MONROE_JMP | 230 | 230 | Seattle Area, Olympic Peninsula | Seattle Area, Olympic Peninsula | 1 | Closed | Line | NO | 0.00237 | 0.01497 | 0.02723 | 394.4 | 394.4 | 501.9
999917 | SANPIT11 | 30527 | PITSBG E | 230 | 230 | Conf Load (Diablo) | Conf Load (Diablo) | 1 | Closed | Series Cap | NO | 0.0005 | 0.0189 | 0 | 397.6 | 462.5 | 488
365770 | Q1111 | 30527 | PITSBG E | 230 | 230 | Conf Load (Diablo) | Conf Load (Diablo) | 1 | Closed | Line | NO | 0.00047 | 0.00326 | 0.0151 | 357 | 357 | 357
61828 | NAMPA TP | 60249 | HUBBARD | 230 | 230 | ZoneIP Central | ZoneIP Central | 1 | Closed | Line | NO | 0.00407 | 0.02199 | 0.04488 | 345 | 388.8 | 495.2
40747 | MONROE | 407470 | MON_NOV_CIO | 230 | 230 | Seattle Area, Olympic Peninsula | Seattle Area, Olympic Peninsula | 1 | Closed | Line | NO | 0.00221 | 0.02936 | 0.05343 | 418.3 | 418.3 | 677.2
20001 | PJZ-230 | 20015 | PAP-230 | 230 | 230 | ZoneTJ | ZoneTJ | 1 | Closed | Line | NO | 0.00151 | 0.01242 | 0.02419 | 319 | 350.9 | 319
60249 | HUBBARD | 61813 | CLOVRDAL | 230 | 230 | ZoneIP Central | ZoneIP Central | 1 | Closed | Line | NO | 0.00098 | 0.00806 | 0.01263 | 487.2 | 550.5 | 705.1
60394 | DANSKIN | 60249 | HUBBARD | 230 | 230 | ZoneIP Central | ZoneIP Central | 1 | Closed | Line | NO | 0.00506 | 0.05717 | 0.11555 | 558.9 | 632.6 | 810.7
40747 | MONROE | 40751 | MONROE_JMP | 230 | 230 | Seattle Area, Olympic Peninsula | Seattle Area, Olympic Peninsula | 1 | Closed | Line | NO | 7e-05 | 0.00065 | 0.00217 | 852.5 | 852.5 | 1047.7
30527 | PITSBG E | 30600 | TRES VAQ | 230 | 230 | Conf Load (Diablo) | Conf Load (Diablo) | 2 | Closed | Line | NO | 0.00449 | 0.03143 | 0.06772 | 657.3 | 682.8 | 746.5
14231 | WESTWNGW | 14259 | WESTWNGE | 230 | 230 | APS | APS | 1 | Open | Line | NO | 0 | 0.0003 | 0 | 1195.1 | 1195.1 | 1195.1
60243 | MIDBOI31 | 60244 | MIDBOI32 | 230 | 230 | ZoneIP Southern | ZoneIP Southern | 3 | Closed | Series Cap | NO | 0 | -0.05293 | 0 | 637.4 | 860.5 | 637.4
30527 | PITSBG E | 30595 | FLOWIND2 | 230 | 230 | Conf Load (Diablo) | Conf Load (Stockton) | 1 | Closed | Line | NO | 0.0054 | 0.03777 | 0.08138 | 637.4 | 637.4 | 637.4
79045 | LOSTCANY | 79044 | LOSTCANY | 230 | 115 | ZoneR4 | ZoneR4 | 2 | Closed | Transformer | YES | 0.00135 | 0.06443 | 0 | 150 | 150 | 150
30527 | PITSBG E | 30536 | TESORO | 230 | 230 | Conf Load (Diablo) | Conf Load (Diablo) | 1 | Closed | Line | NO | 0.00052 | 0.01033 | 0.04758 | 987.1 | 1180.7 | 1195.1
79045 | LOSTCANY | 79144 | LOSTCAN2 | 230 | 115 | ZoneR4 | ZoneR4 | 1 | Closed | Transformer | YES | 0.00135 | 0.06443 | 0 | 150 | 150 | 150
60233 | MIDBOI21 | 60234 | MIDBOI22 | 230 | 230 | ZoneIP Southern | ZoneIP Southern | 2 | Closed | Series Cap | NO | 0 | -0.05293 | 0 | 637.4 | 860.5 | 637.4
14234 | YAVAPAI | 14230 | VERDE | 230 | 230 | APS | APS | 1 | Closed | Line | NO | 0.0037 | 0.0229 | 0.04402 | 329 | 401.6 | 329
79045 | LOSTCANY | 79061 | SHIP PS | 230 | 230 | ZoneR4 | ZoneR4 | 1 | Closed | Line | NO | 0.00848 | 0.09019 | 0.17142 | 442 | 442 | 442
60232 | MIDPOINT | 60243 | MIDBOI31 | 230 | 230 | ZoneIP Southern | ZoneIP Southern | 3 | Closed | Series Cap | NO | 0 | -0.02647 | 0 | 637.4 | 860.5 | 637.4
60232 | MIDPOINT | 60233 | MIDBOI21 | 230 | 230 | ZoneIP Southern | ZoneIP Southern | 2 | Closed | Series Cap | NO | 0 | -0.02647 | 0 | 637.4 | 860.5 | 637.4
30527 | PITSBG E | 30535 | TIDEWATR | 230 | 230 | Conf Load (Diablo) | Conf Load (Diablo) | 1 | Closed | Line | NO | 0.00055 | 0.01167 | 0.07167 | 987.1 | 1180.7 | 1195.1
60232 | MIDPOINT | 60230 | MIDPOINT | 230 | 138 | ZoneIP Southern | ZoneIP Southern | 1 | Closed | Transformer | YES | 0.00039 | 0.02166 | 0 | 299.8 | 330 | 360.1
41347 | MIDWAYB2 | 40733 | MIDWAY B | 230 | 115 | Lower Columbia Basin | Lower Columbia Basin | 3 | Closed | Transformer | YES | 0.00199 | 0.06379 | 0 | 223 | 310 | 358
30526 | PITSBG D | 38952 | TBC_PTB1 | 230 | 230 | Conf Load (Diablo) | City of Pittsburg | 1 | Closed | Line | NO | 4e-05 | 0.00033 | 0 | 444 | 444 | 444
999870 | KAYLNG11 | 19787 | LNGHOUSE | 230 | 230 | WAPA-DSW | WAPA-DSW | 1 | Closed | Line | NO | 0.00344 | 0.03062 | 0.0564 | 413 | 413 | 413
61813 | CLOVRDAL | 60207 | LOCUST | 230 | 230 | ZoneIP Central | ZoneIP Central | 1 | Closed | Line | NO | 0.00077 | 0.00667 | 0.01566 | 486.8 | 549.8 | 703.9
30526 | PITSBG D | 30561 | TASSAJAR | 230 | 230 | Conf Load (Diablo) | Conf Load (Diablo) | 1 | Closed | Line | NO | 0.0054 | 0.0259 | 0.0504 | 637.4 | 637.4 | 637.4
60207 | LOCUST | 61254 | LOCUST | 230 | 138 | ZoneIP Central | ZoneIP Central | 2 | Closed | Transformer | YES | 0.00046 | 0.02383 | 0 | 305.1 | 335.8 | 366.5
60207 | LOCUST | 61254 | LOCUST | 230 | 138 | ZoneIP Central | ZoneIP Central | 1 | Closed | Transformer | YES | 0.00046 | 0.02383 | 0 | 305.1 | 335.8 | 366.5
60207 | LOCUST | 60400 | GARNET | 230 | 230 | ZoneIP Central | ZoneIP Western | 1 | Closed | Line | NO | 0.00179 | 0.01849 | 0.04513 | 558.9 | 632.6 | 810.7
30526 | PITSBG D | 30555 | SANRAMON | 230 | 230 | Conf Load (Diablo) | Conf Load (Mission) | 1 | Closed | Line | NO | 0.0047 | 0.0322 | 0.0631 | 397.6 | 462.5 | 478
14228 | SURPRISE | 14231 | WESTWNGW | 230 | 230 | APS | APS | 1 | Closed | Line | NO | 0.00091 | 0.00951 | 0.0354 | 1195 | 1195 | 1195
30526 | PITSBG D | 30528 | DEC PTSG | 230 | 230 | Conf Load (Diablo) | Conf Load (Diablo) | 2 | Closed | Line | NO | 0.00017 | 0.00203 | 0.2784 | 840.5 | 1007.9 | 840.5
79039 | HDN WEST | 96147 | mid_96147 | 230 | 230 | Zone69 | Zone69 | 1 | Closed | TransformerWinding | YES | 0.00017 | 0.01876 | 0 | 250 | 300 | 250
64248 | ROUNDMTN | 640253 | RDMGH | 230 | 230 | SPP-East Tie | SPP-East Tie | 1 | Closed | Line | NO | 0.00135 | 0.0086 | 0.01717 | 356.9 | 356.9 | 356.9
60185 | KINPORT | 60186 | KINPT MP | 230 | 230 | ZoneIP Eastern | ZoneIP Eastern | 1 | Closed | TransformerWinding | YES | 7e-05 | -0.0012 | 0 | 0 | 0 | 0
19784 | KAYENTA | 999871 | KAYSHI11 | 230 | 230 | WAPA-DSW | WAPA-RMRAZ | 1 | Closed | Line | NO | 0 | 0.0003 | 0 | 407 | 407 | 407
60185 | KINPORT | 60180 | KINPORT | 230 | 138 | ZoneIP Eastern | ZoneIP Eastern | 2 | Closed | Transformer | YES | 0.00053 | 0.02 | 0 | 305.1 | 335.8 | 366.5
60185 | KINPORT | 60180 | KINPORT | 230 | 138 | ZoneIP Eastern | ZoneIP Eastern | 1 | Closed | Transformer | YES | 0.0006 | 0.0206 | 0 | 305.1 | 335.8 | 366.5
30526 | PITSBG D | 30528 | DEC PTSG | 230 | 230 | Conf Load (Diablo) | Conf Load (Diablo) | 1 | Closed | Line | NO | 0.00016 | 0.00194 | 0.2784 | 840.5 | 1007.9 | 840.5
14226 | SNTAROSA | 19068 | TESTTRAK | 230 | 230 | APS | WAPA-DSW | 1 | Closed | Line | NO | 0 | 0.002 | 0 | 797 | 797 | 797
60177 | JUSTICE | 60405 | MTNAIRTP | 230 | 230 | ZoneIP Southern | ZoneIP Central | 1 | Closed | Line | NO | 0.00867 | 0.04766 | 0.08882 | 347.4 | 391.6 | 472.9
60177 | JUSTICE | 60232 | MIDPOINT | 230 | 230 | ZoneIP Southern | ZoneIP Southern | 1 | Closed | Line | NO | 0.00648 | 0.03624 | 0.06902 | 347.4 | 391.6 | 472.9
60177 | JUSTICE | 60176 | JUSTICE | 230 | 138 | ZoneIP Southern | ZoneIP Southern | 1 | Closed | Transformer | YES | 0.00046 | 0.02383 | 0 | 300 | 330 | 360
41351 | MCNRY S1 | 40718 | MCNARY2 | 230 | 115 | Lower Columbia Basin | Lower Columbia Basin | 11 | Closed | Transformer | YES | 0.00035 | 0.02633 | 0 | 313.4 | 391.5 | 449.8
30526 | PITSBG D | 30527 | PITSBG E | 230 | 230 | Conf Load (Diablo) | Conf Load (Diablo) | 1 | Closed | Line | NO | 0.0005 | 0.0005 | 0 | 1195 | 1195 | 1195
41353 | MCNRY S3 | 40717 | MCNARY1 | 230 | 115 | Lower Columbia Basin | Lower Columbia Basin | 9 | Closed | Transformer | YES | 0.00097 | 0.03156 | 0 | 222.6 | 300.6 | 353.1
30525 | C.COSTAPPD | 30725 | C.COSTAPPE | 230 | 230 | Conf Load (Diablo) | Conf Load (Diablo) | 2 | Closed | Line | NO | 0 | 0.00025 | 0 | 1200 | 1200 | 1200
30525 | C.COSTAPPD | 30725 | C.COSTAPPE | 230 | 230 | Conf Load (Diablo) | Conf Load (Diablo) | 1 | Closed | Line | NO | 0 | 0.00025 | 0 | 1200 | 1200 | 1200
19784 | KAYENTA | 999870 | KAYLNG11 | 230 | 230 | WAPA-DSW | WAPA-DSW | 1 | Closed | Line | NO | 0 | 0.0001 | 0 | 413 | 413 | 413
60232 | MIDPOINT | 60165 | HUNT | 230 | 230 | ZoneIP Southern | ZoneIP Southern | 1 | Closed | Line | NO | 0.0024 | 0.0192 | 0.0694 | 551.3 | 662.5 | 744.9
30525 | C.COSTAPPD | 30585 | LS PSTAS | 230 | 230 | Conf Load (Diablo) | Conf Load (Mission) | 1 | Closed | Line | NO | 0.00503 | 0.03517 | 0.07585 | 635.8 | 635.8 | 635.8
60165 | HUNT | 60160 | HUNT | 230 | 138 | ZoneIP Southern | ZoneIP Southern | 3 | Closed | Transformer | YES | 0.00182 | 0.0669 | 0 | 113.9 | 125.1 | 136.2
60165 | HUNT | 60160 | HUNT | 230 | 138 | ZoneIP Southern | ZoneIP Southern | 2 | Closed | Transformer | YES | 0.00184 | 0.06488 | 0 | 113.9 | 125.1 | 136.2
60165 | HUNT | 60160 | HUNT | 230 | 138 | ZoneIP Southern | ZoneIP Southern | 1 | Closed | Transformer | YES | 0.00176 | 0.06543 | 0 | 113.9 | 125.1 | 136.2
40709 | MAUPIN | 47390 | BRICKOVEN | 230 | 230 | Lower Columbia Basin | Lower Columbia Basin | 1 | Closed | Line | NO | 0.00419 | 0.02606 | 0.04896 | 426.3 | 426.3 | 549.8
41342 | BIG_EDDY2 | 40709 | MAUPIN | 230 | 230 | Lower Columbia Basin | Lower Columbia Basin | 1 | Closed | Line | NO | 0.00456 | 0.04435 | 0.08234 | 255 | 255 | 549.8
30523 | CC SUB | 30725 | C.COSTAPPE | 230 | 230 | Conf Load (Diablo) | Conf Load (Diablo) | 1 | Closed | Line | NO | 0.00048 | 0.00258 | 0.0052 | 657.3 | 754.1 | 824.6
40709 | MAUPIN | 40875 | RDMND_E | 230 | 230 | Lower Columbia Basin | Southern Oregon | 1 | Closed | Line | NO | 0.0164 | 0.10145 | 0.19304 | 195.2 | 195.2 | 422.3
14226 | SNTAROSA | 15235 | DBG | 230 | 230 | APS | SRP EHV 230 KV | 1 | Closed | Line | NO | 0.00237 | 0.01903 | 0.04245 | 797 | 797 | 797
60130 | DRAM | 61223 | DRAM | 230 | 138 | ZoneIP Central | ZoneIP Central | 2 | Closed | Transformer | YES | 0.00195 | 0.06981 | 0 | 113.9 | 125.1 | 136.2
60130 | DRAM | 61223 | DRAM | 230 | 138 | ZoneIP Central | ZoneIP Central | 1 | Closed | Transformer | YES | 0.0026 | 0.0699 | 0 | 101.6 | 111.9 | 122.3
40705 | MARTN CR | 40703 | MARTN CR | 230 | 115 | Western Oregon | Western Oregon | 1 | Closed | Transformer | YES | 0.00098 | 0.05999 | 0 | 145.8 | 181.8 | 190.3
30524 | 0354-WD | 30523 | CC SUB | 230 | 230 | Conf Load (Diablo) | Conf Load (Diablo) | 1 | Closed | Line | NO | 0 | 0.0003 | 0 | 999 | 999 | 999
60130 | DRAM | 60395 | RTLSNAKE | 230 | 230 | ZoneIP Central | ZoneIP Central | 1 | Closed | Line | NO | 0.01 | 0.05505 | 0.10276 | 347.4 | 391.6 | 498.8
40701 | MARTIN# | 40705 | MARTN CR | 230 | 230 | Western Oregon | Western Oregon | 1 | Closed | Line | NO | 6e-05 | 0.00039 | 0.00078 | 426.3 | 426.3 | 525.9
30520 | GATEWAY | 30725 | C.COSTAPPE | 230 | 230 | Conf Load (Diablo) | Conf Load (Diablo) | 1 | Closed | Line | NO | 0.0001 | 0.0003 | 0.00106 | 760 | 797 | 797
15219 | KNOX | 14226 | SNTAROSA | 230 | 230 | SRP EHV 230 KV | APS | 1 | Closed | Line | NO | 0.00417 | 0.02841 | 0.09747 | 1190 | 1190 | 1190
30519 | MARSHLD2 | 30525 | C.COSTAPPD | 230 | 230 | Conf Load (Diablo) | Conf Load (Diablo) | 2 | Closed | Line | NO | 2e-05 | 0.00014 | 0.00024 | 432.6 | 487.2 | 584.7
66355 | SIGURDPS | 19782 | GLENCANY | 230 | 230 | UT SIGURD | WAPA-DSW | 1 | Closed | Line | NO | 0.033 | 0.2427 | 0.4416 | 386.8 | 386.8 | 386.8
464274 | EASTPNE4 | 40692 | MAPLEVLY_V12 | 230 | 230 | Seattle City Light | Seattle Area, Olympic Peninsula | 1 | Closed | Line | NO | 0.00277 | 0.01617 | 0.57679 | 382 | 401 | 420
30518 | MARSHLD1 | 30525 | C.COSTAPPD | 230 | 230 | Conf Load (Diablo) | Conf Load (Diablo) | 1 | Closed | Line | NO | 2e-05 | 0.0002 | 0.00032 | 432.6 | 487.2 | 584.7
40692 | MAPLEVLY_V12 | 406922 | MAP_TAL_CIO1 | 230 | 230 | Seattle Area, Olympic Peninsula | Seattle Area, Olympic Peninsula | 1 | Closed | Line | NO | 0 | 0.00029 | 0 | 1195.1 | 1195.1 | 1528.8
60111 | BOIHOR41 | 60112 | BOIHOR42 | 230 | 230 | ZoneIP Central | ZoneIP Central | 4 | Closed | Series Cap | NO | 0 | -0.0431 | 0 | 418.3 | 540.2 | 418.3
61828 | NAMPA TP | 60110 | CALDWELL | 230 | 230 | ZoneIP Central | ZoneIP Central | 1 | Closed | Line | NO | 0.00149 | 0.00885 | 0.01773 | 345 | 388.8 | 495.2
40692 | MAPLEVLY_V12 | 406921 | MAP_SK1_CIO1 | 230 | 230 | Seattle Area, Olympic Peninsula | Seattle Area, Olympic Peninsula | 2 | Closed | Line | NO | 3e-05 | 0.0003 | 0.00053 | 498 | 498 | 617.5
30516 | WILSONRCTR | 30800 | WILSON | 230 | 230 | Conf Load (Yosemite) | Conf Load (Yosemite) | BP | Closed | Line | NO | 0 | 1e-05 | 0 | 268.9 | 316.3 | 414.7
60110 | CALDWELL | 60400 | GARNET | 230 | 230 | ZoneIP Central | ZoneIP Western | 1 | Closed | Line | NO | 0.00064 | 0.0066 | 0.01612 | 558.9 | 632.6 | 810.7
60110 | CALDWELL | 60274 | CALLAN11 | 230 | 230 | ZoneIP Central | ZoneIP Central | 1 | Closed | Line | NO | 0.00256 | 0.02367 | 0.04888 | 487.2 | 550.5 | 705.1
40692 | MAPLEVLY_V12 | 406920 | DUW_MAP_CIO | 230 | 230 | Seattle Area, Olympic Peninsula | Seattle Area, Olympic Peninsula | 1 | Closed | Line | NO | 7e-05 | 0.00091 | 0.00181 | 577.6 | 577.6 | 776.8
60108 | BOIBRO31 | 60109 | BOIBRO32 | 230 | 230 | ZoneIP Central | ZoneIP Central | 3 | Closed | Series Cap | NO | 0 | -0.0431 | 0 | 418.3 | 540.2 | 418.3
60106 | BOIBRO21 | 60107 | BOIBRO22 | 230 | 230 | ZoneIP Central | ZoneIP Central | 2 | Closed | Series Cap | NO | 0 | -0.0431 | 0 | 418.3 | 540.2 | 418.3
30516 | WILSONRCTR | 30800 | WILSON | 230 | 230 | Conf Load (Yosemite) | Conf Load (Yosemite) | 4 | Open | Line | NO | 0 | 0.09546 | 0 | 268.9 | 316.3 | 414.7
30516 | WILSONRCTR | 30800 | WILSON | 230 | 230 | Conf Load (Yosemite) | Conf Load (Yosemite) | 3 | Open | Line | NO | 0 | 0.0637 | 0 | 268.9 | 316.3 | 414.7
60110 | CALDWELL | 60105 | CALDWELL | 230 | 138 | ZoneIP Central | ZoneIP Central | 2 | Closed | Transformer | YES | 0.0009 | 0.0343 | 0 | 203.6 | 223.9 | 244.2
40689 | MAPLE V3 | 406892 | MAP_TAL_CIO2 | 230 | 230 | Seattle Area, Olympic Peninsula | Seattle Area, Olympic Peninsula | 2 | Closed | Line | NO | 0 | 0.00029 | 0 | 1195.1 | 1195.1 | 1528.8
60110 | CALDWELL | 60105 | CALDWELL | 230 | 138 | ZoneIP Central | ZoneIP Central | 1 | Closed | Transformer | YES | 0.0009 | 0.0303 | 0 | 229.1 | 252.6 | 274.9
60103 | BOIBRO11 | 60104 | BOIBRO12 | 230 | 230 | ZoneIP Central | ZoneIP Central | 1 | Closed | Series Cap | NO | 0 | -0.0431 | 0 | 418.3 | 540.2 | 418.3
40689 | MAPLE V3 | 406891 | MAP_SK3_CIO1 | 230 | 230 | Seattle Area, Olympic Peninsula | Seattle Area, Olympic Peninsula | 1 | Closed | Line | NO | 4e-05 | 0.00025 | 0.00048 | 426.3 | 426.3 | 521.9
60112 | BOIHOR42 | 60102 | HORSEFLT | 230 | 230 | ZoneIP Central | ZoneIP Western | 4 | Closed | Line | NO | 0.01651 | 0.12277 | 0.23817 | 407.9 | 458.9 | 588.8
40689 | MAPLE V3 | 46435 | MASS | 230 | 230 | Seattle Area, Olympic Peninsula | Seattle City Light | 1 | Closed | Line | NO | 0.00295 | 0.01732 | 0.03473 | 424 | 426 | 499
30516 | WILSONRCTR | 30800 | WILSON | 230 | 230 | Conf Load (Yosemite) | Conf Load (Yosemite) | 2 | Open | Line | NO | 0 | 0.06352 | 0 | 268.9 | 316.3 | 414.7
60102 | HORSEFLT | 60101 | HORSEFLT | 230 | 138 | ZoneIP Western | ZoneIP Western | 1 | Closed | Transformer | YES | 0.00253 | 0.0705 | 0 | 98.4 | 108.4 | 118.3
60095 | BROWNLEE | 60310 | QUARTZTP | 230 | 230 | ZoneIP Western | ZoneIP Western | 1 | Closed | Line | NO | 0.0105 | 0.0643 | 0.1226 | 370.9 | 418.3 | 534.2
42412 | KLAHANIE | 40689 | MAPLE V3 | 230 | 230 | N.KING | Seattle Area, Olympic Peninsula | 1 | Closed | Line | NO | 0.00181 | 0.02341 | 0.04436 | 505.9 | 505.9 | 725
60275 | OXBOW | 60095 | BROWNLEE | 230 | 230 | ZoneIP Western | ZoneIP Western | 2 | Closed | Line | NO | 0.00112 | 0.01169 | 0.0407 | 815.9 | 917.8 | 1177.6
60275 | OXBOW | 60095 | BROWNLEE | 230 | 230 | ZoneIP Western | ZoneIP Western | 1 | Closed | Line | NO | 0.00162 | 0.01504 | 0.03069 | 487.2 | 550.5 | 705.1
30516 | WILSONRCTR | 30800 | WILSON | 230 | 230 | Conf Load (Yosemite) | Conf Load (Yosemite) | 1 | Open | Line | NO | 0 | 0.03176 | 0 | 268.9 | 316.3 | 414.7
19781 | GLEN PS | 19787 | LNGHOUSE | 230 | 230 | WAPA-DSW | WAPA-DSW | 1 | Closed | Line | NO | 0.0112 | 0.0992 | 0.1829 | 339 | 339 | 339
14226 | SNTAROSA | 14229 | TATMOMLI | 230 | 230 | APS | APS | 1 | Closed | Line | NO | 0.00583 | 0.04273 | 0.08239 | 287 | 287 | 287
60095 | BROWNLEE | 60271 | BROONT11 | 230 | 230 | ZoneIP Western | ZoneIP Western | 1 | Closed | Line | NO | 0.00532 | 0.0563 | 0.19924 | 815.9 | 917.8 | 1177.6
60150 | HELLSCYN | 60095 | BROWNLEE | 230 | 230 | ZoneIP Western | ZoneIP Western | 1 | Closed | Line | NO | 0.00603 | 0.05568 | 0.11504 | 487.2 | 550.5 | 705.1
40689 | MAPLE V3 | 40692 | MAPLEVLY_V12 | 230 | 230 | Seattle Area, Olympic Peninsula | Seattle Area, Olympic Peninsula | BS | Closed | Line | NO | 3e-05 | 0.00958 | 0 | 1593.4 | 1893 | 2133.6
60109 | BOIBRO32 | 60095 | BROWNLEE | 230 | 230 | ZoneIP Central | ZoneIP Western | 3 | Closed | Line | NO | 0.02023 | 0.15078 | 0.29361 | 407.9 | 458.9 | 588.8
60107 | BOIBRO22 | 60095 | BROWNLEE | 230 | 230 | ZoneIP Central | ZoneIP Western | 2 | Closed | Line | NO | 0.01976 | 0.14744 | 0.28601 | 407.9 | 458.9 | 588.8
36974 | MOC_TAP6 | 30515 | WARNERVL | 230 | 230 | City and County of San Francisco | City and County of San Francisco | 6 | Closed | Line | NO | 0.00566 | 0.04249 | 0.07931 | 319 | 319 | 319
60104 | BOIBRO12 | 60095 | BROWNLEE | 230 | 230 | ZoneIP Central | ZoneIP Western | 1 | Closed | Line | NO | 0.01976 | 0.14744 | 0.28601 | 407.9 | 458.9 | 588.8
60095 | BROWNLEE | 60102 | HORSEFLT | 230 | 230 | ZoneIP Western | ZoneIP Western | 4 | Closed | Line | NO | 0.00386 | 0.02858 | 0.05506 | 407.9 | 458.9 | 588.8
19781 | GLEN PS | 19782 | GLENCANY | 230 | 230 | WAPA-DSW | WAPA-DSW | 1 | Closed | Transformer | YES | 0.00054 | 0.02695 | 0 | 350 | 350 | 350
60073 | BRADY | 69520 | SUNBEAM | 230 | 230 | ZoneIP Southern | ID SPC | 1 | Closed | Line | NO | 0.00179 | 0.01111 | 0.01998 | 420 | 420 | 420
60073 | BRADY | 65075 | ANTLOPE | 230 | 230 | ZoneIP Southern | ID NPC | 1 | Closed | Line | NO | 0.0087 | 0.0808 | 0.1682 | 487.2 | 550.5 | 666.1
36973 | MOC_TAP5 | 30515 | WARNERVL | 230 | 230 | City and County of San Francisco | City and County of San Francisco | 5 | Closed | Line | NO | 0.00566 | 0.04249 | 0.07931 | 321 | 379 | 452
60073 | BRADY | 60185 | KINPORT | 230 | 230 | ZoneIP Southern | ZoneIP Eastern | 1 | Closed | Line | NO | 0.00474 | 0.02523 | 0.05486 | 347.4 | 391.6 | 469.7
60072 | BRADY TP | 60185 | KINPORT | 230 | 230 | ZoneIP Eastern | ZoneIP Eastern | 2 | Closed | Line | NO | 0.00476 | 0.02531 | 0.05502 | 347.4 | 391.6 | 498.8
60072 | BRADY TP | 60073 | BRADY | 230 | 230 | ZoneIP Eastern | ZoneIP Southern | 2 | Closed | Line | NO | 0.0001 | 0.0003 | 0 | 523.1 | 653.3 | 666.1
45189 | MALIN | 40687 | MALIN | 230 | 500 | PAC:KFAL | Southern Oregon | 1 | Closed | Transformer | YES | 0.00033 | 0.0212 | 0 | 650 | 728 | 780
60073 | BRADY | 60070 | BRADY | 230 | 138 | ZoneIP Southern | ZoneIP Eastern | 3 | Closed | Transformer | YES | 0.00245 | 0.07076 | 0 | 101.6 | 111.9 | 122.3
14225 | SAGUARO | 14271 | MILLIGAN | 230 | 230 | APS | APS | 1 | Closed | Line | NO | 0.0044 | 0.03767 | 0.07715 | 438 | 545 | 438
65025 | AMPS | 65075 | ANTLOPE | 230 | 230 | ID NPC | ID NPC | 1 | Closed | Line | NO | 0.0071 | 0.06722 | 0.12794 | 372 | 372 | 619
60073 | BRADY | 60070 | BRADY | 230 | 138 | ZoneIP Southern | ZoneIP Eastern | 2 | Closed | Transformer | YES | 0.00244 | 0.07056 | 0 | 113.9 | 125.1 | 136.2
60073 | BRADY | 60070 | BRADY | 230 | 138 | ZoneIP Southern | ZoneIP Eastern | 1 | Closed | Transformer | YES | 0.0025 | 0.07066 | 0 | 101.6 | 111.9 | 122.3
79059 | RIFLE WA | 79070 | NORTHFRK | 230 | 230 | ZoneR4 | ZoneR4 | 1 | Closed | Line | NO | 0.00756 | 0.08026 | 0.15142 | 442 | 442 | 442
47819 | BIGHORN | 40686 | SPRING_CK | 230 | 230 | Lower Columbia Basin | Lower Columbia Basin | 1 | Closed | Line | NO | 0.00215 | 0.01331 | 0.02521 | 371.9 | 371.9 | 371.9
41341 | BIG_EDDY1 | 40686 | SPRING_CK | 230 | 230 | Lower Columbia Basin | Lower Columbia Basin | 1 | Closed | Line | NO | 0.00719 | 0.07006 | 0.12998 | 478 | 478 | 673.2
30515 | WARNERVL | 30516 | WILSONRCTR | 230 | 230 | City and County of San Francisco | Conf Load (Yosemite) | 1 | Closed | Line | NO | 0.00671 | 0.04272 | 0.08364 | 268.9 | 313.3 | 414.7
60156 | HEMINWAY | 60064 | BOWMONT | 230 | 230 | ZoneIP Central | ZoneIP Central | 1 | Closed | Line | NO | 0.00167 | 0.01706 | 0.04225 | 558.9 | 632.6 | 810.7
60064 | BOWMONT | 60065 | BOMT_138 | 230 | 138 | ZoneIP Central | ZoneIP Central | 2 | Closed | Transformer | YES | 0.00046 | 0.02402 | 0 | 299.8 | 330 | 360.1
40685 | MABTON+ | 41291 | WINECTRY | 230 | 230 | Lower Columbia Basin | Lower Columbia Basin | 1 | Closed | Line | NO | 0.00107 | 0.01038 | 0.01928 | 478 | 478 | 673.2
60064 | BOWMONT | 60065 | BOMT_138 | 230 | 138 | ZoneIP Central | ZoneIP Central | 1 | Closed | Transformer | YES | 0.00046 | 0.02402 | 0 | 299.8 | 330 | 360.1
60062 | BORAH | 60165 | HUNT | 230 | 230 | ZoneIP Eastern | ZoneIP Southern | 1 | Closed | Line | NO | 0.00868 | 0.09859 | 0.19977 | 558.9 | 632.6 | 764.5
40685 | MABTON+ | 40686 | SPRING_CK | 230 | 230 | Lower Columbia Basin | Lower Columbia Basin | 1 | Closed | Line | NO | 0.00394 | 0.03842 | 0.07126 | 478 | 478 | 671.7
30510 | CAMANCH | 39500 | CAMANCPP | 230 | 230 | Conf Load (Stockton) | Conf Load (Stockton) | 1 | Closed | Line | NO | 0.00018 | 0.00149 | 0.00291 | 328.6 | 388.4 | 512.7
60062 | BORAH | 60073 | BRADY | 230 | 230 | ZoneIP Eastern | ZoneIP Southern | 2 | Closed | Line | NO | 0.00054 | 0.00454 | 0.01507 | 487.2 | 550.5 | 705.1
60062 | BORAH | 60072 | BRADY TP | 230 | 230 | ZoneIP Eastern | ZoneIP Eastern | 1 | Closed | Line | NO | 0.00061 | 0.00574 | 0.01161 | 487.2 | 550.5 | 705.1
37016 | RNCHSECO | 30510 | CAMANCH | 230 | 230 | Conf Load (SMUD) | Conf Load (Stockton) | 2 | Closed | Line | NO | 0.00143 | 0.01993 | 0.04742 | 493.6 | 590.4 | 789.2
14225 | SAGUARO | 14229 | TATMOMLI | 230 | 230 | APS | APS | 1 | Closed | Line | NO | 0.00666 | 0.04881 | 0.09417 | 287 | 287 | 287
60045 | BOISEBCH | 61813 | CLOVRDAL | 230 | 230 | ZoneIP Central | ZoneIP Central | 1 | Closed | Line | NO | 0.00179 | 0.01556 | 0.03653 | 486.8 | 549.8 | 703.9
60045 | BOISEBCH | 60249 | HUBBARD | 230 | 230 | ZoneIP Central | ZoneIP Central | 1 | Closed | Line | NO | 0.00261 | 0.02455 | 0.04893 | 487.2 | 550.5 | 705.1
60244 | MIDBOI32 | 60045 | BOISEBCH | 230 | 230 | ZoneIP Southern | ZoneIP Central | 3 | Closed | Line | NO | 0.01389 | 0.11558 | 0.41034 | 690 | 777.6 | 978.4
30505 | WEBER | 30624 | TESLA E | 230 | 230 | Conf Load (Stockton) | Conf Load (Stockton) | 1 | Closed | Line | NO | 0.00523 | 0.03285 | 0.07321 | 478 | 478 | 478
65090 | ATLANTIC | 67485 | COL GEN | 230 | 230 | WY CENTRAL | WY CENTRAL | 1 | Closed | Line | NO | 0.00014 | 0.0013 | 0.00271 | 45 | 45 | 45
60234 | MIDBOI22 | 60045 | BOISEBCH | 230 | 230 | ZoneIP Southern | ZoneIP Central | 2 | Closed | Line | NO | 0.0138 | 0.11353 | 0.40713 | 690 | 777.6 | 990.4
65095 | BADWATER | 66535 | THERMOPL | 230 | 230 | WY NORTH | WY NORTH | 1 | Closed | Line | NO | 0.00686 | 0.06509 | 0.12343 | 442 | 442 | 442
60045 | BOISEBCH | 60130 | DRAM | 230 | 230 | ZoneIP Central | ZoneIP Central | 1 | Closed | Line | NO | 0.00096 | 0.00599 | 0.01308 | 347.4 | 391.6 | 498.8
30506 | 0227-WD | 30505 | WEBER | 230 | 230 | Conf Load (Stockton) | Conf Load (Stockton) | 1 | Closed | Line | NO | 0 | 0.0003 | 0 | 999 | 999 | 999
60045 | BOISEBCH | 60111 | BOIHOR41 | 230 | 230 | ZoneIP Central | ZoneIP Central | 4 | Closed | Series Cap | NO | 0 | -0.0431 | 0 | 418.3 | 540.2 | 418.3
60045 | BOISEBCH | 60108 | BOIBRO31 | 230 | 230 | ZoneIP Central | ZoneIP Central | 3 | Closed | Series Cap | NO | 0 | -0.0431 | 0 | 418.3 | 540.2 | 418.3
19501 | RNDVLYTP | 14223 | ROUNDVLY | 230 | 230 | WAPA-DSW | APS | 1 | Closed | Line | NO | 0 | 0.0003 | 0 | 286 | 286 | 286
60045 | BOISEBCH | 60106 | BOIBRO21 | 230 | 230 | ZoneIP Central | ZoneIP Central | 2 | Closed | Series Cap | NO | 0 | -0.0431 | 0 | 418.3 | 540.2 | 418.3
60045 | BOISEBCH | 60103 | BOIBRO11 | 230 | 230 | ZoneIP Central | ZoneIP Central | 1 | Closed | Series Cap | NO | 0 | -0.0431 | 0 | 418.3 | 540.2 | 418.3
40672 | LONGVANX | 474390 | NDP | 230 | 230 | Cowlitz County, WA | Cowlitz County, WA | 1 | Closed | Line | NO | 0.00016 | 0.00094 | 0.00369 | 318.7 | 318.7 | 478
30500 | BELLOTA | 38206 | COTTLE | 230 | 230 | Conf Load (Stockton) | Conf Load (Stanislaus) | 1 | Closed | Line | NO | 0.00501 | 0.02897 | 0.0594 | 295.6 | 338.6 | 433.8
40672 | LONGVANX | 47677 | MINTFARM | 230 | 230 | Cowlitz County, WA | Portland Area | 1 | Closed | Line | NO | 4e-05 | 0.00067 | 0.00141 | 785 | 785 | 964
60045 | BOISEBCH | 60040 | BOISEBCH | 230 | 138 | ZoneIP Central | ZoneIP Central | 3 | Closed | Transformer | YES | 0.00077 | 0.0312 | 0 | 227.9 | 250.1 | 273.7
40671 | LONGVIEW_M | 40770 | LONGVIEW_N | 230 | 115 | Cowlitz County, WA | Cowlitz County, WA | 4 | Closed | Transformer | YES | 0.00035 | 0.04378 | 0 | 305 | 392.2 | 410.5
37016 | RNCHSECO | 30500 | BELLOTA | 230 | 230 | Conf Load (SMUD) | Conf Load (Stockton) | 1 | Closed | Line | NO | 0.0024 | 0.0335 | 0.0797 | 493.6 | 590.4 | 637.4
60045 | BOISEBCH | 60040 | BOISEBCH | 230 | 138 | ZoneIP Central | ZoneIP Central | 1 | Closed | Transformer | YES | 0.00077 | 0.0312 | 0 | 227.9 | 250.1 | 273.7
40671 | LONGVIEW_M | 40673 | LONGVIEW# | 230 | 230 | Cowlitz County, WA | Portland Area | 1 | Closed | Line | NO | 0.00025 | 0.00236 | 0.00468 | 733 | 733 | 824.6
40671 | LONGVIEW_M | 40672 | LONGVANX | 230 | 230 | Cowlitz County, WA | Cowlitz County, WA | BS | Closed | Line | NO | 0 | 0.00029 | 0 | 1195.1 | 1419.7 | 1600.2
19321 | NEWPORT | 19341 | EASTSIDE | 230 | 230 | WAPA-DSW | WAPA-DSW | 1 | Closed | Line | NO | 0.00373 | 0.02707 | 0.05624 | 430 | 471 | 430
40670 | LONGVIEW_S | 406710 | LON_CHE_CIO | 230 | 230 | Cowlitz County, WA | Cowlitz County, WA | 1 | Closed | Line | NO | 2e-05 | 0.00011 | 0.00023 | 171 | 171 | 235
40670 | LONGVIEW_S | 40671 | LONGVIEW_M | 230 | 230 | Cowlitz County, WA | Cowlitz County, WA | BS | Closed | Line | NO | 0 | 0.00029 | 0 | 1195.1 | 1195.1 | 1551.3
65140 | BENLOMND | 65160 | BIRCH CK | 230 | 230 | UT OGDEN | WY NAUGHTON | 1 | Closed | Line | NO | 0.0068 | 0.06091 | 0.20892 | 679 | 847 | 968
30500 | BELLOTA | 30624 | TESLA E | 230 | 230 | Conf Load (Stockton) | Conf Load (Stockton) | 1 | Closed | Line | NO | 0.0083 | 0.0526 | 0.1172 | 478 | 478 | 478
30500 | BELLOTA | 30515 | WARNERVL | 230 | 230 | Conf Load (Stockton) | City and County of San Francisco | 1 | Closed | Line | NO | 0.00546 | 0.03175 | 0.0636 | 267.3 | 314.7 | 412.3
19320 | TOPOCK | 19316 | SOPOINT | 230 | 230 | WAPA-DSW | WAPA-DSW | 2 | Closed | Line | NO | 0.0009 | 0.00901 | 0.01881 | 540 | 594 | 540
40670 | LONGVIEW_S | 40669 | LONGVIEW_S | 230 | 115 | Cowlitz County, WA | Cowlitz County, WA | 3 | Closed | Transformer | YES | 0.00049 | 0.02908 | 0 | 313.4 | 412.6 | 427
30510 | CAMANCH | 30500 | BELLOTA | 230 | 230 | Conf Load (Stockton) | Conf Load (Stockton) | 2 | Closed | Line | NO | 0.00097 | 0.01357 | 0.03228 | 493.6 | 590.4 | 637.4
19320 | TOPOCK | 19316 | SOPOINT | 230 | 230 | WAPA-DSW | WAPA-DSW | 1 | Closed | Line | NO | 0.0009 | 0.00901 | 0.01872 | 414 | 414 | 414
14240 | FORTROCK | 14223 | ROUNDVLY | 230 | 230 | APS | APS | 1 | Closed | Line | NO | 0.0029 | 0.0183 | 0.0282 | 159.3 | 159.3 | 159.3
30500 | BELLOTA | 30505 | WEBER | 230 | 230 | Conf Load (Stockton) | Conf Load (Stockton) | 1 | Closed | Line | NO | 0.00314 | 0.01974 | 0.04395 | 478 | 478 | 478
79061 | SHIP PS | 79063 | SHIPROCK | 230 | 230 | ZoneR4 | WAPA-RMRAZ | 2 | Closed | Transformer | YES | 0 | 0.05512 | 0 | 300 | 360 | 300
30500 | BELLOTA | 30503 | COLLERVL | 230 | 230 | Conf Load (Stockton) | Conf Load (Stockton) | 2 | Closed | Line | NO | 0.00649 | 0.05796 | 0.11737 | 456 | 512 | 626
30500 | BELLOTA | 30503 | COLLERVL | 230 | 230 | Conf Load (Stockton) | Conf Load (Stockton) | 1 | Closed | Line | NO | 0.00649 | 0.05796 | 0.11737 | 456 | 512 | 626
40664 | CEN FERY | 43950 | MULLAN | 230 | 230 | Southeast Washington | Portland General - BES S/S | 1 | Closed | Line | NO | 0.00416 | 0.03079 | 0.05731 | 360 | 360 | 382
40664 | CEN FERY | 42987 | PHALEN G | 230 | 230 | Southeast Washington | Southeast Washington | 1 | Closed | Line | NO | 0.00014 | 0.00215 | 0.00869 | 1311 | 1311 | 1542
30498 | STAGG-D | 30499 | STAGG-E | 230 | 230 | Conf Load (Stockton) | Conf Load (Stockton) | 1 | Closed | Line | NO | 0.0005 | 0.001 | 0 | 797 | 797 | 797
65160 | BIRCH CK | 66270 | RAILROAD | 230 | 230 | WY NAUGHTON | WY NAUGHTON | 1 | Closed | Line | NO | 0.00397 | 0.02967 | 0.05255 | 385 | 470 | 540
65165 | BLACKSFK | 66010 | MONUMENT | 230 | 230 | WY TRONA | WY TRONA | 1 | Closed | Line | NO | 0.00106 | 0.00958 | 0.01988 | 399 | 555 | 606
65165 | BLACKSFK | 66670 | WESTVACO | 230 | 230 | WY TRONA | WY TRONA | 1 | Closed | Line | NO | 0.00158 | 0.01425 | 0.02958 | 399 | 555 | 606
30497 | STAGG-F | 30498 | STAGG-D | 230 | 230 | Conf Load (Stockton) | Conf Load (Stockton) | 1 | Closed | Line | NO | 0.0005 | 0.001 | 0 | 478 | 478 | 478
65175 | BLUE RIM | 65176 | MANSFACE | 230 | 230 | WY TRONA | WY TRONA | 1 | Closed | Line | NO | 0.00071 | 0.00642 | 0.01328 | 404 | 560 | 560
65175 | BLUE RIM | 66180 | PALISADE | 230 | 230 | WY TRONA | WY TRONA | 1 | Open | Line | NO | 0.00066 | 0.00594 | 0.0123 | 319 | 414 | 319
40657 | LIBBY | 406570 | LIB_NOX_CIO | 230 | 230 | Western Montana | Spokane Area Publics | 1 | Closed | Line | NO | 0.01074 | 0.10386 | 0.19598 | 478 | 478 | 677.2
65176 | MANSFACE | 65215 | BRDGR PP | 230 | 230 | WY TRONA | WY TRONA | 1 | Closed | Line | NO | 0.0001 | 0.00093 | 0.00193 | 406 | 560 | 560
65176 | MANSFACE | 65555 | FIREHOLE | 230 | 230 | WY TRONA | WY CENTRAL | 1 | Closed | Line | NO | 0.00191 | 0.01714 | 0.03578 | 404 | 560 | 610
47578 | FREDST | 41055 | S TACOMA | 230 | 230 | Seattle Area, Olympic Peninsula | Seattle Area, Olympic Peninsula | 1 | Closed | Line | NO | 0.00045 | 0.00331 | 0.29668 | 478.1 | 478.1 | 478.1
41055 | S TACOMA | 410550 | STAC_WRT_CIO | 230 | 230 | Seattle Area, Olympic Peninsula | PIERCE | 1 | Closed | Line | NO | 0.00346 | 0.02245 | 0.0388 | 426.3 | 426.3 | 525.9
19106 | PRSCOTWA | 14222 | PRESCOTT | 230 | 230 | WAPA-DSW | APS | 1 | Closed | Line | NO | 0 | 0.0003 | 0 | 235 | 235 | 235
44201 | LIBBY_PH2 | 40657 | LIBBY | 230 | 230 | Western Montana | Western Montana | 2 | Closed | Line | NO | 0.00015 | 0.00191 | 0.00369 | 697.2 | 697.2 | 896.3
44200 | LIBBY_PH1 | 40657 | LIBBY | 230 | 230 | Western Montana | Western Montana | 1 | Closed | Line | NO | 0.00016 | 0.002 | 0.00386 | 697.2 | 697.2 | 896.3
30496 | STAGG-H | 30497 | STAGG-F | 230 | 230 | Conf Load (Stockton) | Conf Load (Stockton) | 1 | Closed | Line | NO | 0.0005 | 0.001 | 0 | 478 | 478 | 478
19501 | RNDVLYTP | 19314 | PEACOCK | 230 | 230 | WAPA-DSW | WAPA-DSW | 1 | Closed | Line | NO | 0.00581 | 0.03492 | 0.06063 | 375 | 412 | 375
40657 | LIBBY | 40655 | LIBBY | 230 | 115 | Western Montana | Western Montana | 1 | Closed | Transformer | YES | 0.00141 | 0.05253 | 0 | 160.3 | 194.6 | 217.6
20107 | CPT-230 | 20114 | CSC-230 | 230 | 230 | ZoneMX | ZoneMX | 1 | Closed | Line | NO | 0.00228 | 0.01502 | 0.02964 | 386 | 425 | 386
622703 | HAYLAKE N | 56451 | MATLB2 | 230 | 230 | GTFALLS_MT | AIES-Glenwood | 1 | Closed | Line | NO | 0.01182 | 0.13519 | 0.28424 | 752 | 752 | 875
30622 | EIGHT MI | 30495 | STAGG-J1 | 230 | 230 | Conf Load (Stockton) | Conf Load (Stockton) | 1 | Closed | Line | NO | 0.0013 | 0.0094 | 0.0233 | 328.6 | 388.4 | 478
40651 | LEXINGTN | 41161 | WOODLAND | 230 | 230 | Portland Area | Portland Area | 1 | Closed | Line | NO | 0.00514 | 0.0334 | 0.05741 | 426.3 | 426.3 | 521.9
65220 | BRIDGER | 65385 | BRIDGER | 230 | 345 | WY CENTRAL | WY CENTRAL | 1 | Closed | Transformer | YES | 0.00089 | 0.03247 | 0 | 200 | 224 | 240
40651 | LEXINGTN | 40672 | LONGVANX | 230 | 230 | Portland Area | Cowlitz County, WA | 2 | Closed | Line | NO | 0.00212 | 0.01414 | 0.02632 | 426.3 | 426.3 | 525.9
65220 | BRIDGER | 65385 | BRIDGER | 230 | 345 | WY CENTRAL | WY CENTRAL | 3 | Closed | Transformer | YES | 0.00091 | 0.03247 | 0 | 200 | 224 | 240
30495 | STAGG-J1 | 30496 | STAGG-H | 230 | 230 | Conf Load (Stockton) | Conf Load (Stockton) | 1 | Closed | Line | NO | 0.0005 | 0.001 | 0 | 797 | 797 | 797
65220 | BRIDGER | 66250 | PT ROCKS | 230 | 230 | WY CENTRAL | WY CENTRAL | 1 | Closed | Line | NO | 0.00132 | 0.01196 | 0.02463 | 458 | 564 | 647
30490 | VLLY SPS | 30500 | BELLOTA | 230 | 230 | Conf Load (Stockton) | Conf Load (Stockton) | 1 | Closed | Line | NO | 0.00543 | 0.02978 | 0.06102 | 244.2 | 280 | 356.9
14249 | WILOWLKE | 14222 | PRESCOTT | 230 | 230 | APS | APS | 1 | Closed | Line | NO | 0 | 0.0003 | 0 | 235 | 235 | 235
30489 | STAGG-J2 | 30624 | TESLA E | 230 | 230 | Conf Load (Stockton) | Conf Load (Stockton) | 1 | Closed | Line | NO | 0.0043 | 0.0312 | 0.0773 | 328.6 | 388.4 | 478
30499 | STAGG-E | 30489 | STAGG-J2 | 230 | 230 | Conf Load (Stockton) | Conf Load (Stockton) | 1 | Closed | Line | NO | 0.0005 | 0.001 | 0 | 797 | 797 | 797
40651 | LEXINGTN | 40649 | LEXINGTN | 230 | 115 | Portland Area | Portland Area | 1 | Closed | Transformer | YES | 0.00066 | 0.03047 | 0 | 281.3 | 370 | 368.1
19310 | GRIFFITH | 19314 | PEACOCK | 230 | 230 | WAPA-DSW | WAPA-DSW | 1 | Closed | Line | NO | 0.00259 | 0.03138 | 0.12184 | 797 | 797 | 797
30495 | STAGG-J1 | 30489 | STAGG-J2 | 230 | 230 | Conf Load (Stockton) | Conf Load (Stockton) | 1 | Open | Line | NO | 0.0005 | 0.003 | 0 | 329 | 389 | 398
14221 | PPAPS W | 19062 | PINPK | 230 | 230 | APS | WAPA-DSW | 1 | Closed | Line | NO | 1e-05 | 0.0003 | 0 | 637 | 637 | 637
30487 | ELECTRA | 30500 | BELLOTA | 230 | 230 | Conf Load (Stockton) | Conf Load (Stockton) | 1 | Closed | Line | NO | 0.00879 | 0.042 | 0.08527 | 244.2 | 280 | 356.9
19224 | LONGTIN | 19320 | TOPOCK | 230 | 230 | WAPA-DSW | WAPA-DSW | 1 | Closed | Line | NO | 0.00178 | 0.01139 | 0.01974 | 542 | 542 | 542
40635 | LAPINE | 406350 | CHI_LAP_CIO | 230 | 230 | Southern Oregon | Southern Oregon | 1 | Closed | Line | NO | 0.01122 | 0.06958 | 0.13155 | 426.3 | 426.3 | 549.8
40635 | LAPINE | 45239 | PILOTBT | 230 | 230 | Southern Oregon | PAC:C.OR | 1 | Closed | Line | NO | 0.00721 | 0.04467 | 0.08456 | 426.3 | 426.3 | 549.8
30485 | TIGR CRK | 30490 | VLLY SPS | 230 | 230 | Conf Load (Stockton) | Conf Load (Stockton) | 1 | Closed | Line | NO | 0.00894 | 0.03605 | 0.0694 | 244.2 | 280 | 356.9
19218 | CASAGRND | 19222 | CASAGRND | 230 | 115 | WAPA-DSW | WAPA-DSW | 1 | Closed | Transformer | YES | 0 | 0.03 | 0 | 233 | 233 | 233
40635 | LAPINE | 40633 | LAPINE | 230 | 115 | Southern Oregon | Southern Oregon | 2 | Open | Transformer | YES | 0.0014 | 0.08643 | 0 | 96.9 | 122.2 | 143.8
30485 | TIGR CRK | 30487 | ELECTRA | 230 | 230 | Conf Load (Stockton) | Conf Load (Stockton) | 1 | Closed | Line | NO | 0.00522 | 0.02096 | 0.03904 | 159.3 | 159.3 | 159.3
40635 | LAPINE | 40633 | LAPINE | 230 | 115 | Southern Oregon | Southern Oregon | 1 | Closed | Transformer | YES | 0.00128 | 0.04905 | 0 | 158.9 | 191.3 | 218.5
14221 | PPAPS W | 14260 | PPAPS C | 230 | 230 | APS | APS | 1 | Open | Line | NO | 0 | 0.0003 | 0 | 1195 | 1195 | 1195
30485 | TIGR CRK | 30486 | TIGR CKM | 230 | 230 | Conf Load (Stockton) | Conf Load (Stockton) | 1 | Closed | Transformer | YES | 0.00067 | 0.05836 | 0 | 148 | 178 | 148
30482 | LOCKFORD | 30500 | BELLOTA | 230 | 230 | Conf Load (Stockton) | Conf Load (Stockton) | 1 | Closed | Line | NO | 0.00291 | 0.01843 | 0.03761 | 295.6 | 338.6 | 433.8
30479 | BDLSWSTA | 30529 | MONTEZUMASS | 230 | 230 | Conf Load (Sacramento) | Conf Load (Sacramento) | 1 | Closed | Line | NO | 6e-05 | 0.00061 | 0.00125 | 380 | 451 | 597.6
40627 | LANE S1 | 41141 | WENDSON | 230 | 230 | Western Oregon | Western Oregon | 2 | Closed | Line | NO | 0.00989 | 0.06319 | 0.11249 | 394.4 | 394.4 | 501.9
40627 | LANE S1 | 40628 | LANE S2 | 230 | 230 | Western Oregon | Western Oregon | BS | Closed | Line | NO | 0 | 0.00029 | 0 | 1195.1 | 1419.7 | 1600.2
30525 | C.COSTAPPD | 30479 | BDLSWSTA | 230 | 230 | Conf Load (Diablo) | Conf Load (Sacramento) | 1 | Closed | Line | NO | 0.0028 | 0.01492 | 0.03001 | 657.3 | 776.8 | 796.7
14257 | SCTWSH | 14221 | PPAPS W | 230 | 230 | APS | APS | 1 | Closed | Line | NO | 0.00095 | 0.01262 | 0.02543 | 1195 | 1195 | 1195
30479 | BDLSWSTA | 30523 | CC SUB | 230 | 230 | Conf Load (Sacramento) | Conf Load (Diablo) | 1 | Closed | Line | NO | 0.00259 | 0.01382 | 0.02781 | 657.3 | 776.8 | 796.7
70700 | CO_GRN | 70705 | TWNBUTTE | 230 | 230 | ZoneWP | ZoneWP | 1 | Closed | Line | NO | 0.0001 | 0.00074 | 0.00146 | 435 | 435 | 435
40628 | LANE S2 | 40625 | LANE | 230 | 115 | Western Oregon | Western Oregon | 2 | Closed | Transformer | YES | 0.00063 | 0.03198 | 0 | 291.3 | 356.1 | 381.2
40627 | LANE S1 | 40625 | LANE | 230 | 115 | Western Oregon | Western Oregon | 1 | Closed | Transformer | YES | 0.0007 | 0.03135 | 0 | 278.5 | 340.9 | 364.5
30479 | BDLSWSTA | 30480 | RUSSELLSMUD | 230 | 230 | Conf Load (Sacramento) | Conf Load (Sacramento) | 1 | Closed | Line | NO | 2e-05 | 0.0002 | 0.00042 | 380 | 450.9 | 597.5
48524 | BOULDER | 40624 | LANCASTR | 230 | 230 | AVA: Spokane | Spokane Area, N Idaho, W Montana | 1 | Closed | Line | NO | 0.00166 | 0.01962 | 0.03823 | 796.7 | 796.7 | 1043.7
30478 | LAMBIESWSTA | 32196 | GHVNCRDJCT | 230 | 230 | Conf Load (Sacramento) | Conf Load (Sacramento) | 1 | Closed | Line | NO | 0.0003 | 0.00187 | 0.00226 | 358.5 | 358.5 | 358.5
40624 | LANCASTR | 48357 | RATHDRUM | 230 | 230 | Spokane Area, N Idaho, W Montana | AVA: Coeur D'Alene | 1 | Closed | Line | NO | 0.00037 | 0.00438 | 0.00831 | 796.7 | 796.7 | 1043.7
40624 | LANCASTR | 40787 | NOXON_WEST | 230 | 230 | Spokane Area, N Idaho, W Montana | AVA: Coeur D'Alene | 1 | Closed | Line | NO | 0.01126 | 0.10997 | 0.20302 | 255 | 255 | 561.7
70862 | AVERY_PS | 78085 | TIMBERLN | 230 | 230 | ZoneRN | PRPA | 1 | Closed | Line | NO | 0.00069 | 0.00892 | 0.02002 | 637 | 637 | 637
30797 | LASAGUILASS | 30790 | PANOCHE | 230 | 230 | Conf Load (Yosemite) | Conf Load (Yosemite) | 2 | Closed | Line | NO | 0.00429 | 0.02595 | 0.04947 | 295.6 | 400.3 | 318.7
30478 | LAMBIESWSTA | 30479 | BDLSWSTA | 230 | 230 | Conf Load (Sacramento) | Conf Load (Sacramento) | 1 | Closed | Line | NO | 0.00023 | 0.0096 | 0.02164 | 754.1 | 754.1 | 796.7
40621 | LAGRANDE | 60312 | N POWDER | 230 | 230 | Southeast Washington | ZoneIP Western | 1 | Closed | Line | NO | 0.00489 | 0.0299 | 0.05709 | 370.9 | 418.3 | 506.3
19204 | HARCUVAR | 19500 | HASSYTAP | 230 | 230 | WAPA-DSW | WAPA-DSW | 1 | Closed | Line | NO | 0.0077 | 0.0818 | 0.1575 | 478 | 478 | 478
40621 | LAGRANDE | 40905 | ROUNDUP | 230 | 230 | Southeast Washington | Southeast Washington | 1 | Closed | Line | NO | 0.01085 | 0.06737 | 0.12713 | 426.3 | 426.3 | 549.8
30477 | SHILOH1 | 30479 | BDLSWSTA | 230 | 230 | Conf Load (Sacramento) | Conf Load (Sacramento) | 1 | Closed | Line | NO | 2e-05 | 0.0003 | 0.00032 | 299.6 | 353.4 | 464.9
14220 | REACH | 14260 | PPAPS C | 230 | 230 | APS | APS | 1 | Closed | Line | NO | 0.00074 | 0.00707 | 0.02622 | 637.4 | 796.7 | 637.4
30473 | HIGHWINDS | 30529 | MONTEZUMASS | 230 | 230 | Conf Load (Sacramento) | Conf Load (Sacramento) | 1 | Closed | Line | NO | 1e-05 | 0.0003 | 0.0004 | 542 | 601 | 542
65293 | CARR DRA | 76402 | DRYFORK | 230 | 230 | WY EAST | ZoneBK | 1 | Closed | Line | NO | 0.00331 | 0.03331 | 0.06822 | 493 | 493 | 493
14218 | MEADOWBK | 14227 | SUNYSLOP | 230 | 230 | APS | APS | 1 | Closed | Line | NO | 0.00055 | 0.00221 | 0.60688 | 359 | 747 | 359
40615 | KITSAP 2 | 40971 | SHELTON | 230 | 230 | Seattle Area, Olympic Peninsula | Seattle Area, Olympic Peninsula | 4 | Closed | Line | NO | 0.00474 | 0.04266 | 0.09134 | 521.9 | 521.9 | 665.3
40971 | SHELTON | 40613 | KITSAP | 230 | 230 | Seattle Area, Olympic Peninsula | Seattle Area, Olympic Peninsula | 3 | Closed | Line | NO | 0.0073 | 0.04554 | 0.0851 | 426.3 | 426.3 | 521.9
65300 | CASPERPP | 65954 | CLAIMJMP | 230 | 230 | WY EAST | WY NORTH | 1 | Closed | Line | NO | 0.00862 | 0.05167 | 0.10909 | 339 | 376 | 356
30472 | PEABODY | 30479 | BDLSWSTA | 230 | 230 | Conf Load (Sacramento) | Conf Load (Sacramento) | 1 | Closed | Line | NO | 0.00065 | 0.02675 | 0.06029 | 754.1 | 754.1 | 796.7
65300 | CASPERPP | 66410 | SPENCE | 230 | 230 | WY EAST | WY EAST | 1 | Closed | Line | NO | 0.00629 | 0.05682 | 0.11885 | 442 | 442 | 442
30470 | SHILOH4JCT | 30479 | BDLSWSTA | 230 | 230 | Conf Load (Sacramento) | Conf Load (Sacramento) | 1 | Closed | Line | NO | 0 | 0.0003 | 9e-05 | 380 | 450.9 | 597.5
40615 | KITSAP 2 | 40612 | KITSAPN | 230 | 115 | Seattle Area, Olympic Peninsula | Seattle Area, Olympic Peninsula | 2 | Closed | Transformer | YES | 0.00065 | 0.03055 | 0 | 288.4 | 351.6 | 363.2
30470 | SHILOH4JCT | 30471 | SHILOH4 | 230 | 230 | Conf Load (Sacramento) | Conf Load (Sacramento) | 1 | Closed | Line | NO | 1e-05 | 0.0003 | 0.00014 | 191.2 | 191.2 | 191.2
40613 | KITSAP | 40611 | KITSAPS | 230 | 115 | Seattle Area, Olympic Peninsula | Seattle Area, Olympic Peninsula | 1 | Closed | Transformer | YES | 0.00065 | 0.02955 | 0 | 289.3 | 350 | 364.5
30476 | SHILOH2 | 30468 | SHILOH3JCT | 230 | 230 | Conf Load (Sacramento) | Conf Load (Sacramento) | 1 | Closed | Line | NO | 2e-05 | 0.0003 | 0.00045 | 380 | 450.9 | 597.5
30468 | SHILOH3JCT | 30470 | SHILOH4JCT | 230 | 230 | Conf Load (Sacramento) | Conf Load (Sacramento) | 1 | Closed | Line | NO | 0.00047 | 0.0048 | 0.00979 | 380 | 450.9 | 597.5
30468 | SHILOH3JCT | 30469 | SHILOH3 | 230 | 230 | Conf Load (Sacramento) | Conf Load (Sacramento) | 1 | Closed | Line | NO | 1e-05 | 0.00012 | 0.00024 | 380 | 450.9 | 597.5
30467 | PARKWAY | 30550 | MORAGA | 230 | 230 | Conf Load (North Bay) | Conf Load (Diablo) | 1 | Closed | Line | NO | 0.0056 | 0.0369 | 0.078 | 377.6 | 439 | 460.5
14217 | LONEPEAK | 14261 | PPAPS E | 230 | 230 | APS | APS | 1 | Closed | Line | NO | 0.00165 | 0.0147 | 0.03167 | 440 | 527 | 440
14217 | LONEPEAK | 14227 | SUNYSLOP | 230 | 230 | APS | APS | 1 | Closed | Line | NO | 0.00089 | 0.00887 | 0.02206 | 460 | 573 | 460
40599 | KEELER W | 434590 | KEE_RIV_OWN | 230 | 230 | Portland Area | Portland General - BES S/S | EQ | Closed | Line | NO | 0.00131 | 0.01192 | 0.0262 | 569.7 | 569.7 | 701.1
40599 | KEELER W | 43740 | HORIZN | 230 | 230 | Portland Area | Portland General - BES S/S | 1 | Closed | Line | NO | 0.00023 | 0.00199 | 0.0046 | 886 | 886 | 984
30465 | BAHIA | 30550 | MORAGA | 230 | 230 | Conf Load (North Bay) | Conf Load (Diablo) | 1 | Closed | Line | NO | 0.0054 | 0.0357 | 0.0774 | 341.8 | 384.4 | 460.5
40598 | KEELER E | 43541 | ST MARYS | 230 | 230 | Portland Area | Portland General - BES S/S | 1 | Closed | Line | NO | 0.00069 | 0.00943 | 0.0201 | 729 | 729 | 948
19106 | PRSCOTWA | 19501 | RNDVLYTP | 230 | 230 | WAPA-DSW | WAPA-DSW | 1 | Closed | Line | NO | 0.01803 | 0.10701 | 0.18699 | 288 | 288 | 288
40598 | KEELER E | 40599 | KEELER W | 230 | 230 | Portland Area | Portland Area | BS | Closed | Line | NO | 0 | 0.00029 | 0 | 1195.1 | 1419.7 | 1600.2
40598 | KEELER E | 40597 | KEELER_W | 230 | 115 | Portland Area | Portland Area | 3 | Closed | Transformer | YES | 0.00063 | 0.02827 | 0 | 302.4 | 368 | 392.1
19107 | GAVLINWA | 19106 | PRSCOTWA | 230 | 230 | WAPA-DSW | WAPA-DSW | 1 | Closed | Line | NO | 0.01645 | 0.09911 | 0.17209 | 272 | 288 | 272
40599 | KEELER W | 40595 | KEELER_E | 230 | 115 | Portland Area | Portland Area | 1 | Closed | Transformer | YES | 0.0011 | 0.02506 | 0 | 232.8 | 310.8 | 322.2
30460 | VACA-DIX | 30478 | LAMBIESWSTA | 230 | 230 | Conf Load (Sacramento) | Conf Load (Sacramento) | 1 | Closed | Line | NO | 0.00046 | 0.01921 | 0.04328 | 754.1 | 754.1 | 796.7
30460 | VACA-DIX | 30472 | PEABODY | 230 | 230 | Conf Load (Sacramento) | Conf Load (Sacramento) | 1 | Closed | Line | NO | 0.00033 | 0.01372 | 0.03092 | 754.1 | 754.1 | 796.7
30460 | VACA-DIX | 30467 | PARKWAY | 230 | 230 | Conf Load (Sacramento) | Conf Load (North Bay) | 1 | Closed | Line | NO | 0.00515 | 0.03513 | 0.08065 | 360.9 | 419.5 | 464.9
14220 | REACH | 14217 | LONEPEAK | 230 | 230 | APS | APS | 1 | Closed | Line | NO | 0.00055 | 0.00489 | 0.01964 | 737 | 797 | 737
19074 | N.HAVASU | 19320 | TOPOCK | 230 | 230 | WAPA-DSW | WAPA-DSW | 1 | Closed | Line | NO | 0.0058 | 0.0401 | 0.072 | 465 | 465 | 465
30460 | VACA-DIX | 30465 | BAHIA | 230 | 230 | Conf Load (Sacramento) | Conf Load (North Bay) | 1 | Closed | Line | NO | 0.00699 | 0.04607 | 0.09731 | 312.7 | 369.2 | 464.3
65320 | CHAPPELC | 65374 | CRAVENCK | 230 | 230 | WY NAUGHTON | WY NAUGHTON | 1 | Closed | Line | NO | 0.0062 | 0.04198 | 0.09054 | 384 | 469 | 478
19314 | PEACOCK | 19072 | HILLTOP | 230 | 230 | WAPA-DSW | WAPA-DSW | 1 | Closed | Line | NO | 0.00385 | 0.0267 | 0.046 | 484 | 532 | 484
65320 | CHAPPELC | 67730 | CHIMBUT | 230 | 230 | WY NAUGHTON | WY NAUGHTON | 1 | Closed | Line | NO | 0.00294 | 0.02676 | 0.05505 | 459 | 564 | 647
30450 | CORTINA | 30460 | VACA-DIX | 230 | 230 | Conf Load (Sacramento) | Conf Load (Sacramento) | 1 | Closed | Line | NO | 0.01105 | 0.07419 | 0.16282 | 296.4 | 317.5 | 317.5
47844 | BIGLWCYN | 40584 | JOHN DAY | 230 | 230 | Portland General - BES S/S | Lower Columbia Basin | 1 | Closed | Line | NO | 0.00063 | 0.00963 | 0.02065 | 784.8 | 784.8 | 1011.9
14216 | LINCSTRT | 14641 | OCO N | 230 | 230 | APS | APS | 1 | Closed | Line | NO | 0.0021 | 0.0165 | 0.02877 | 347.7 | 378.5 | 347.7
47830 | KLON_SCHOUSE | 40584 | JOHN DAY | 230 | 230 | Lower Columbia Basin | Lower Columbia Basin | 1 | Closed | Line | NO | 0.00107 | 0.01636 | 0.03513 | 784.8 | 784.8 | 1011.9
30450 | CORTINA | 30451 | CRTNA M | 230 | 230 | Conf Load (Sacramento) | Conf Load (Sacramento) | 1 | Closed | Transformer | YES | 0.0014 | 0.0842 | 0 | 168 | 168 | 168
19068 | TESTTRAK | 19218 | CASAGRND | 230 | 230 | WAPA-DSW | WAPA-DSW | 1 | Closed | Line | NO | 0.0022 | 0.0226 | 0.0433 | 407 | 407 | 407
30440 | TULUCAY | 30460 | VACA-DIX | 230 | 230 | Conf Load (North Bay) | Conf Load (Sacramento) | 1 | Closed | Line | NO | 0.00457 | 0.03388 | 0.07115 | 366.5 | 449.8 | 488
30437 | CROCKETT | 30540 | SOBRANTE | 230 | 230 | Conf Load (East Bay) | Conf Load (Diablo) | 1 | Closed | Line | NO | 0.00076 | 0.01081 | 0.03848 | 733 | 840.5 | 1025.4
19068 | TESTTRAK | 19169 | ED5-230 | 230 | 230 | WAPA-DSW | WAPA-DSW | 1 | Closed | Line | NO | 0.00768 | 0.06331 | 0.13571 | 813 | 813 | 813
14216 | LINCSTRT | 14239 | WPHXAPSN | 230 | 230 | APS | APS | 1 | Closed | Line | NO | 0.0007 | 0.00733 | 0.01665 | 897 | 982 | 897
40551 | HOT SPR | 629104 | PLACID LAKE | 230 | 230 | Western Montana | MISSOULA_MT | 1 | Closed | Line | NO | 0.00974 | 0.08932 | 0.18733 | 478 | 478 | 478
40551 | HOT SPR | 48281 | NOXON_EAST | 230 | 230 | Western Montana | AVA: Coeur D'Alene | 2 | Closed | Line | NO | 0.01113 | 0.10232 | 0.20445 | 397.2 | 397.2 | 590
30437 | CROCKETT | 30445 | IGNACIO | 230 | 230 | Conf Load (East Bay) | Conf Load (North Bay) | 1 | Closed | Line | NO | 0.00242 | 0.0344 | 0.12253 | 733 | 840.5 | 1025.4
19169 | ED5-230 | 19067 | ED-5 | 230 | 115 | WAPA-DSW | WAPA-DSW | 1 | Closed | Transformer | YES | 0 | 0.04378 | 0 | 375 | 375 | 375
40551 | HOT SPR | 47367 | LAKESIDE+ | 230 | 230 | Western Montana | Western Montana | 1 | Closed | Line | NO | 0.0063 | 0.05806 | 0.10491 | 454.1 | 454.1 | 645.4
40551 | HOT SPR | 41091 | TROUT_CREEK+ | 230 | 230 | Western Montana | Spokane Area, N Idaho, W Montana | 1 | Closed | Line | NO | 0.00885 | 0.0861 | 0.16044 | 478 | 478 | 677.2
30437 | CROCKETT | 30438 | C&H | 230 | 230 | Conf Load (East Bay) | Conf Load (East Bay) | 1 | Closed | Line | NO | 0.0005 | 0.00078 | 0 | 366.5 | 420.3 | 512.7
40549 | HORSE HV | 41351 | MCNRY S1 | 230 | 230 | Lower Columbia Basin | Lower Columbia Basin | 1 | Closed | Line | NO | 0.0025 | 0.02497 | 0.04824 | 569.7 | 569.7 | 733
40549 | HORSE HV | 40547 | HORSE HV | 230 | 115 | Lower Columbia Basin | Lower Columbia Basin | 1 | Closed | Transformer | YES | 0.00065 | 0.03031 | 0 | 281.3 | 349.4 | 384.4
14212 | GLENDALE | 14270 | GRNDTRML | 230 | 230 | APS | APS | 1 | Closed | Line | NO | 0.00109 | 0.0099 | 0.02136 | 363.3 | 581.2 | 363.3
30435 | LAKEVILE | 30540 | SOBRANTE | 230 | 230 | Conf Load (N. Coast) | Conf Load (Diablo) | 2 | Closed | Line | NO | 0.00242 | 0.04922 | 0.20035 | 656 | 775 | 797
30435 | LAKEVILE | 30460 | VACA-DIX | 230 | 230 | Conf Load (N. Coast) | Conf Load (Sacramento) | 1 | Closed | Line | NO | 0.0077 | 0.0586 | 0.12299 | 366.5 | 450 | 478
30435 | LAKEVILE | 30445 | IGNACIO | 230 | 230 | Conf Load (N. Coast) | Conf Load (North Bay) | 2 | Closed | Line | NO | 0.00262 | 0.02158 | 0.04231 | 328.7 | 388.4 | 512.7
30435 | LAKEVILE | 30445 | IGNACIO | 230 | 230 | Conf Load (N. Coast) | Conf Load (North Bay) | 1 | Closed | Line | NO | 0.001 | 0.0159 | 0.0653 | 656 | 775 | 797
40537 | HILL TOP | 41135 | WARNER | 230 | 230 | Southern Oregon | Southern Oregon | 1 | Closed | Line | NO | 0.00137 | 0.01277 | 0.02543 | 565.7 | 565.7 | 729
14212 | GLENDALE | 14248 | GLENDALW | 230 | 230 | APS | APS | 1 | Closed | Line | NO | 0 | 0.0003 | 0 | 796 | 796 | 796
30435 | LAKEVILE | 30440 | TULUCAY | 230 | 230 | Conf Load (N. Coast) | Conf Load (North Bay) | 1 | Closed | Line | NO | 0.00313 | 0.0247 | 0.05181 | 397.6 | 462.5 | 513
30435 | LAKEVILE | 30432 | T22_93 | 230 | 230 | Conf Load (N. Coast) | Conf Load (N. Coast) | 1 | Closed | Line | NO | 0.00082 | 0.01629 | 0.00338 | 329 | 389 | 513
14210 | EL SOL | 15201 | AGUAFRIA | 230 | 230 | APS | SRP EHV 230 KV | 1 | Closed | Line | NO | 0.00081 | 0.00781 | 0.021 | 440 | 548 | 440
30430 | FULTON | 30445 | IGNACIO | 230 | 230 | Conf Load (N. Coast) | Conf Load (North Bay) | 1 | Closed | Line | NO | 0.0072 | 0.0559 | 0.1213 | 328.7 | 388.4 | 478
40519 | HATWAI | 48255 | N LEWIST | 230 | 230 | AVA: Lewiston/Clarkston | AVA: Lewiston/Clarkston | 1 | Closed | Line | NO | 0.00091 | 0.00992 | 0.02092 | 703.5 | 703.5 | 796.7
14232 | WHTNKAPS | 14210 | EL SOL | 230 | 230 | APS | APS | 1 | Closed | Line | NO | 0.0009 | 0.008 | 0.0338 | 737 | 797 | 737
40519 | HATWAI | 48249 | MOSCOW | 230 | 230 | AVA: Lewiston/Clarkston | AVA: Palouse | 1 | Closed | Line | NO | 0.00288 | 0.02634 | 0.05274 | 501.9 | 501.9 | 657.3
40519 | HATWAI | 48197 | LOLO | 230 | 230 | AVA: Lewiston/Clarkston | AVA: Lewiston/Clarkston | 1 | Closed | Line | NO | 0.00127 | 0.01194 | 0.0243 | 796.7 | 796.7 | 913.1
65420 | DAVEJOHN | 67814 | WINDSTAR | 230 | 230 | WY EAST | WY EAST | 2 | Closed | Line | NO | 0.00021 | 0.00274 | 0.01013 | 888 | 998 | 1029
65420 | DAVEJOHN | 69745 | AMASA | 230 | 230 | WY EAST | WY EAST | 1 | Closed | Line | NO | 0.00119 | 0.01074 | 0.02246 | 489 | 666 | 674
65420 | DAVEJOHN | 73107 | LAR.RIVR | 230 | 230 | WY EAST | ZoneEW | 1 | Closed | Line | NO | 0.0109 | 0.1093 | 0.22579 | 478 | 478 | 478
65420 | DAVEJOHN | 73548 | GOSH COUNTY | 230 | 230 | WY EAST | ZoneEW | 1 | Closed | Line | NO | 0.00865 | 0.1557 | 0.32005 | 442 | 442 | 442
30432 | T22_93 | 30430 | FULTON | 230 | 230 | Conf Load (N. Coast) | Conf Load (N. Coast) | 1 | Closed | Line | NO | 0.00177 | 0.01453 | 0.02856 | 329 | 389 | 513
30427 | GEYSR17 | 30430 | FULTON | 230 | 230 | Conf Load (N. Coast) | Conf Load (N. Coast) | 1 | Closed | Line | NO | 0.0032 | 0.0306 | 0.1003 | 329 | 389 | 513
30426 | BOTTLERK | 30427 | GEYSR17 | 230 | 230 | Conf Load (N. Coast) | Conf Load (N. Coast) | 1 | Closed | Line | NO | 0.00016 | 0.00128 | 0.0032 | 328.6 | 388.4 | 512.7
30407 | G13TT1_8 | 30409 | GEYSR13 | 230 | 230 | Conf Load (N. Coast) | Conf Load (N. Coast) | 1 | Closed | Line | NO | 0.0005 | 0.0019 | 0.004 | 380 | 451 | 598
40513 | HASKILL+ | 47360 | TRUMBUL_CRK+ | 230 | 230 | Western Montana | Western Montana | 1 | Closed | Line | NO | 0.00501 | 0.0478 | 0.09274 | 569.7 | 569.7 | 733
40513 | HASKILL+ | 40657 | LIBBY | 230 | 230 | Western Montana | Western Montana | 1 | Closed | Line | NO | 0.00698 | 0.06759 | 0.12717 | 525.9 | 525.9 | 705.1
30407 | G13TT1_8 | 30408 | SANTAFE | 230 | 230 | Conf Load (N. Coast) | Conf Load (N. Coast) | 1 | Closed | Line | NO | 0.0005 | 0.0015 | 0.0031 | 329 | 389 | 513
19502 | ROGSWAPA | 19062 | PINPK | 230 | 230 | WAPA-DSW | WAPA-DSW | 2 | Closed | Line | NO | 0.0042 | 0.0319 | 0.0648 | 391 | 413 | 391
47380 | LINDEN_SW | 40511 | HARVALUM | 230 | 230 | Lower Columbia Basin | Lower Columbia Basin | 1 | Closed | Line | NO | 0.00086 | 0.00798 | 0.01621 | 492 | 492 | 492
41344 | BIG_EDDY4 | 40511 | HARVALUM | 230 | 230 | Lower Columbia Basin | Lower Columbia Basin | 1 | Closed | Line | NO | 0.00265 | 0.03141 | 0.07455 | 569.7 | 569.7 | 733
30406 | G13TT1_9 | 30410 | GEYSR20 | 230 | 230 | Conf Load (N. Coast) | Conf Load (N. Coast) | 1 | Closed | Line | NO | 0.0005 | 0.0005 | 0 | 380 | 451 | 598
40511 | HARVALUM | 40549 | HORSE HV | 230 | 230 | Lower Columbia Basin | Lower Columbia Basin | 1 | Closed | Line | NO | 0.00885 | 0.08627 | 0.1602 | 525.9 | 525.9 | 705.1
30406 | G13TT1_9 | 30407 | G13TT1_8 | 230 | 230 | Conf Load (N. Coast) | Conf Load (N. Coast) | 1 | Closed | Line | NO | 0.0005 | 0.0005 | 0.0005 | 380 | 451 | 598
19502 | ROGSWAPA | 19062 | PINPK | 230 | 230 | WAPA-DSW | WAPA-DSW | 1 | Closed | Line | NO | 0.0042 | 0.0319 | 0.0648 | 391 | 430 | 391
14228 | SURPRISE | 14210 | EL SOL | 230 | 230 | APS | APS | 1 | Closed | Line | NO | 0.00081 | 0.00852 | 0.0366 | 602 | 754 | 602
30413 | SONOMAPPGEO | 30405 | G9CRT111 | 230 | 230 | Conf Load (N. Coast) | Conf Load (N. Coast) | 1 | Closed | Line | NO | 0.0008 | 0.0006 | 0.0024 | 296 | 339 | 434
30405 | G9CRT111 | 30406 | G13TT1_9 | 230 | 230 | Conf Load (N. Coast) | Conf Load (N. Coast) | 1 | Closed | Line | NO | 0.0005 | 0.0008 | 0.0018 | 380 | 451 | 598
19107 | GAVLINWA | 19062 | PINPK | 230 | 230 | WAPA-DSW | WAPA-DSW | 1 | Closed | Line | NO | 0.00327 | 0.01808 | 0.03142 | 494 | 543 | 494
40505 | HAPPY_V+ | 47561 | HAPPY V | 230 | 115 | Seattle Area, Olympic Peninsula | Seattle Area, Olympic Peninsula | 1 | Closed | Transformer | YES | 0.00272 | 0.09396 | 0 | 109.2 | 141.5 | 137.2
30400 | G16T0_2 | 30403 | GEYSR16 | 230 | 230 | Conf Load (N. Coast) | Conf Load (N. Coast) | 1 | Closed | Line | NO | 0.0005 | 0.0005 | 0.0007 | 329 | 389 | 513
40505 | HAPPY_V+ | 40839 | PORT_ANG_2 | 230 | 230 | Seattle Area, Olympic Peninsula | Seattle Area, Olympic Peninsula | 2 | Closed | Line | NO | 0.0052 | 0.02171 | 0.04502 | 338.6 | 338.6 | 418.3
14209 | EAGLEYE | 19343 | BUCKEYE2 | 230 | 230 | APS | WAPA-DSW | 1 | Closed | Line | NO | 0.00633 | 0.06688 | 0.12876 | 407 | 407 | 407
30400 | G16T0_2 | 30402 | WSFRDFLT | 230 | 230 | Conf Load (N. Coast) | Conf Load (N. Coast) | 1 | Open | Line | NO | 0.0005 | 0.0026 | 0.0053 | 331 | 380 | 488
30400 | G16T0_2 | 30401 | BEARCNYN | 230 | 230 | Conf Load (N. Coast) | Conf Load (N. Coast) | 1 | Open | Line | NO | 0.0006 | 0.0017 | 0.0032 | 296 | 339 | 434
30399 | NCPATT2 | 30404 | NCPA2 | 230 | 230 | Conf Load (N. Coast) | Conf Load (N. Coast) | 1 | Closed | Line | NO | 3e-05 | 0.0003 | 0.00018 | 329 | 389 | 513
19042 | PARKER | 14209 | EAGLEYE | 230 | 230 | WAPA-DSW | APS | 1 | Closed | Line | NO | 0.0083 | 0.0879 | 0.16934 | 406 | 406 | 406
30399 | NCPATT2 | 30400 | G16T0_2 | 230 | 230 | Conf Load (N. Coast) | Conf Load (N. Coast) | 1 | Closed | Line | NO | 0.0005 | 0.0005 | 0.0006 | 329 | 389 | 513
30397 | CR2T3_18 | 30435 | LAKEVILE | 230 | 230 | Conf Load (N. Coast) | Conf Load (N. Coast) | 1 | Closed | Line | NO | 0.00197 | 0.03974 | 0.43422 | 637.4 | 637.4 | 637.4
30397 | CR2T3_18 | 30398 | NCPA1 | 230 | 230 | Conf Load (N. Coast) | Conf Load (N. Coast) | 1 | Closed | Line | NO | 0.00034 | 0.00308 | 0.00594 | 329 | 389 | 513
30393 | G14CRT15 | 30396 | GEYSR14 | 230 | 230 | Conf Load (N. Coast) | Conf Load (N. Coast) | 1 | Closed | Line | NO | 0.0005 | 0.0013 | 0.0026 | 329 | 389 | 513
19056 | MCCONICO | 162200 | HARRIS_UES | 230 | 230 | WAPA-DSW | UES (Kingman) | 1 | Closed | Line | NO | 0 | 0.00031 | 0 | 155 | 155 | 155
30393 | G14CRT15 | 30394 | GEYSR12 | 230 | 230 | Conf Load (N. Coast) | Conf Load (N. Coast) | 1 | Closed | Line | NO | 0.0005 | 0.0027 | 0.0059 | 329 | 389 | 513
14207 | DEERVALY | 15211 | PINPKSRP | 230 | 230 | APS | SRP EHV 230 KV | 1 | Closed | Line | NO | 0.0018 | 0.0163 | 0.05636 | 724.2 | 796.7 | 724.2
19056 | MCCONICO | 19310 | GRIFFITH | 230 | 230 | WAPA-DSW | WAPA-DSW | 1 | Closed | Line | NO | 0.00068 | 0.00819 | 0.03183 | 637 | 637 | 637
30392 | G9CRT2_9 | 30405 | G9CRT111 | 230 | 230 | Conf Load (N. Coast) | Conf Load (N. Coast) | 1 | Closed | Line | NO | 0.0005 | 0.0011 | 0.0022 | 657.3 | 776.8 | 1025.4
30397 | CR2T3_18 | 30392 | G9CRT2_9 | 230 | 230 | Conf Load (N. Coast) | Conf Load (N. Coast) | 1 | Closed | Line | NO | 0.0005 | 0.002 | 0.0085 | 637.4 | 637.4 | 637.4
19072 | HILLTOP | 19056 | MCCONICO | 230 | 230 | WAPA-DSW | WAPA-DSW | 1 | Closed | Line | NO | 0.00287 | 0.01097 | 0.01771 | 484 | 532 | 484
30395 | GEYSR18 | 30392 | G9CRT2_9 | 230 | 230 | Conf Load (N. Coast) | Conf Load (N. Coast) | 1 | Closed | Line | NO | 0.0005 | 0.0005 | 0 | 328.6 | 388.4 | 512.7
30391 | CR1T3_18 | 30430 | FULTON | 230 | 230 | Conf Load (N. Coast) | Conf Load (N. Coast) | 1 | Closed | Line | NO | 0.0017 | 0.02014 | 0.07637 | 328.6 | 388.4 | 512.7
40487 | GRN_VALLEY+ | 40881 | RESTON# | 230 | 230 | Western Oregon | Western Oregon | 1 | Closed | Line | NO | 0.00517 | 0.03221 | 0.0603 | 426.3 | 426.3 | 525.9
19055 | LONE BUT | 19410 | SUN ARIZ | 230 | 230 | WAPA-DSW | WAPA-DSW | 1 | Closed | Line | NO | 0.0102 | 0.0669 | 0.132 | 378 | 416 | 378
40487 | GRN_VALLEY+ | 40701 | MARTIN# | 230 | 230 | Western Oregon | Western Oregon | 1 | Closed | Line | NO | 0.00659 | 0.04132 | 0.07649 | 262.9 | 262.9 | 422.3
30391 | CR1T3_18 | 30399 | NCPATT2 | 230 | 230 | Conf Load (N. Coast) | Conf Load (N. Coast) | 1 | Closed | Line | NO | 0.00033 | 0.00278 | 0.00576 | 329 | 389 | 513
14207 | DEERVALY | 15202 | ALEXANDR | 230 | 230 | APS | SRP EHV 230 KV | 1 | Closed | Line | NO | 0.00092 | 0.00849 | 0.03259 | 724 | 797 | 724
30391 | CR1T3_18 | 30393 | G14CRT15 | 230 | 230 | Conf Load (N. Coast) | Conf Load (N. Coast) | 1 | Closed | Line | NO | 0.0005 | 0.0012 | 0.0049 | 658 | 778 | 1026
19055 | LONE BUT | 19068 | TESTTRAK | 230 | 230 | WAPA-DSW | WAPA-DSW | 1 | Closed | Line | NO | 0.0039 | 0.029 | 0.0618 | 392 | 413 | 392
30348 | BRIGHTON | 30500 | BELLOTA | 230 | 230 | Conf Load (Sacramento) | Conf Load (Stockton) | 1 | Closed | Line | NO | 0.01036 | 0.05952 | 0.12948 | 295.6 | 338.6 | 433.8
19061 | PHXWAPA | 19055 | LONE BUT | 230 | 230 | WAPA-DSW | WAPA-DSW | 1 | Closed | Line | NO | 0.0038 | 0.0302 | 0.0568 | 311 | 311 | 311
14207 | DEERVALY | 14259 | WESTWNGE | 230 | 230 | APS | APS | 1 | Closed | Line | NO | 0.00171 | 0.01495 | 0.05418 | 724.2 | 897 | 724.2
25100 | MERCHANT | 24041 | ELDORDO | 230 | 230 | SCE Eldorado 230kV | SCE Eldorado 230kV | 1 | Closed | Line | NO | 0.0001 | 0.0011 | 0.00352 | 956 | 956 | 956
30345 | MIDLFORK | 30346 | MDDLFK M | 230 | 230 | Conf Load (Sierra) | Conf Load (Sierra) | 1 | Closed | Transformer | YES | 0.00033 | 0.05685 | 0 | 159.9 | 159.9 | 159.9
30340 | RALSTON | 30345 | MIDLFORK | 230 | 230 | Conf Load (Sierra) | Conf Load (Sierra) | 1 | Closed | Line | NO | 0.00189 | 0.01119 | 0.02037 | 295.6 | 338.6 | 433.8
72715 | WINDTLKR | 72716 | CROSSTRL | 230 | 230 | ZoneEC | ZoneEC | 1 | Closed | Line | NO | 0.00665 | 0.03291 | 0.0683 | 352 | 352 | 352
30337 | GOLDHILL | 38000 | LODI | 230 | 230 | Conf Load (Sierra) | Conf Load (NCPA) | 1 | Closed | Line | NO | 0.0084 | 0.0618 | 0.1529 | 327.1 | 384.4 | 478
14218 | MEADOWBK | 14206 | CTRYCLUB | 230 | 230 | APS | APS | 1 | Closed | Line | NO | 0.00025 | 0.001 | 0.27592 | 513 | 797 | 513
30337 | GOLDHILL | 37012 | LAKE | 230 | 230 | Conf Load (Sierra) | Conf Load (SMUD) | 1 | Closed | Line | NO | 0.0005 | 0.10397 | 0 | 358.5 | 358.5 | 358.5
19500 | HASSYTAP | 19052 | LIBERTY | 230 | 230 | WAPA-DSW | WAPA-DSW | 1 | Closed | Line | NO | 0.0029 | 0.0302 | 0.05792 | 491 | 540 | 491
65580 | FT CREEK | 69070 | HIPLAINS | 230 | 230 | WY EAST | WY EAST | 1 | Closed | Line | NO | 0.00259 | 0.01565 | 0.02984 | 270 | 270 | 371
30337 | GOLDHILL | 30622 | EIGHT MI | 230 | 230 | Conf Load (Sierra) | Conf Load (Stockton) | 1 | Closed | Line | NO | 0.0088 | 0.0646 | 0.1598 | 328.6 | 388.4 | 478
65580 | FT CREEK | 69152 | ARLNGTN | 230 | 230 | WY EAST | WY EAST | 1 | Closed | Line | NO | 0.00078 | 0.00524 | 0.01016 | 89 | 89 | 89
19052 | LIBERTY | 19343 | BUCKEYE2 | 230 | 230 | WAPA-DSW | WAPA-DSW | 1 | Closed | Line | NO | 0.0021 | 0.0218 | 0.04202 | 407 | 407 | 407
14205 | COCONINO | 14230 | VERDE | 230 | 230 | APS | APS | 1 | Closed | Line | NO | 0.00883 | 0.04818 | 0.09798 | 219 | 219 | 219
30337 | GOLDHILL | 30340 | RALSTON | 230 | 230 | Conf Load (Sierra) | Conf Load (Sierra) | 1 | Closed | Line | NO | 0.00612 | 0.05119 | 0.09628 | 328.6 | 388.4 | 433.8
40457 | GARRISON | 629106 | RATTLESNAKE | 230 | 230 | Western Montana | MISSOULA_MT | 1 | Closed | Line | NO | 0.0144 | 0.09439 | 0.16651 | 406.3 | 406.3 | 525.9
40457 | GARRISON | 629001 | OVANDO | 230 | 230 | Western Montana | MISSOULA_MT | 1 | Closed | Line | NO | 0.00506 | 0.04647 | 0.09744 | 478 | 478 | 478
621001 | MILL CREEK | 40457 | GARRISON | 230 | 230 | BUTTE_MT | Western Montana | 1 | Closed | Line | NO | 0.00472 | 0.04327 | 0.0908 | 478 | 478 | 478
621000 | ANACONDA | 40457 | GARRISON | 230 | 230 | BUTTE_MT | Western Montana | 1 | Closed | Line | NO | 0.00724 | 0.04654 | 0.0891 | 478 | 478 | 478
19052 | LIBERTY | 19061 | PHXWAPA | 230 | 230 | WAPA-DSW | WAPA-DSW | 1 | Closed | Line | NO | 0.0043 | 0.0323 | 0.06678 | 393 | 432 | 393
30335 | ATLANTC | 30337 | GOLDHILL | 230 | 230 | Conf Load (Sierra) | Conf Load (Sierra) | 1 | Closed | Line | NO | 0.00197 | 0.01535 | 0.03364 | 328.6 | 388.4 | 478
14215 | LEUPP | 14205 | COCONINO | 230 | 230 | APS | APS | 1 | Closed | Line | NO | 0.00963 | 0.05438 | 0.10116 | 289 | 289 | 289
41357 | GND_COULE_S2 | 41276 | WESTBPA2 | 230 | 230 | Central Washington | Spokane Area Publics | 1 | Closed | Line | NO | 0.01179 | 0.11003 | 0.21913 | 565.7 | 565.7 | 729
20118 | ROA-230 | 20470 | SIS-230 | 230 | 230 | ZoneMX | ZoneMX | 3 | Closed | Line | NO | 0.00169 | 0.01403 | 0.02758 | 418 | 460 | 418
19052 | LIBERTY | 19055 | LONE BUT | 230 | 230 | WAPA-DSW | WAPA-DSW | 1 | Closed | Line | NO | 0.008 | 0.0635 | 0.1092 | 346 | 346 | 346
45025 | BOYLE | 45161 | KLAFALLS | 230 | 230 | PAC:KFAL | PAC:KFAL | 1 | Closed | Line | NO | 0.00433 | 0.0262 | 0.04968 | 339 | 376 | 498
45031 | CALAPOYA | 45089 | DIA HILL | 230 | 230 | PAC:JCTN | PAC:JCTN | 1 | Closed | Line | NO | 0.00159 | 0.0143 | 0.02967 | 407 | 511 | 478
19054 | LIBTYPHS | 19052 | LIBERTY | 230 | 230 | WAPA-DSW | WAPA-DSW | 2 | Open | Transformer | YES | 0 | 0.01586 | 0 | 500 | 500 | 500
30330 | RIO OSO | 30482 | LOCKFORD | 230 | 230 | Conf Load (Sierra) | Conf Load (Stockton) | 1 | Closed | Line | NO | 0.01593 | 0.09369 | 0.19195 | 295.6 | 318.3 | 318.3
14204 | CHOLLA | 14215 | LEUPP | 230 | 230 | APS | APS | 1 | Closed | Line | NO | 0.0134 | 0.07923 | 0.14918 | 289 | 289 | 289
30330 | RIO OSO | 30348 | BRIGHTON | 230 | 230 | Conf Load (Sierra) | Conf Load (Sacramento) | 1 | Closed | Line | NO | 0.00657 | 0.03765 | 0.08195 | 295.6 | 373 | 433.8
30330 | RIO OSO | 30337 | GOLDHILL | 230 | 230 | Conf Load (Sierra) | Conf Load (Sierra) | 1 | Closed | Line | NO | 0.00511 | 0.03976 | 0.08715 | 328.6 | 429.4 | 478
19052 | LIBERTY | 19054 | LIBTYPHS | 230 | 230 | WAPA-DSW | WAPA-DSW | 1 | Closed | Line | NO | 0 | 0.001 | 0 | 627 | 627 | 627
45025 | BOYLE | 45063 | COPCO | 230 | 230 | PAC:KFAL | PAC:KFAL | 1 | Closed | Line | NO | 0.00491 | 0.02957 | 0.05641 | 341 | 378 | 500
30330 | RIO OSO | 30335 | ATLANTC | 230 | 230 | Conf Load (Sierra) | Conf Load (Sierra) | 1 | Closed | Line | NO | 0.00315 | 0.02455 | 0.05382 | 329 | 429 | 477.5
40443 | FRANKLIN | 41353 | MCNRY S3 | 230 | 230 | Lower Columbia Basin | Lower Columbia Basin | 2 | Closed | Line | NO | 0.00646 | 0.04025 | 0.07575 | 426.3 | 426.3 | 549.8
30329 | COLGTE2 | 30330 | RIO OSO | 230 | 230 | Conf Load (Sierra) | Conf Load (Sierra) | 1 | Closed | Line | NO | 0.00993 | 0.06129 | 0.1167 | 478 | 478 | 478
30328 | COLGTE1 | 30329 | COLGTE2 | 230 | 230 | Conf Load (Sierra) | Conf Load (Sierra) | 1 | Closed | Line | NO | 0 | 0.0005 | 0 | 478 | 478 | 478
30327 | COLGATE | 30328 | COLGTE1 | 230 | 230 | Conf Load (Sierra) | Conf Load (Sierra) | 1 | Closed | Line | NO | 0 | 0.0005 | 0 | 478 | 478 | 478
14203 | CASGRAPS | 15235 | DBG | 230 | 230 | APS | SRP EHV 230 KV | 1 | Closed | Line | NO | 0.00032 | 0.00258 | 0.00576 | 797 | 797 | 797
14271 | MILLIGAN | 14203 | CASGRAPS | 230 | 230 | APS | APS | 1 | Closed | Line | NO | 0.00341 | 0.02789 | 0.06249 | 438 | 545 | 438
40443 | FRANKLIN | 40440 | FRANKL E | 230 | 115 | Lower Columbia Basin | Lower Columbia Basin | 4 | Closed | Transformer | YES | 0.00082 | 0.02825 | 0 | 254.1 | 324 | 373.2
30325 | PALERMO | 30327 | COLGATE | 230 | 230 | Conf Load (N. Valley) | Conf Load (Sierra) | 1 | Closed | Line | NO | 0.00722 | 0.04454 | 0.08481 | 590.4 | 604.3 | 635.8
30303 | TABLE MTN E | 38635 | THM JCT | 230 | 230 | Conf Load (N. Valley) | Conf Load (CDWR) | 1 | Closed | Line | NO | 0.0002 | 0.0018 | 0.0041 | 398 | 398 | 498
38623 | THM JCT2 | 30303 | TABLE MTN E | 230 | 230 | Conf Load (CDWR) | Conf Load (N. Valley) | 3 | Closed | Line | NO | 0.0002 | 0.0018 | 0.0041 | 398 | 398 | 498
30303 | TABLE MTN E | 38621 | HYATT2 | 230 | 230 | Conf Load (N. Valley) | Conf Load (CDWR) | 2 | Closed | Line | NO | 0.0017 | 0.00141 | 0.0316 | 398 | 398 | 498
14202 | CACTUS | 14641 | OCO N | 230 | 230 | APS | APS | 1 | Closed | Line | NO | 0.00405 | 0.02646 | 0.05502 | 373.3 | 448.6 | 373.3
30302 | TABLE MTN5JT | 30303 | TABLE MTN E | 230 | 230 | Conf Load (N. Valley) | Conf Load (N. Valley) | 1 | Closed | Line | NO | 0.0005 | 0.0005 | 0 | 1195 | 1195 | 1195
14202 | CACTUS | 14278 | PPAPS N | 230 | 230 | APS | APS | 1 | Closed | Line | NO | 0.00306 | 0.02009 | 0.04117 | 373.3 | 448.6 | 373.3
40421 | FLATHEAD | 47359 | LION_MTN+ | 230 | 230 | Western Montana | Western Montana | 1 | Closed | Line | NO | 0.00224 | 0.0206 | 0.03752 | 454.1 | 454.1 | 645.4
30300 | TABLE MTN D | 30330 | RIO OSO | 230 | 230 | Conf Load (N. Valley) | Conf Load (Sierra) | 1 | Closed | Line | NO | 0.01223 | 0.07551 | 0.14377 | 478 | 478 | 478
30300 | TABLE MTN D | 30325 | PALERMO | 230 | 230 | Conf Load (N. Valley) | Conf Load (N. Valley) | 1 | Closed | Line | NO | 0.00356 | 0.02198 | 0.04185 | 590.4 | 604.3 | 635.8
30300 | TABLE MTN D | 30303 | TABLE MTN E | 230 | 230 | Conf Load (N. Valley) | Conf Load (N. Valley) | 1 | Closed | Line | NO | 0.0005 | 0.0005 | 0 | 1195 | 1195 | 1195
30302 | TABLE MTN5JT | 30300 | TABLE MTN D | 230 | 230 | Conf Load (N. Valley) | Conf Load (N. Valley) | 1 | Closed | Line | NO | 0.0005 | 0.0005 | 0 | 1195 | 1195 | 1195
30300 | TABLE MTN D | 30301 | TBL MT2M | 230 | 230 | Conf Load (N. Valley) | Conf Load (N. Valley) | 1 | Closed | Transformer | YES | 0.00098 | 0.07592 | 0 | 168 | 201.6 | 168
40410 | FAIRVEW2 | 45153 | ISTHMUS | 230 | 230 | Western Oregon | PAC:CBAY | 1 | Closed | Line | NO | 0.00188 | 0.01703 | 0.03528 | 402 | 512 | 478
40410 | FAIRVEW2 | 40895 | ROGUE | 230 | 230 | Western Oregon | Western Oregon | 1 | Closed | Line | NO | 0.01403 | 0.09904 | 0.1822 | 394.4 | 394.4 | 501.9
40410 | FAIRVEW2 | 40883 | RESTON | 230 | 230 | Western Oregon | Western Oregon | 2 | Closed | Line | NO | 0.00714 | 0.04544 | 0.08168 | 426.3 | 426.3 | 525.9
19343 | BUCKEYE2 | 14201 | BUCKEYE | 230 | 230 | WAPA-DSW | APS | 1 | Open | Line | NO | 0 | 1e-05 | 0 | 407 | 407 | 407
30280 | POE | 30330 | RIO OSO | 230 | 230 | Conf Load (N. Valley) | Conf Load (Sierra) | 1 | Closed | Line | NO | 0.01402 | 0.08297 | 0.16234 | 295 | 319 | 319
40409 | FAIRVIEW | 40881 | RESTON# | 230 | 230 | Western Oregon | Western Oregon | 1 | Closed | Line | NO | 0.00712 | 0.04491 | 0.08201 | 358.5 | 358.5 | 505.9
40409 | FAIRVIEW | 40410 | FAIRVEW2 | 230 | 230 | Western Oregon | Western Oregon | BS | Closed | Line | NO | 0 | 0.00029 | 0 | 796.7 | 946.5 | 1066.8
30275 | CRESTA | 30330 | RIO OSO | 230 | 230 | Conf Load (N. Valley) | Conf Load (Sierra) | 1 | Closed | Line | NO | 0.01719 | 0.09988 | 0.18904 | 295 | 318 | 318
30275 | CRESTA | 30272 | RK C JT2 | 230 | 230 | Conf Load (N. Valley) | Conf Load (N. Valley) | 1 | Closed | Line | NO | 0.00181 | 0.01064 | 0.02131 | 313.1 | 317.9 | 317.9
40409 | FAIRVIEW | 40407 | FAIRVIEW | 230 | 115 | Western Oregon | Western Oregon | 1 | Closed | Transformer | YES | 0.00035 | 0.02633 | 0 | 327.6 | 402.1 | 427.6
14201 | BUCKEYE | 19052 | LIBERTY | 230 | 230 | APS | WAPA-DSW | 1 | Closed | Line | NO | 0.0009 | 0.0097 | 0.01864 | 407 | 407 | 407
40403 | FAIRMONT | 40971 | SHELTON | 230 | 230 | Seattle Area, Olympic Peninsula | Seattle Area, Olympic Peninsula | 4 | Closed | Line | NO | 0.0093 | 0.08701 | 0.17548 | 569.7 | 569.7 | 701.1
30270 | ROCKCK 2 | 30272 | RK C JT2 | 230 | 230 | Conf Load (N. Valley) | Conf Load (N. Valley) | 1 | Closed | Line | NO | 0.0005 | 0.00052 | 0.00105 | 295.6 | 338.6 | 433.8
40403 | FAIRMONT | 40971 | SHELTON | 230 | 230 | Seattle Area, Olympic Peninsula | Seattle Area, Olympic Peninsula | 3 | Closed | Line | NO | 0.0093 | 0.08698 | 0.17556 | 569.7 | 569.7 | 701.1
40403 | FAIRMONT | 40845 | PORT_ANG_1 | 230 | 230 | Seattle Area, Olympic Peninsula | Seattle Area, Olympic Peninsula | 1 | Closed | Line | NO | 0.00643 | 0.04003 | 0.07524 | 426.3 | 426.3 | 521.9
30270 | ROCKCK 2 | 30268 | ROCKCK 1 | 230 | 230 | Conf Load (N. Valley) | Conf Load (N. Valley) | 1 | Open | Line | NO | 0.0005 | 0.0005 | 0 | 296 | 339 | 441
19045 | COOLIDGE | 19502 | ROGSWAPA | 230 | 230 | WAPA-DSW | WAPA-DSW | 1 | Closed | Line | NO | 0.00966 | 0.06253 | 0.1088 | 282 | 282 | 282
40403 | FAIRMONT | 40505 | HAPPY_V+ | 230 | 230 | Seattle Area, Olympic Peninsula | Seattle Area, Olympic Peninsula | 2 | Closed | Line | NO | 0.00396 | 0.0167 | 0.03433 | 338.6 | 338.6 | 418.3
30265 | BCKS CRK | 30272 | RK C JT2 | 230 | 230 | Conf Load (N. Valley) | Conf Load (N. Valley) | 1 | Closed | Line | NO | 0.0005 | 0.00208 | 0.00416 | 295.6 | 338.6 | 433.8
19045 | COOLIDGE | 19410 | SUN ARIZ | 230 | 230 | WAPA-DSW | WAPA-DSW | 2 | Closed | Line | NO | 0.002 | 0.0151 | 0.0303 | 378 | 413 | 378
30280 | POE | 30262 | RK C JT1 | 230 | 230 | Conf Load (N. Valley) | Conf Load (N. Valley) | 1 | Closed | Line | NO | 0.00445 | 0.02609 | 0.05226 | 296 | 339 | 441
40403 | FAIRMONT | 40401 | FAIRMONT | 230 | 115 | Seattle Area, Olympic Peninsula | Seattle Area, Olympic Peninsula | 2 | Closed | Transformer | YES | 0.00199 | 0.10365 | 0 | 110.5 | 144.9 | 143.2
15209 | PAPAGOBT | 15207 | KYR-EAST | 230 | 230 | SRP EHV 230 KV | SRP EHV 230 KV | 1 | Closed | Line | NO | 0.0013 | 0.0111 | 0.04058 | 729 | 770.8 | 729
19045 | COOLIDGE | 19410 | SUN ARIZ | 230 | 230 | WAPA-DSW | WAPA-DSW | 1 | Closed | Line | NO | 0.002 | 0.0151 | 0.0303 | 378 | 413 | 378
14195 | CCAFX | 14270 | GRNDTRML | 230 | 230 | APS | APS | 1 | Closed | Line | NO | 0.00026 | 0.00104 | 0.2899 | 363.3 | 581.2 | 363.3
30268 | ROCKCK 1 | 30262 | RK C JT1 | 230 | 230 | Conf Load (N. Valley) | Conf Load (N. Valley) | 1 | Closed | Line | NO | 0.0005 | 0.00052 | 0.00105 | 295 | 318 | 318
30261 | BELDENTP | 30300 | TABLE MTN D | 230 | 230 | Conf Load (N. Valley) | Conf Load (N. Valley) | 1 | Closed | Line | NO | 0.0114 | 0.06487 | 0.1381 | 296 | 339 | 434
30260 | BELDEN | 30262 | RK C JT1 | 230 | 230 | Conf Load (N. Valley) | Conf Load (N. Valley) | 1 | Closed | Line | NO | 0.00256 | 0.01499 | 0.03002 | 296 | 339 | 441
30261 | BELDENTP | 30260 | BELDEN | 230 | 230 | Conf Load (N. Valley) | Conf Load (N. Valley) | 1 | Open | Line | NO | 0.0005 | 0.0005 | 0 | 159 | 159 | 159
14195 | CCAFX | 14206 | CTRYCLUB | 230 | 230 | APS | APS | 1 | Closed | Line | NO | 0 | 0.0003 | 0 | 797 | 797 | 797
30250 | CARIBOU | 30261 | BELDENTP | 230 | 230 | Conf Load (N. Valley) | Conf Load (N. Valley) | 1 | Closed | Line | NO | 0.00206 | 0.01175 | 0.02501 | 296 | 339 | 434
30250 | CARIBOU | 30255 | CARBOU M | 230 | 230 | Conf Load (N. Valley) | Conf Load (N. Valley) | 11 | Closed | Transformer | YES | 0.0022 | 0.11636 | 0 | 168 | 201.6 | 168
37545 | COTWDWAP | 30245 | ROUND MT | 230 | 230 | Conf Load (Western) | Conf Load (N. Valley) | 1 | Closed | Line | NO | 0.0075 | 0.0519 | 0.09293 | 329 | 388 | 502
30232 | COVE_RD. | 30231 | COVERDTP | 230 | 230 | Conf Load (N. Valley) | Conf Load (N. Valley) | 1 | Closed | Line | NO | 0.0005 | 0.005 | 0 | 329 | 389 | 513
14194 | CCLSS | 14216 | LINCSTRT | 230 | 230 | APS | APS | 1 | Closed | Line | NO | 0.00035 | 0.00142 | 0.39263 | 559.3 | 754 | 559.3
30225 | PIT 4 JT | 30245 | ROUND MT | 230 | 230 | Conf Load (N. Valley) | Conf Load (N. Valley) | 2 | Closed | Line | NO | 0.0015 | 0.0116 | 0.0252 | 328.6 | 388.4 | 512.7
30225 | PIT 4 JT | 30230 | PIT 6 JT | 230 | 230 | Conf Load (N. Valley) | Conf Load (N. Valley) | 1 | Open | Line | NO | 0.0005 | 0.0005 | 0 | 296 | 339 | 441
19042 | PARKER | 25402 | GENE | 230 | 230 | WAPA-DSW | MWD Colorado River Aqueduct | 1 | Closed | Line | NO | 0.0005 | 0.0027 | 0.0046 | 311 | 311 | 311
30223 | PIT 7JT2 | 30245 | ROUND MT | 230 | 230 | Conf Load (N. Valley) | Conf Load (N. Valley) | 1 | Closed | Line | NO | 0.00068 | 0.00312 | 0.00619 | 232.6 | 274.1 | 358.9
19042 | PARKER | 19204 | HARCUVAR | 230 | 230 | WAPA-DSW | WAPA-DSW | 1 | Closed | Line | NO | 0.0062 | 0.0659 | 0.1268 | 413 | 413 | 413
30232 | COVE_RD. | 30223 | PIT 7JT2 | 230 | 230 | Conf Load (N. Valley) | Conf Load (N. Valley) | 1 | Closed | Line | NO | 0.00195 | 0.00887 | 0.01763 | 232.6 | 274.1 | 358.9
14206 | CTRYCLUB | 14194 | CCLSS | 230 | 230 | APS | APS | 1 | Closed | Line | NO | 0 | 0.0003 | 0 | 797 | 797 | 797
45031 | CALAPOYA | 45111 | FRY | 230 | 230 | PAC:JCTN | PAC:WLMT | 1 | Closed | Line | NO | 0.00232 | 0.02101 | 0.04364 | 407 | 512 | 478
14194 | CCLSS | 14195 | CCAFX | 230 | 230 | APS | APS | 1 | Closed | Line | NO | 0 | 0.0003 | 0 | 797 | 797 | 797
30222 | PIT 7 JT | 30245 | ROUND MT | 230 | 230 | Conf Load (N. Valley) | Conf Load (N. Valley) | 1 | Closed | Line | NO | 0.0005 | 0.00189 | 0.00323 | 296 | 339 | 441
19042 | PARKER | 19075 | HAVASU | 230 | 230 | WAPA-DSW | WAPA-DSW | 1 | Closed | Line | NO | 0.0003 | 0.003 | 0.005 | 491 | 540 | 491
47329 | EECLOUSE | 40380 | EECLOUSE | 230 | 115 | Lower Columbia Basin | Lower Columbia Basin | 1 | Closed | Transformer | YES | 0.00571 | 0.21573 | 0 | 37.5 | 62.5 | 37.5
30230 | PIT 6 JT | 30222 | PIT 7 JT | 230 | 230 | Conf Load (N. Valley) | Conf Load (N. Valley) | 1 | Closed | Line | NO | 0.00171 | 0.00973 | 0.02072 | 232.6 | 274.1 | 356.9
73009 | ARCHER | 73488 | TERRY RANCH | 230 | 230 | ZoneEW | ZoneEW | 1 | Closed | Line | NO | 0.00177 | 0.01908 | 0.03604 | 442 | 442 | 442
30220 | PIT 7 | 30223 | PIT 7JT2 | 230 | 230 | Conf Load (N. Valley) | Conf Load (N. Valley) | 1 | Open | Line | NO | 0.00083 | 0.00526 | 0.009 | 295.6 | 319.1 | 319.1
30220 | PIT 7 | 30222 | PIT 7 JT | 230 | 230 | Conf Load (N. Valley) | Conf Load (N. Valley) | 1 | Closed | Line | NO | 0.00083 | 0.00526 | 0.009 | 295.6 | 319.1 | 319.1
65910 | LOST RIV | 66765 | SPAR CYN | 230 | 230 | ID BPA | ID BPA | 1 | Closed | Line | NO | 0.01282 | 0.07949 | 0.15041 | 426.3 | 426.3 | 549.8
19074 | N.HAVASU | 19042 | PARKER | 230 | 230 | WAPA-DSW | WAPA-DSW | 1 | Closed | Line | NO | 0.0045 | 0.0337 | 0.0603 | 465 | 465 | 465
73011 | AULT | 73212 | WELD LM | 230 | 230 | ZoneFH | ZoneFH | 2 | Closed | Line | NO | 0.0019 | 0.0176 | 0.0346 | 512.7 | 583 | 512.7
40375 | ALVEY_JMP | 47284 | MARCOLA | 230 | 230 | Western Oregon | Western Oregon | 1 | Closed | Line | NO | 0.00246 | 0.01592 | 0.02763 | 314.7 | 314.7 | 450.2
30215 | PIT 6 | 30230 | PIT 6 JT | 230 | 230 | Conf Load (N. Valley) | Conf Load (N. Valley) | 1 | Closed | Line | NO | 0.00085 | 0.00539 | 0.00922 | 296 | 339 | 441
40375 | ALVEY_JMP | 41321 | MARC SW2 | 230 | 230 | Western Oregon | Western Oregon | 2 | Closed | Line | NO | 0.00158 | 0.01547 | 0.02854 | 418.3 | 418.3 | 601.5
73011 | AULT | 96178 | mid_96178 | 230 | 230 | ZoneFH | ZoneFH | 1 | Closed | TransformerWinding | YES | 0.00033 | 0.04604 | 0 | 200 | 240 | 200
30210 | PIT 5 JT | 30232 | COVE_RD. | 230 | 230 | Conf Load (N. Valley) | Conf Load (N. Valley) | 1 | Closed | Line | NO | 0.00156 | 0.00711 | 0.01411 | 232.6 | 274.1 | 358.9
78087 | CAREY_TS | 73011 | AULT | 230 | 230 | PRPA | ZoneFH | 1 | Closed | Line | NO | 0.00103 | 0.01337 | 0.03004 | 634 | 634 | 634
30209 | PIT5JT2 | 30225 | PIT 4 JT | 230 | 230 | Conf Load (N. Valley) | Conf Load (N. Valley) | 2 | Closed | Line | NO | 0.00168 | 0.0081 | 0.01229 | 232.6 | 274.1 | 358.9
40373 | E OMAK | 40371 | E OMAK | 230 | 115 | Central Washington | Central Washington | 1 | Closed | Transformer | YES | 0.00089 | 0.05535 | 0 | 163.9 | 205.3 | 235.5
14290 | AVERY E | 14166 | LINDE 1 | 230 | 230 | APS | APS | 1 | Closed | Line | NO | 0.00027 | 0.00214 | 0.00641 | 141 | 420 | 141
30209 | PIT5JT2 | 30210 | PIT 5 JT | 230 | 230 | Conf Load (N. Valley) | Conf Load (N. Valley) | 1 | Open | Line | NO | 0.0005 | 0.0005 | 0 | 232.6 | 274.1 | 358.9
30880 | HENTAP2 | 30887 | HENRIETTA_F | 230 | 230 | Conf Load (Fresno) | Conf Load (Fresno) | 1 | Open | Line | NO | 1e-05 | 7e-05 | 0.00015 | 754.1 | 754.1 | 796.7
30205 | BLACK | 30209 | PIT5JT2 | 230 | 230 | Conf Load (N. Valley) | Conf Load (N. Valley) | 1 | Closed | Line | NO | 0.00013 | 0.00081 | 0.00137 | 295.6 | 338.6 | 433.8
14253 | AVERY W | 14166 | LINDE 1 | 230 | 230 | APS | APS | 1 | Closed | Line | NO | 0.00027 | 0.00214 | 0.00641 | 141 | 420 | 141
30200 | PIT 4 | 30225 | PIT 4 JT | 230 | 230 | Conf Load (N. Valley) | Conf Load (N. Valley) | 1 | Closed | Line | NO | 0.00179 | 0.00999 | 0.02043 | 295.6 | 338.6 | 433.8
30190 | SPI-BRNY | 30195 | PIT 3 | 230 | 230 | Conf Load (N. Valley) | Conf Load (N. Valley) | 1 | Closed | Line | NO | 0.00363 | 0.01457 | 0.02731 | 244 | 280 | 318.7
40355 | DRISCOLL | 47260 | WAUNA | 230 | 230 | Portland Area | Portland Area | 1 | Closed | Line | NO | 7e-05 | 0.00068 | 0.00126 | 569.7 | 569.7 | 701.1
40355 | DRISCOLL | 40357 | DRISCOL# | 230 | 230 | Portland Area | Portland Area | 1 | Closed | Line | NO | 3e-05 | 0.00033 | 0.00063 | 569.7 | 569.7 | 701.1
30185 | PIT 1 | 30190 | SPI-BRNY | 230 | 230 | Conf Load (N. Valley) | Conf Load (N. Valley) | 1 | Closed | Line | NO | 0.0049 | 0.01913 | 0.03661 | 244 | 280 | 318.7
30186 | MALACHA2 | 30185 | PIT 1 | 230 | 230 | Conf Load (N. Valley) | Conf Load (N. Valley) | 1 | Closed | Line | NO | 0.0005 | 0.005 | 0 | 211.9 | 211.9 | 211.9
40348 | DIXON+ | 629106 | RATTLESNAKE | 230 | 230 | Western Montana | MISSOULA_MT | 1 | Closed | Line | NO | 0.00831 | 0.04798 | 0.1014 | 426.3 | 426.3 | 549.8
40348 | DIXON+ | 40551 | HOT SPR | 230 | 230 | Western Montana | Western Montana | 1 | Closed | Line | NO | 0.00604 | 0.03747 | 0.07082 | 426.3 | 426.3 | 549.8
30116 | CARBERY | 30245 | ROUND MT | 230 | 230 | Conf Load (N. Valley) | Conf Load (N. Valley) | 1 | Closed | Line | NO | 0.00473 | 0.01919 | 0.03629 | 244 | 280 | 357
30195 | PIT 3 | 30116 | CARBERY | 230 | 230 | Conf Load (N. Valley) | Conf Load (N. Valley) | 1 | Closed | Line | NO | 0.004 | 0.01623 | 0.03071 | 244 | 280 | 318.7
14290 | AVERY E | 14161 | TSMC 2 | 230 | 230 | APS | APS | 1 | Closed | Line | NO | 7e-05 | 0.00047 | 0.00641 | 211.9 | 409.5 | 211.9
40345 | DETROIT | 40938 | SANTIAM EAST | 230 | 230 | Western Oregon | Western Oregon | 1 | Closed | Line | NO | 0.00549 | 0.03473 | 0.06328 | 426.3 | 426.3 | 525.9
40350 | DETROIT TX2 | 40345 | DETROIT | 230 | 230 | Western Oregon | Western Oregon | 2 | Closed | Line | NO | 0.00012 | 0.00075 | 0.00131 | 195.2 | 195.2 | 386.4
30116 | CARBERY | 30117 | HRIDGE | 230 | 230 | Conf Load (N. Valley) | Conf Load (N. Valley) | 1 | Closed | Line | NO | 0.00202 | 0.00551 | 0.0094 | 179 | 204 | 258
30114 | DELEVAN | 30460 | VACA-DIX | 230 | 230 | Conf Load (N. Valley) | Conf Load (Sacramento) | 3 | Closed | Line | NO | 0.01468 | 0.10634 | 0.20223 | 299.6 | 353.3 | 464.9
65975 | MINERS | 65977 | MINERS TAP | 230 | 230 | WY EAST | WY EAST | 1 | Open | Line | NO | 1e-05 | 6e-05 | 0.00012 | 455 | 561 | 644
14253 | AVERY W | 14161 | TSMC 2 | 230 | 230 | APS | APS | 1 | Closed | Line | NO | 7e-05 | 0.00047 | 0.00641 | 211.9 | 409.5 | 211.9
65977 | MINERS TAP | 66240 | PLATTE | 230 | 230 | WY EAST | WY CENTRAL | 1 | Closed | Line | NO | 0.00494 | 0.04468 | 0.09247 | 509 | 648 | 673
40340 | DETROIT TX1 | 40345 | DETROIT | 230 | 230 | Western Oregon | Western Oregon | 1 | Closed | Line | NO | 0.00012 | 0.00074 | 0.00129 | 195.2 | 195.2 | 386.4
30114 | DELEVAN | 30460 | VACA-DIX | 230 | 230 | Conf Load (N. Valley) | Conf Load (Sacramento) | 2 | Closed | Line | NO | 0.01468 | 0.10634 | 0.20223 | 299.6 | 353.3 | 464.9
30114 | DELEVAN | 30460 | VACA-DIX | 230 | 230 | Conf Load (N. Valley) | Conf Load (Sacramento) | 1 | Closed | Line | NO | 0.0144 | 0.10451 | 0.20407 | 313.1 | 369.7 | 486.8
19022 | DAVIS | 26046 | MCCULLGH | 230 | 230 | WAPA-DSW | LA EASTERN-AC | 1 | Closed | Line | NO | 0.0088 | 0.0931 | 0.1794 | 435 | 478 | 435
30114 | DELEVAN | 30450 | CORTINA | 230 | 230 | Conf Load (N. Valley) | Conf Load (Sacramento) | 1 | Closed | Line | NO | 0.00392 | 0.02796 | 0.05493 | 331 | 380 | 478
19022 | DAVIS | 19320 | TOPOCK | 230 | 230 | WAPA-DSW | WAPA-DSW | 2 | Closed | Line | NO | 0.0038 | 0.03241 | 0.06257 | 478 | 478 | 478
185800 | HASOLAR | 185801 | HASOLAR GSU | 230 | 230 | ZoneN2 | ZoneN2 | 1 | Closed | Line | NO | 0.00017 | 0.00099 | 0.00192 | 398 | 398 | 398
30114 | DELEVAN | 30118 | COLUSAPP2 | 230 | 230 | Conf Load (N. Valley) | Conf Load (N. Valley) | 1 | Closed | Line | NO | 0 | 0.0003 | 6e-05 | 1276.8 | 1577.6 | 1770.8
30114 | DELEVAN | 30115 | COLUSAPP1 | 230 | 230 | Conf Load (N. Valley) | Conf Load (N. Valley) | 1 | Closed | Line | NO | 3e-05 | 0.00015 | 0.00029 | 754 | 754 | 824
40321 | CUSTER | 42103 | SEDRO# | 230 | 230 | Seattle Area, Olympic Peninsula | SKAGIT | 1 | Closed | Line | NO | 0.00348 | 0.05322 | 0.1142 | 721.1 | 721.1 | 920.2
19022 | DAVIS | 19224 | LONGTIN | 230 | 230 | WAPA-DSW | WAPA-DSW | 1 | Closed | Line | NO | 0.00359 | 0.023 | 0.03986 | 478 | 478 | 478
40321 | CUSTER | 42003 | PORWY S | 230 | 115 | Seattle Area, Olympic Peninsula | WHATCOM | 1 | Closed | Transformer | YES | 0.00046 | 0.02769 | 0 | 328 | 367 | 401
40321 | CUSTER | 40573 | INTALCO | 230 | 230 | Seattle Area, Olympic Peninsula | Seattle Area, Olympic Peninsula | 2 | Closed | Line | NO | 0.00111 | 0.01064 | 0.02035 | 569.7 | 569.7 | 701.1
30111 | LOGAN CR | 30114 | DELEVAN | 230 | 230 | Conf Load (N. Valley) | Conf Load (N. Valley) | 3 | Closed | Line | NO | 0.00223 | 0.01595 | 0.03134 | 300 | 353 | 423
14290 | AVERY E | 14160 | TSMC 1 | 230 | 230 | APS | APS | 1 | Closed | Line | NO | 7e-05 | 0.00047 | 0.00641 | 211.9 | 431 | 211.9
40321 | CUSTER | 40573 | INTALCO | 230 | 230 | Seattle Area, Olympic Peninsula | Seattle Area, Olympic Peninsula | 1 | Closed | Line | NO | 0.00104 | 0.00995 | 0.01913 | 569.7 | 569.7 | 701.1
30110 | GLENN | 30114 | DELEVAN | 230 | 230 | Conf Load (N. Valley) | Conf Load (N. Valley) | 4 | Closed | Line | NO | 0.00881 | 0.06346 | 0.12156 | 300 | 353 | 465
14253 | AVERY W | 14160 | TSMC 1 | 230 | 230 | APS | APS | 1 | Closed | Line | NO | 7e-05 | 0.00047 | 0.00641 | 211.9 | 431 | 211.9
30108 | BRNY_FST | 30185 | PIT 1 | 230 | 230 | Conf Load (N. Valley) | Conf Load (N. Valley) | 1 | Closed | Line | NO | 0.00413 | 0.01978 | 0.03839 | 244.2 | 280 | 318.7
66011 | MONU PST | 69107 | LIMA | 230 | 230 | WY TRONA | WY NAUGHTON | 1 | Closed | Line | NO | 0.00276 | 0.02494 | 0.05178 | 401 | 557 | 608
19056 | MCCONICO | 19022 | DAVIS | 230 | 230 | WAPA-DSW | WAPA-DSW | 1 | Closed | Line | NO | 0.0062 | 0.0429 | 0.0744 | 478 | 478 | 478
40319 | CUSICK | 47091 | USK | 230 | 230 | Spokane Area, N Idaho, W Montana | AVA: Pend Oreille PUD | 1 | Closed | Line | NO | 0.00107 | 0.01006 | 0.0198 | 569.7 | 569.7 | 729
37552 | COTWWAP2 | 30107 | COTWD_F2 | 230 | 230 | Conf Load (Western) | Conf Load (N. Valley) | 1 | Closed | Line | NO | 0.001 | 0.001 | 0.0001 | 654 | 769 | 797
189000 | PAHRUMP | 189016 | INNOVATION | 230 | 230 | VEA-Main | VEA-Main | 1 | Closed | Line | NO | 0.00869 | 0.05113 | 0.10884 | 331 | 461 | 331
30107 | COTWD_F2 | 30110 | GLENN | 230 | 230 | Conf Load (N. Valley) | Conf Load (N. Valley) | 1 | Closed | Line | NO | 0.01045 | 0.07008 | 0.14626 | 300 | 353.3 | 464.9
40307 | COWFALLS | 47049 | GLENOMA | 230 | 230 | Seattle Area, Olympic Peninsula | Seattle Area, Olympic Peninsula | 1 | Closed | Line | NO | 0.00119 | 0.0071 | 0.01442 | 239 | 239 | 239
30107 | COTWD_F2 | 30108 | BRNY_FST | 230 | 230 | Conf Load (N. Valley) | Conf Load (N. Valley) | 1 | Closed | Line | NO | 0.01424 | 0.06814 | 0.13221 | 244.2 | 280 | 356.9
66050 | NAUGHTON | 69107 | LIMA | 230 | 230 | WY NAUGHTON | WY NAUGHTON | 1 | Closed | Line | NO | 0.00203 | 0.01831 | 0.03801 | 401 | 478 | 478
30106 | COTWD_F | 37545 | COTWDWAP | 230 | 230 | Conf Load (N. Valley) | Conf Load (Western) | 1 | Closed | Line | NO | 0.0005 | 0.0005 | 0 | 654 | 769 | 797
40305 | COVINGTM | 999935 | COVBER11 | 230 | 230 | Seattle Area, Olympic Peninsula | Seattle Area, Olympic Peninsula | 1 | Closed | Line | NO | 1e-05 | 0.00024 | 0.00098 | 1441.3 | 1441.3 | 1928.1
40305 | COVINGTM | 403030 | COV_DUW_CIO | 230 | 230 | Seattle Area, Olympic Peninsula | Seattle Area, Olympic Peninsula | 1 | Closed | Line | NO | 0.00103 | 0.01268 | 0.02699 | 418.3 | 418.3 | 677.2
30106 | COTWD_F | 30114 | DELEVAN | 230 | 230 | Conf Load (N. Valley) | Conf Load (N. Valley) | 2 | Closed | Line | NO | 0.01478 | 0.10644 | 0.20395 | 300 | 353 | 465
40305 | COVINGTM | 42700 | WHITE RV | 230 | 230 | Seattle Area, Olympic Peninsula | PIERCE | 2 | Closed | Line | NO | 0.00075 | 0.01032 | 0.03553 | 570.1 | 570.1 | 671.3
30106 | COTWD_F | 30107 | COTWD_F2 | 230 | 230 | Conf Load (N. Valley) | Conf Load (N. Valley) | 1 | Closed | Line | NO | 0.001 | 0.001 | 0.0001 | 796 | 796 | 796
40304 | COVINGTE | 403040 | COV_CRE_CIO | 230 | 230 | Seattle Area, Olympic Peninsula | Seattle Area, Olympic Peninsula | 1 | Closed | Line | NO | 0.00218 | 0.01406 | 0.02448 | 426.3 | 426.3 | 525.9
40304 | COVINGTE | 42700 | WHITE RV | 230 | 230 | Seattle Area, Olympic Peninsula | PIERCE | 1 | Closed | Line | NO | 0.00079 | 0.01071 | 0.03599 | 565.7 | 565.7 | 697.2
42505 | CHRISTOP | 40304 | COVINGTE | 230 | 230 | S.KING | Seattle Area, Olympic Peninsula | 2 | Closed | Line | NO | 0.00033 | 0.00586 | 0.02414 | 697.2 | 697.2 | 856.5
30105 | COTWD_E | 30245 | ROUND MT | 230 | 230 | Conf Load (N. Valley) | Conf Load (N. Valley) | 3 | Closed | Line | NO | 0.00823 | 0.05229 | 0.09254 | 253 | 297 | 386.4
40304 | COVINGTE | 41053 | COWLITZ# | 230 | 230 | Seattle Area, Olympic Peninsula | Seattle Area, Olympic Peninsula | 1 | Closed | Line | NO | 0.00562 | 0.03643 | 0.06298 | 426.3 | 426.3 | 525.9
40870 | RAVER | 40304 | COVINGTE | 230 | 230 | Seattle Area, Olympic Peninsula | Seattle Area, Olympic Peninsula | 3 | Closed | Line | NO | 0.00051 | 0.00922 | 0.03885 | 1625.4 | 1625.4 | 2007.8
30105 | COTWD_E | 30114 | DELEVAN | 230 | 230 | Conf Load (N. Valley) | Conf Load (N. Valley) | 1 | Closed | Line | NO | 0.01454 | 0.10375 | 0.20386 | 313 | 370 | 487
40304 | COVINGTE | 40692 | MAPLEVLY_V12 | 230 | 230 | Seattle Area, Olympic Peninsula | Seattle Area, Olympic Peninsula | 2 | Closed | Line | NO | 0.00187 | 0.02474 | 0.04506 | 577.6 | 577.6 | 776.8
40305 | COVINGTM | 40304 | COVINGTE | 230 | 230 | Seattle Area, Olympic Peninsula | Seattle Area, Olympic Peninsula | BS | Closed | Line | NO | 0 | 0.00029 | 0 | 1650.9 | 1650.9 | 2068.3
30106 | COTWD_F | 30105 | COTWD_E | 230 | 230 | Conf Load (N. Valley) | Conf Load (N. Valley) | 1 | Closed | Line | NO | 0.0005 | 0.0005 | 0 | 478 | 535 | 478
44276 | BETTAS_RD | 40303 | COVINGTW | 230 | 230 | Central Washington | Seattle Area, Olympic Peninsula | 1 | Closed | Line | NO | 0.01174 | 0.11432 | 0.21242 | 478.1 | 478.1 | 637.4
40303 | COVINGTW | 41050 | TACOMA S | 230 | 230 | Seattle Area, Olympic Peninsula | Seattle Area, Olympic Peninsula | 4 | Closed | Line | NO | 0.00234 | 0.02233 | 0.04321 | 525.9 | 525.9 | 673.2
19320 | TOPOCK | 19019 | BLK MESA | 230 | 230 | WAPA-DSW | WAPA-DSW | 1 | Closed | Line | NO | 0.00583 | 0.05722 | 0.10699 | 478 | 478 | 478
40303 | COVINGTW | 41049 | TACOMA N | 230 | 230 | Seattle Area, Olympic Peninsula | Seattle Area, Olympic Peninsula | 3 | Closed | Line | NO | 0.00234 | 0.02236 | 0.04338 | 525.9 | 525.9 | 673.2
40305 | COVINGTM | 40303 | COVINGTW | 230 | 230 | Seattle Area, Olympic Peninsula | Seattle Area, Olympic Peninsula | BS | Closed | Line | NO | 0 | 0.00029 | 0 | 1650.9 | 1650.9 | 2068.3
30104 | COTWD_E2 | 30245 | ROUND MT | 230 | 230 | Conf Load (N. Valley) | Conf Load (N. Valley) | 2 | Closed | Line | NO | 0.00842 | 0.0505 | 0.09636 | 295.6 | 338.6 | 433.8
19042 | PARKER | 19019 | BLK MESA | 230 | 230 | WAPA-DSW | WAPA-DSW | 1 | Closed | Line | NO | 0.0014 | 0.015 | 0.02862 | 361 | 397 | 361
30104 | COTWD_E2 | 30111 | LOGAN CR | 230 | 230 | Conf Load (N. Valley) | Conf Load (N. Valley) | 1 | Closed | Line | NO | 0.01227 | 0.08239 | 0.18081 | 300 | 353 | 464.8
30107 | COTWD_F2 | 30104 | COTWD_E2 | 230 | 230 | Conf Load (N. Valley) | Conf Load (N. Valley) | 1 | Closed | Line | NO | 0.001 | 0.001 | 0.0001 | 796 | 796 | 796
30765 | LOSBANOS | 30069 | L.BANS M | 230 | 500 | Conf Load (Yosemite) | Intertie | 1 | Closed | TransformerWinding | YES | 8e-05 | 0.01897 | 0 | 1122 | 1122 | 1122
19012 | MEAD S | 189040 | SLOAN CANYON | 230 | 230 | WAPA-DSW | VEA-Main | 1 | Closed | Line | NO | 0.00023 | 0.0036 | 0.0174 | 885 | 1195 | 885
30302 | TABLE MTN5JT | 30066 | TABLE MTN5M | 230 | 500 | Conf Load (N. Valley) | Intertie | 5 | Closed | TransformerWinding | YES | 4e-05 | -0.00177 | 0 | 1122 | 1122 | 1122
30245 | ROUND MT | 30065 | RD MT 1M | 230 | 500 | Conf Load (N. Valley) | Intertie | 1 | Closed | TransformerWinding | YES | 3e-05 | -0.00156 | 0 | 1122 | 1122 | 1122
19012 | MEAD S | 26051 | MEAD | 230 | 287 | WAPA-DSW | LA EASTERN-AC | M | Closed | Transformer | YES | 0.00028 | 0.02072 | 0 | 420 | 520 | 420
189000 | PAHRUMP | 189043 | GAMEBIRD | 230 | 230 | VEA-Main | VEA-Main | 1 | Closed | Line | NO | 0.00154 | 0.00843 | 0.01769 | 286.8 | 382.4 | 286.8
189160 | TROUT CANYON | 189040 | SLOAN CANYON | 230 | 230 | VEA-Main | VEA-Main | 1 | Closed | Line | NO | 0.00131 | 0.08694 | 0.17867 | 286.8 | 382.4 | 286.8
30976 | MIDWAY-R12 | 30060 | MIDWAY | 230 | 500 | Conf Load (Kern) | Intertie | 12 | Closed | Transformer | YES | 0.00019 | 0.01227 | 0 | 1122 | 1122 | 1122
19012 | MEAD S | 26046 | MCCULLGH | 230 | 230 | WAPA-DSW | LA EASTERN-AC | 2 | Closed | Line | NO | 0.00119 | 0.01907 | 0.04046 | 358 | 591 | 358
19012 | MEAD S | 26046 | MCCULLGH | 230 | 230 | WAPA-DSW | LA EASTERN-AC | 1 | Closed | Line | NO | 0.00119 | 0.01907 | 0.04046 | 358 | 591 | 358
41356 | GND_COULE_S1 | 40281 | GND_COULE_S2 | 230 | 115 | Central Washington | Central Washington | 1 | Closed | Transformer | YES | 0.00043 | 0.03716 | 0 | 250 | 250 | 250
40280 | G_COULEE_ PG | 41356 | GND_COULE_S1 | 230 | 230 | Central Washington | Central Washington | 5 | Closed | Line | NO | 6e-05 | 0.00119 | 0 | 799.9 | 799.9 | 799.9
19012 | MEAD S | 24041 | ELDORDO | 230 | 230 | WAPA-DSW | SCE Eldorado 230kV | 2 | Closed | Line | NO | 0.0013 | 0.0168 | 0.0578 | 988 | 988 | 988
19012 | MEAD S | 24041 | ELDORDO | 230 | 230 | WAPA-DSW | SCE Eldorado 230kV | 1 | Closed | Line | NO | 0.0013 | 0.0165 | 0.0569 | 988 | 988 | 988
189115 | Q1341_HV2 | 189116 | Q1341_STR | 230 | 230 | VEA-Main | VEA-Main | 1 | Closed | TransformerWinding | YES | 0.00065 | -0.0015 | 0 | 280 | 280 | 280
24019 | CAMINO | 19012 | MEAD S | 230 | 230 | MWD Colorado River Aqueduct | WAPA-DSW | W | Closed | Line | NO | 0.0159 | 0.1142 | 0.2114 | 346 | 346 | 346
40267 | CONKELLY | 47360 | TRUMBUL_CRK+ | 230 | 230 | Western Montana | Western Montana | 1 | Closed | Line | NO | 0.001 | 0.00951 | 0.01863 | 569.7 | 569.7 | 733
40267 | CONKELLY | 40557 | HUNGRY H | 230 | 230 | Western Montana | Western Montana | 1 | Closed | Line | NO | 0.0018 | 0.01269 | 0.02247 | 426.3 | 426.3 | 549.8
24019 | CAMINO | 19012 | MEAD S | 230 | 230 | MWD Colorado River Aqueduct | WAPA-DSW | E | Closed | Line | NO | 0.0159 | 0.1142 | 0.2114 | 346 | 346 | 346
30755 | MOSSLNSW | 30045 | MOSSLAND | 230 | 500 | Conf Load (Central Coast) | Intertie | 9 | Closed | Transformer | YES | 0.00018 | 0.0122 | 0 | 1236 | 1455 | 1236
47082 | RAPIDS | 40262 | COLUMBIA_S | 230 | 230 | Central Washington | Central Washington | 1 | Closed | Line | NO | 0.00129 | 0.01262 | 0.02732 | 534.6 | 534.6 | 697.5
19083 | HOVRA1A2 | 19012 | MEAD S | 230 | 230 | WAPA-DSW | WAPA-DSW | 1 | Closed | Line | NO | 0.00245 | 0.01713 | 0.03025 | 316 | 347 | 316
40262 | COLUMBIA_S | 46809 | MCKENZIE | 230 | 230 | Central Washington | Central Washington | 1 | Closed | Line | NO | 0.00091 | 0.00801 | 0.0163 | 559 | 559 | 637.5
46001 | ANC LK T | 40262 | COLUMBIA_S | 230 | 230 | Grant County, WA | Central Washington | 1 | Closed | Line | NO | 0.0018 | 0.0168 | 0.03122 | 423.9 | 423.9 | 616.7
30735 | METCALF | 30042 | METCALF | 230 | 500 | Conf Load (San Jose) | Intertie | 13 | Closed | Transformer | YES | 0.00011 | 0.01242 | 0 | 1122 | 1122 | 1122
40262 | COLUMBIA_S | 44276 | BETTAS_RD | 230 | 230 | Central Washington | Central Washington | 1 | Closed | Line | NO | 0.00534 | 0.05167 | 0.09733 | 569.7 | 569.7 | 733
40261 | COLUMBIA_N | 46832 | ROCKYRH2 | 230 | 230 | Central Washington | Central Washington | 1 | Closed | Line | NO | 0.00324 | 0.03169 | 0.05846 | 478 | 478 | 677.2
30735 | METCALF | 30042 | METCALF | 230 | 500 | Conf Load (San Jose) | Intertie | 12 | Closed | Transformer | YES | 0.00021 | 0.01302 | 0 | 1122 | 1122 | 1122
19082 | HOVRN1N2 | 19012 | MEAD S | 230 | 230 | WAPA-DSW | WAPA-DSW | 1 | Closed | Line | NO | 0.0026 | 0.01636 | 0.03098 | 316 | 347 | 316
40261 | COLUMBIA_N | 46149 | WQUIN_TAP | 230 | 230 | Central Washington | Grant County, WA | 1 | Closed | Line | NO | 0.00082 | 0.01122 | 0.04007 | 796.7 | 796.7 | 796.7
30735 | METCALF | 30042 | METCALF | 230 | 500 | Conf Load (San Jose) | Intertie | 11 | Closed | Transformer | YES | 0.00016 | 0.01383 | 0 | 1122 | 1122 | 1122
40261 | COLUMBIA_N | 41358 | GND_COULE_S3 | 230 | 230 | Central Washington | Central Washington | 3 | Closed | Line | NO | 0.01129 | 0.11007 | 0.20428 | 478 | 478 | 677.2
40261 | COLUMBIA_N | 41356 | GND_COULE_S1 | 230 | 230 | Central Washington | Central Washington | 1 | Closed | Line | NO | 0.01743 | 0.11351 | 0.19606 | 426.3 | 426.3 | 549.8
19081 | HOVRN3N4 | 19012 | MEAD S | 230 | 230 | WAPA-DSW | WAPA-DSW | 1 | Closed | Line | NO | 0.00236 | 0.01684 | 0.0292 | 316 | 347 | 316
40261 | COLUMBIA_N | 41112 | VANTAGE_S | 230 | 230 | Central Washington | Central Washington | 1 | Closed | Line | NO | 0.00906 | 0.05018 | 0.08395 | 378.5 | 378.5 | 490
40261 | COLUMBIA_N | 40262 | COLUMBIA_S | 230 | 230 | Central Washington | Central Washington | BS | Closed | Line | NO | 0 | 0.00029 | 0 | 1195.1 | 1670.8 | 1621.8
19080 | HOVRN5N6 | 19012 | MEAD S | 230 | 230 | WAPA-DSW | WAPA-DSW | 1 | Closed | Line | NO | 0.0019 | 0.0133 | 0.02376 | 346 | 346 | 346
40262 | COLUMBIA_S | 40259 | COLUMBIA | 230 | 115 | Central Washington | Central Washington | 2 | Closed | Transformer | YES | 0.0007 | 0.0332 | 0 | 287.1 | 348.8 | 394.9
40261 | COLUMBIA_N | 40259 | COLUMBIA | 230 | 115 | Central Washington | Central Washington | 1 | Closed | Transformer | YES | 0.00037 | 0.04602 | 0 | 313.3 | 412.6 | 427
19079 | HOVRN7N8 | 19012 | MEAD S | 230 | 230 | WAPA-DSW | WAPA-DSW | 1 | Closed | Line | NO | 0.0019 | 0.0133 | 0.02376 | 372 | 407 | 372
19030 | HOVRA7-9 | 19012 | MEAD S | 230 | 230 | WAPA-DSW | WAPA-DSW | 1 | Closed | Line | NO | 0.0046 | 0.0247 | 0.04248 | 314 | 345 | 314
40249 | COLMBA_FLS_W | 402478 | COLFALL_TX-W | 230 | 115 | Western Montana | Western Montana | 3 | Closed | Transformer | YES | 0.00204 | 0.08497 | 0 | 101.2 | 130.2 | 143.7
40249 | COLMBA_FLS_W | 40421 | FLATHEAD | 230 | 230 | Western Montana | Western Montana | 1 | Closed | Line | NO | 0.00239 | 0.02201 | 0.04015 | 454.1 | 454.1 | 641.4
40249 | COLMBA_FLS_W | 40267 | CONKELLY | 230 | 230 | Western Montana | Western Montana | 1 | Closed | Line | NO | 0.00036 | 0.00333 | 0.00605 | 541.8 | 541.8 | 697.2
40248 | COLMBA_FLS_E | 402479 | COLFALL_TX-E | 230 | 115 | Western Montana | Western Montana | 2 | Closed | Transformer | YES | 0.00158 | 0.08709 | 0 | 97.8 | 125.4 | 144.9
19029 | HOVRA5A6 | 19012 | MEAD S | 230 | 230 | WAPA-DSW | WAPA-DSW | 1 | Closed | Line | NO | 0.0046 | 0.0247 | 0.04248 | 314 | 345 | 314
40248 | COLMBA_FLS_E | 40557 | HUNGRY H | 230 | 230 | Western Montana | Western Montana | 1 | Closed | Line | NO | 0.00103 | 0.01116 | 0.02202 | 426.3 | 426.3 | 549.8
40249 | COLMBA_FLS_W | 40248 | COLMBA_FLS_E | 230 | 230 | Western Montana | Western Montana | BS | Closed | Line | NO | 0 | 0.00029 | 0 | 796.7 | 946.5 | 1119.4
19011 | MEAD N | 19886 | TNS-GSU-HV | 230 | 230 | WAPA-DSW | WAPA-DSW | 1 | Closed | Line | NO | 0.00076 | 0.00443 | 0.00927 | 240 | 340 | 240
15208 | ORME | 15230 | RUDD | 230 | 230 | SRP EHV 230 KV | SRP EHV 230 KV | 1 | Closed | Line | NO | 0.0011 | 0.00957 | 0.03483 | 870.8 | 933 | 870.8
19011 | MEAD N | 19341 | EASTSIDE | 230 | 230 | WAPA-DSW | WAPA-DSW | 1 | Closed | Line | NO | 0.00183 | 0.01688 | 0.0483 | 406 | 406 | 406
189043 | GAMEBIRD | 189160 | TROUT CANYON | 230 | 230 | VEA-Main | VEA-Main | 1 | Closed | Line | NO | 0.00261 | 0.01735 | 0.03565 | 286.8 | 382.4 | 286.8
40243 | CLATSOP | 45314 | LWSCLARK | 230 | 115 | Portland Area | PAC:CLTP | 1 | Closed | Transformer | YES | 0.00446 | 0.12022 | 0 | 93.9 | 139.8 | 136.8
40243 | CLATSOP | 40357 | DRISCOL# | 230 | 230 | Portland Area | Portland Area | 1 | Closed | Line | NO | 0.00338 | 0.03237 | 0.06239 | 255 | 255 | 513.9
19011 | MEAD N | 19321 | NEWPORT | 230 | 230 | WAPA-DSW | WAPA-DSW | 1 | Closed | Line | NO | 0.00152 | 0.01299 | 0.0313 | 406 | 406 | 406
19011 | MEAD N | 19043 | HVRA3A4 | 230 | 230 | WAPA-DSW | WAPA-DSW | 1 | Closed | Line | NO | 0.0031 | 0.02 | 0.034 | 342 | 342 | 342
365941 | CASTANEA | 365942 | WPSN | 230 | 230 | Conf Load (Fresno) | Conf Load (Fresno) | 1 | Closed | Line | NO | 0.00012 | 0.00161 | 0.00697 | 558 | 558 | 558
365691 | SLATE | 365521 | MUSTANG3N4 | 230 | 230 | Conf Load (Fresno) | Conf Load (Fresno) | 1 | Closed | Line | NO | 3e-05 | 0.0003 | 0.00034 | 451 | 451 | 451
73018 | B.SANDY | 96177 | mid_96177 | 230 | 115 | ZoneEC | ZoneEC | 1 | Closed | TransformerWinding | YES | 0.00389 | 0.07772 | 0 | 187 | 187 | 187
40232 | CHIEF_JO_2 | 44165 | CHEF_JO_PH4 | 230 | 230 | Central Washington | Central Washington | 4 | Closed | Line | NO | 0.00014 | 0.00138 | 0.00247 | 569.7 | 569.7 | 733
40232 | CHIEF_JO_2 | 44164 | CHEF_JO_PH3 | 230 | 230 | Central Washington | Central Washington | 3 | Closed | Line | NO | 0.00015 | 0.00146 | 0.00261 | 569.7 | 569.7 | 733
40232 | CHIEF_JO_2 | 41358 | GND_COULE_S3 | 230 | 230 | Central Washington | Central Washington | 1 | Closed | Line | NO | 0.00775 | 0.04914 | 0.0921 | 418.3 | 418.3 | 549.8
40230 | CHIEF_JO_1 | 44163 | CHEF_JO_PH2 | 230 | 230 | Central Washington | Central Washington | 2 | Closed | Line | NO | 0.00016 | 0.00154 | 0.00292 | 569.7 | 569.7 | 733
40230 | CHIEF_JO_1 | 44162 | CHEF_JO_PH1 | 230 | 230 | Central Washington | Central Washington | 1 | Closed | Line | NO | 0.00017 | 0.00163 | 0.00308 | 569.7 | 569.7 | 733
40230 | CHIEF_JO_1 | 41358 | GND_COULE_S3 | 230 | 230 | Central Washington | Central Washington | 2 | Closed | Line | NO | 0.00773 | 0.04826 | 0.09306 | 426.3 | 426.3 | 549.8
40230 | CHIEF_JO_1 | 40373 | E OMAK | 230 | 230 | Central Washington | Central Washington | 1 | Closed | Line | NO | 0.00532 | 0.04916 | 0.1 | 565.7 | 565.7 | 729
40230 | CHIEF_JO_1 | 40232 | CHIEF_JO_2 | 230 | 230 | Central Washington | Central Washington | BS | Closed | Line | NO | 0 | 0.00029 | 0 | 1593.4 | 1893 | 2238.8
40220 | CHENOWTH2 | 402190 | QUENETT_CK | 230 | 230 | Lower Columbia Basin | Lower Columbia Basin | 2 | Closed | Line | NO | 1e-05 | 0.00011 | 0.00024 | 605.5 | 605.5 | 792.8
19022 | DAVIS | 19011 | MEAD N | 230 | 230 | WAPA-DSW | WAPA-DSW | 1 | Closed | Line | NO | 0.01596 | 0.0983 | 0.1595 | 517 | 539 | 517
40219 | CHENOWTH1 | 402190 | QUENETT_CK | 230 | 230 | Lower Columbia Basin | Lower Columbia Basin | 1 | Closed | Line | NO | 1e-05 | 0.00011 | 0.00023 | 605.5 | 605.5 | 792.8
29797 | VALENTINE_S | 29796 | VALENTINE_TP | 230 | 230 | SCE Whirlwind 230kV | SCE Whirlwind 230kV | 1 | Closed | Line | NO | 0.00103 | 0.00949 | 0.00071 | 354 | 471 | 354
29795 | NORTH BIGSKY | 29794 | ANTLOP2_C1i | 230 | 230 | SCE South of Magunden 230kV | SCE South of Magunden 230kV | T1 | Closed | TransformerWinding | YES | 0.00145 | 0.09449 | 0 | 241 | 241 | 241
19012 | MEAD S | 19011 | MEAD N | 230 | 230 | WAPA-DSW | WAPA-DSW | 1 | Closed | Line | NO | 0 | 0.0076 | 0 | 1593 | 1752 | 1593
29795 | NORTH BIGSKY | 29793 | ANTLOP2_C2i | 230 | 230 | SCE South of Magunden 230kV | SCE South of Magunden 230kV | T2 | Closed | TransformerWinding | YES | 0.00176 | 0.05831 | 0 | 200 | 250 | 200
29795 | NORTH BIGSKY | 29789 | ANTLOP2_C4i | 230 | 230 | SCE South of Magunden 230kV | SCE South of Magunden 230kV | T4 | Closed | TransformerWinding | YES | 0.00204 | 0.06626 | 0 | 176 | 220 | 176
40220 | CHENOWTH2 | 40217 | CHENOWTH | 230 | 115 | Lower Columbia Basin | Lower Columbia Basin | 2 | Closed | Transformer | YES | 0.00035 | 0.02553 | 0 | 314 | 397.8 | 450
40219 | CHENOWTH1 | 40217 | CHENOWTH | 230 | 115 | Lower Columbia Basin | Lower Columbia Basin | 1 | Closed | Transformer | YES | 0.00029 | 0.02416 | 0 | 290.2 | 377.1 | 433.9
29746 | GASKEL_WEST | 29802 | TOT727_3i | 230 | 230 | SCE Whirlwind 230kV | SCE Whirlwind 230kV | 1 | Closed | TransformerWinding | YES | 0.00154 | -0.02568 | 0 | 66 | 66 | 66
41342 | BIG_EDDY2 | 40213 | CHEMAWA | 230 | 230 | Lower Columbia Basin | Portland Area | 1 | Closed | Line | NO | 0.02019 | 0.17573 | 0.32593 | 346.6 | 346.6 | 557.7
40213 | CHEMAWA | 40938 | SANTIAM EAST | 230 | 230 | Portland Area | Western Oregon | 1 | Closed | Line | NO | 0.00335 | 0.03657 | 0.06925 | 426.3 | 426.3 | 549.8
29746 | GASKEL_WEST | 29755 | TOT727_2i | 230 | 230 | SCE Whirlwind 230kV | SCE Whirlwind 230kV | 1 | Closed | TransformerWinding | YES | 0.002 | -0.03338 | 0 | 50 | 50 | 50
66305 | RIVERTON | 66740 | WYOPO | 230 | 230 | WY EAST | WY CENTRAL | 1 | Closed | Line | NO | 0.00318 | 0.02876 | 0.0597 | 382 | 550 | 615
40213 | CHEMAWA | 40923 | SALEM | 230 | 230 | Portland Area | Portland Area | 1 | Closed | Line | NO | 0.00115 | 0.01491 | 0.03254 | 605.5 | 605.5 | 812.7
29713 | Garlnd | 29746 | GASKEL_WEST | 230 | 230 | SCE Whirlwind 230kV | SCE Whirlwind 230kV | 1 | Closed | Line | NO | 0.00052 | 0.00151 | 0.00063 | 358 | 358 | 358
29698 | BIG SKY | 29795 | NORTH BIGSKY | 230 | 230 | SCE South of Magunden 230kV | SCE South of Magunden 230kV | 1 | Closed | Line | NO | 0.00014 | 0.00183 | 0.25503 | 690.4 | 690.4 | 690.4
18780 | EGLESHDW | 18793 | EGLESHDW2_MI | 230 | 230 | ZoneN1 | ZoneN1 | 1 | Closed | TransformerWinding | YES | 0.00386 | 0.13146 | 0 | 111.1 | 111.1 | 111.1
29698 | BIG SKY | 29784 | ANTLOP2_C3i | 230 | 230 | SCE South of Magunden 230kV | SCE South of Magunden 230kV | T3 | Closed | TransformerWinding | YES | 0.01911 | 0.4014 | 0 | 45 | 45 | 45
40213 | CHEMAWA | 40211 | CHEMAWA | 230 | 115 | Portland Area | Portland Area | 2 | Closed | Transformer | YES | 0.00088 | 0.03001 | 0 | 222.3 | 375 | 332.7
18780 | EGLESHDW | 18790 | EGLESHDW1_MI | 230 | 230 | ZoneN1 | ZoneN1 | 1 | Closed | TransformerWinding | YES | 0.00188 | 0.06414 | 0 | 227.3 | 227.3 | 227.3
47748 | CENTRALA_SS# | 40207 | CHEHALIS | 230 | 230 | Seattle Area, Olympic Peninsula | Seattle Area, Olympic Peninsula | 1 | Closed | Line | NO | 0.00247 | 0.01604 | 0.02776 | 426.3 | 426.3 | 525.9
40207 | CHEHALIS | 46630 | MOSSYRCK | 230 | 230 | Seattle Area, Olympic Peninsula | Tacoma Power - General | 1 | Closed | Line | NO | 0.00333 | 0.03086 | 0.06066 | 557.7 | 557.7 | 685.2
29691 | DESRT_STR | 29713 | Garlnd | 230 | 230 | SCE Whirlwind 230kV | SCE Whirlwind 230kV | 1 | Closed | Line | NO | 0.00055 | 0.00387 | 0.00905 | 415.5 | 415.5 | 415.5
40207 | CHEHALIS | 40987 | SILVR CK | 230 | 230 | Seattle Area, Olympic Peninsula | Seattle Area, Olympic Peninsula | 1 | Closed | Line | NO | 0.00487 | 0.02933 | 0.0591 | 426.3 | 426.3 | 525.9
29683 | ROY_TAP | 29684 | ROY_SUB | 230 | 230 | SCE Whirlwind 230kV | SCE Whirlwind 230kV | 1 | Closed | Line | NO | 0 | 0.0004 | 6e-05 | 471.7 | 471.7 | 471.7
42104 | MARCH PT | 42107 | MARCHPTS | 230 | 115 | SKAGIT | SKAGIT | 1 | Closed | Transformer | YES | 0.00046 | 0.02902 | 0 | 364 | 394 | 430
40792 | OLYMPIA_W | 40207 | CHEHALIS | 230 | 230 | Seattle Area, Olympic Peninsula | Seattle Area, Olympic Peninsula | 1 | Closed | Line | NO | 0.00724 | 0.04494 | 0.08484 | 426.3 | 426.3 | 525.9
40207 | CHEHALIS | 40673 | LONGVIEW# | 230 | 230 | Seattle Area, Olympic Peninsula | Portland Area | 3 | Closed | Line | NO | 0.00735 | 0.04829 | 0.08475 | 426.3 | 426.3 | 521.9
29676 | RATTLSNK | 29670 | DSTFLWER | 230 | 230 | SCE Whirlwind 230kV | SCE Whirlwind 230kV | 1 | Closed | Line | NO | 0.00043 | 0.00401 | 0.01708 | 750.8 | 1001.1 | 750.8
40207 | CHEHALIS | 40673 | LONGVIEW# | 230 | 230 | Seattle Area, Olympic Peninsula | Portland Area | 1 | Closed | Line | NO | 0.00803 | 0.05122 | 0.0916 | 426.3 | 426.3 | 525.9
29630 | SOLEIL | 29796 | VALENTINE_TP | 230 | 230 | SCE Whirlwind 230kV | SCE Whirlwind 230kV | 1 | Closed | Line | NO | 0.00048 | 0.00304 | 0.00635 | 361 | 361 | 361
66345 | SIGURD | 69779 | SIGURD_HS | 230 | 230 | UT SIGURD | UT SIGURD | 1 | Closed | Line | NO | 0.00068 | 0.00237 | 0.01146 | 180 | 210 | 210
40207 | CHEHALIS | 40205 | CHEHALIS | 230 | 115 | Seattle Area, Olympic Peninsula | Seattle Area, Olympic Peninsula | 2 | Closed | Transformer | YES | 0.00657 | 0.17351 | 0 | 65.7 | 101.7 | 102
29683 | ROY_TAP | 29600 | SOLAR RN | 230 | 230 | SCE Whirlwind 230kV | SCE Whirlwind 230kV | 1 | Closed | Line | NO | 0.00017 | 0.0014 | 0.14357 | 359 | 359 | 359
29574 | SUB 6D | 29575 | SUB 6E | 230 | 230 | SCE Windhub 230kV | SCE Windhub 230kV | 1 | Closed | Line | NO | 0.00038 | 0.00106 | 0.02216 | 500.8 | 625.8 | 500.8
29570 | SUNCREEK | 29574 | SUB 6D | 230 | 230 | SCE Windhub 230kV | SCE Windhub 230kV | 1 | Closed | Line | NO | 0.0005 | 0.00669 | 0.02933 | 500.8 | 625.8 | 500.8
19012 | MEAD S | 18674 | GREENWAY | 230 | 230 | WAPA-DSW | ZoneN5 | 1 | Closed | Line | NO | 0.0036 | 0.02529 | 0.06098 | 430.2 | 430.2 | 430.2
29570 | SUNCREEK | 29572 | SUB 6B | 230 | 230 | SCE Windhub 230kV | SCE Windhub 230kV | 1 | Closed | Line | NO | 0.00234 | 0.01406 | 0.02802 | 361.3 | 451.8 | 361.3
29570 | SUNCREEK | 29571 | SUB 6A | 230 | 230 | SCE Windhub 230kV | SCE Windhub 230kV | 1 | Closed | Line | NO | 0.00048 | 0.00201 | 0.01734 | 500.8 | 625.8 | 500.8
40185 | CASCADE# | 43527 | SHERWOOD | 230 | 230 | Portland Area | Portland General - BES S/S | 1 | Closed | Line | NO | 0.00143 | 0.01299 | 0.02648 | 531 | 531 | 714
40185 | CASCADE# | 41155 | CASCADE_STL | 230 | 230 | Portland Area | Portland Area | 1 | Closed | Line | NO | 0.00195 | 0.01831 | 0.03693 | 474.1 | 474.1 | 633.4
29550 | ROSE MDW | 29796 | VALENTINE_TP | 230 | 230 | SCE Whirlwind 230kV | SCE Whirlwind 230kV | 1 | Closed | Line | NO | 0.00094 | 0.00975 | 0.02192 | 471 | 471 | 471
999881 | MESVIN21 | 29516 | VINCNT2 | 230 | 230 | SCE Los Angeles Basin 230kV | SCE Los Angeles Basin 230kV | 2 | Closed | Line | NO | 0.0009 | 0.02025 | 0.06673 | 1195 | 1315 | 1195
40181 | CARLTON | 41075 | TILLAMOK | 230 | 230 | Portland Area | Portland Area | 1 | Closed | Line | NO | 0.00987 | 0.062 | 0.11441 | 426.3 | 426.3 | 525.9
40181 | CARLTON | 40185 | CASCADE# | 230 | 230 | Portland Area | Portland Area | 1 | Closed | Line | NO | 0.00138 | 0.01301 | 0.026 | 569.7 | 569.7 | 701.1
29469 | NSR_Sub | 29468 | MANDIBLE | 230 | 230 | SCE Windhub 230kV | SCE Windhub 230kV | 1 | Closed | Line | NO | 0.00175 | 0.01661 | 0.03601 | 426 | 472 | 426
29440 | KINGBIRD | 29441 | FREEBIRD | 230 | 230 | SCE Whirlwind 230kV | SCE Whirlwind 230kV | 1 | Closed | Line | NO | 0.00212 | 0.02022 | 0.04618 | 425.8 | 471.7 | 425.8
40181 | CARLTON | 40179 | CARLTON | 230 | 115 | Portland Area | Portland Area | 1 | Closed | Transformer | YES | 0.00042 | 0.03103 | 0 | 290.2 | 353.3 | 376.9
29422 | CPC_EAST | 29438 | CPC_EAST_6A | 230 | 230 | SCE Windhub 230kV | SCE Windhub 230kV | 1 | Closed | Line | NO | 0.00022 | 0.00295 | 0.01149 | 943.3 | 1251.7 | 943.3
29411 | CPC_WEST | 29412 | CPC_WEST_4A | 230 | 230 | SCE Windhub 230kV | SCE Windhub 230kV | 1 | Closed | Line | NO | 0.00133 | 0.0075 | 0.01236 | 361.3 | 361.3 | 361.3
29408 | WIRLWIND | 29691 | DESRT_STR | 230 | 230 | SCE Whirlwind 230kV | SCE Whirlwind 230kV | 1 | Closed | Line | NO | 0.00044 | 0.00526 | 0.02378 | 478.8 | 478.8 | 478.8
40171 | CANBY# | 45189 | MALIN | 230 | 230 | Southern Oregon | PAC:KFAL | 1 | Closed | Line | NO | 0.00691 | 0.06428 | 0.12872 | 565.7 | 565.7 | 729
29408 | WIRLWIND | 29683 | ROY_TAP | 230 | 230 | SCE Whirlwind 230kV | SCE Whirlwind 230kV | 1 | Closed | Line | NO | 0.00058 | 0.00448 | 0.00982 | 395.6 | 395.6 | 395.6
40171 | CANBY# | 40537 | HILL TOP | 230 | 230 | Southern Oregon | Southern Oregon | 1 | Closed | Line | NO | 0.00284 | 0.02643 | 0.05282 | 565.7 | 565.7 | 729
29408 | WIRLWIND | 29676 | RATTLSNK | 230 | 230 | SCE Whirlwind 230kV | SCE Whirlwind 230kV | 1 | Closed | Line | NO | 0.00018 | 0.00352 | 0.01118 | 970.9 | 1294.7 | 970.9
40169 | CANBY | 40171 | CANBY# | 230 | 230 | Southern Oregon | Southern Oregon | 1 | Closed | Line | NO | 0.00189 | 0.0119 | 0.02187 | 302.8 | 302.8 | 430.2
29408 | WIRLWIND | 29665 | TEDDY | 230 | 230 | SCE Whirlwind 230kV | SCE Whirlwind 230kV | 1 | Closed | Line | NO | 0.00044 | 0.00366 | 0.00848 | 460.1 | 460.1 | 460.1
14259 | WESTWNGE | 14045 | Q292 STA | 230 | 230 | APS | APS | 1 | Closed | Line | NO | 4e-05 | 0.0003 | 0.003 | 211.4 | 272.5 | 211.4
29408 | WIRLWIND | 29550 | ROSE MDW | 230 | 230 | SCE Whirlwind 230kV | SCE Whirlwind 230kV | 1 | Closed | Line | NO | 0.00026 | 0.00322 | 0.00764 | 640 | 640 | 640
29408 | WIRLWIND | 29530 | AVENUE | 230 | 230 | SCE Whirlwind 230kV | SCE Whirlwind 230kV | 1 | Closed | Line | NO | 0.00053 | 0.00514 | 0.01174 | 425.8 | 471.7 | 425.8
29408 | WIRLWIND | 29440 | KINGBIRD | 230 | 230 | SCE Whirlwind 230kV | SCE Whirlwind 230kV | 1 | Closed | Line | NO | 0.00054 | 0.00514 | 0.01174 | 425.8 | 471.7 | 425.8
29407 | WINDHUB_A | 29927 | BELLEFIELD | 230 | 230 | SCE Windhub 230kV | SCE Windhub 230kV | 1 | Closed | Line | NO | 0.00124 | 0.01759 | 0.03949 | 618 | 773 | 618
29407 | WINDHUB_A | 29422 | CPC_EAST | 230 | 230 | SCE Windhub 230kV | SCE Windhub 230kV | 1 | Closed | Line | NO | 0.00044 | 0.00594 | 0.02316 | 943.3 | 1251.7 | 943.3
29407 | WINDHUB_A | 29411 | CPC_WEST | 230 | 230 | SCE Windhub 230kV | SCE Windhub 230kV | 1 | Closed | Line | NO | 0.00013 | 0.00183 | 0.00741 | 943.3 | 1251.7 | 943.3
29406 | HIGHWIND | 29468 | MANDIBLE | 230 | 230 | SCE Windhub 230kV | SCE Windhub 230kV | 1 | Closed | Line | NO | 0.00463 | 0.02562 | 0.05296 | 361.3 | 414.3 | 361.3
40146 | BOUNDRYW | 401460 | BOU_NLY_CIO | 230 | 230 | Spokane Area, N Idaho, W Montana | Spokane Area, N Idaho, W Montana | 1 | Closed | Line | NO | 0.00029 | 0.0028 | 0.00546 | 478 | 478 | 677.2
40146 | BOUNDRYW | 46480 | BOUNDPH3 | 230 | 230 | Spokane Area, N Idaho, W Montana | Seattle City Light | 1 | Closed | Line | NO | 0.00014 | 0.00093 | 0.00163 | 258 | 258 | 258
40146 | BOUNDRYW | 46478 | BOUNDPH2 | 230 | 230 | Spokane Area, N Idaho, W Montana | Seattle City Light | 1 | Closed | Line | NO | 0.00014 | 0.00094 | 0.00165 | 258 | 258 | 258
40146 | BOUNDRYW | 46476 | BOUNDPH1 | 230 | 230 | Spokane Area, N Idaho, W Montana | Seattle City Light | 1 | Closed | Line | NO | 0.00014 | 0.00094 | 0.00164 | 258 | 258 | 258
40145 | BOUNDRYE | 401450 | BOU_WAN_CIO | 230 | 230 | Spokane Area, N Idaho, W Montana | Spokane Area, N Idaho, W Montana | 1 | Open | Line | NO | 0.0003 | 0.00298 | 0.0055 | 478 | 478 | 677.2
180900 | BREEZE | 18600 | EQUEST | 230 | 230 | ZoneN2 | ZoneN2 | 1 | Closed | Line | NO | 0.00061 | 0.00579 | 0.02436 | 796.7 | 796.7 | 796.7
40145 | BOUNDRYE | 46486 | BOUNDPH6 | 230 | 230 | Spokane Area, N Idaho, W Montana | Seattle City Light | 1 | Closed | Line | NO | 0.00014 | 0.00092 | 0.00159 | 307 | 309 | 353
29959 | SUNWARD_2 | 29399 | WINDHUB_B | 230 | 230 | SCE Windhub 230kV | SCE Windhub 230kV | 1 | Closed | Line | NO | 0.00173 | 0.01903 | 0.05043 | 1015 | 1438 | 1015
40145 | BOUNDRYE | 46484 | BOUNDPH5 | 230 | 230 | Spokane Area, N Idaho, W Montana | Seattle City Light | 1 | Closed | Line | NO | 0.00014 | 0.00092 | 0.0016 | 307 | 309 | 353
19012 | MEAD S | 18600 | EQUEST | 230 | 230 | WAPA-DSW | ZoneN2 | 1 | Closed | Line | NO | 0.00105 | 0.00993 | 0.04238 | 796.7 | 796.7 | 796.7
40145 | BOUNDRYE | 46482 | BOUNDPH4 | 230 | 230 | Spokane Area, N Idaho, W Montana | Seattle City Light | 1 | Closed | Line | NO | 0.00014 | 0.00093 | 0.00162 | 258 | 258 | 258
40145 | BOUNDRYE | 40909 | SACHEEN | 230 | 230 | Spokane Area, N Idaho, W Montana | Spokane Area, N Idaho, W Montana | 1 | Closed | Line | NO | 0.0093 | 0.08856 | 0.17221 | 346.6 | 346.6 | 601.5
29570 | SUNCREEK | 29399 | WINDHUB_B | 230 | 230 | SCE Windhub 230kV | SCE Windhub 230kV | 1 | Closed | Line | NO | 0.00018 | 0.00248 | 0.01086 | 1099.5 | 1251.7 | 1099.5
40145 | BOUNDRYE | 40319 | CUSICK | 230 | 230 | Spokane Area, N Idaho, W Montana | Spokane Area, N Idaho, W Montana | 1 | Closed | Line | NO | 0.00673 | 0.07026 | 0.14017 | 569.7 | 569.7 | 733
40145 | BOUNDRYE | 40146 | BOUNDRYW | 230 | 230 | Spokane Area, N Idaho, W Montana | Spokane Area, N Idaho, W Montana | BS | Closed | Line | NO | 0 | 0.00029 | 0 | 796.7 | 946.5 | 1119.4
29399 | WINDHUB_B | 29485 | RSTREE | 230 | 230 | SCE Windhub 230kV | SCE Windhub 230kV | 1 | Closed | Line | NO | 0.00111 | 0.00612 | 0.00187 | 339 | 498.7 | 339
29407 | WINDHUB_A | 29399 | WINDHUB_B | 230 | 230 | SCE Windhub 230kV | SCE Windhub 230kV | BT | Open | Line | NO | 0 | 0.00033 | 0 | 1593 | 1593 | 1593
40145 | BOUNDRYE | 40143 | BOUNDARY | 230 | 115 | Spokane Area, N Idaho, W Montana | Spokane Area, N Idaho, W Montana | 1 | Closed | Transformer | YES | 0.00083 | 0.04466 | 0 | 166.7 | 166.7 | 166.7
19011 | MEAD N | 18600 | EQUEST | 230 | 230 | WAPA-DSW | ZoneN2 | 2 | Closed | Line | NO | 0.00168 | 0.01585 | 0.06804 | 796.7 | 796.7 | 796.7
464033 | BOTHELL230_3 | 410040 | BOT_SK1_CIO | 230 | 230 | Seattle City Light | Seattle Area, Olympic Peninsula | 1 | Closed | Line | NO | 0.00053 | 0.00422 | 0.00821 | 768 | 810 | 819
44015 | BONVILE_PH2 | 40142 | NBONVL W | 230 | 230 | Portland Area | Portland Area | 2 | Closed | Line | NO | 0.00019 | 0.00128 | 0.00225 | 430.2 | 430.2 | 553.7
44014 | BONVILE_PH1 | 40142 | NBONVL W | 230 | 230 | Portland Area | Portland Area | 1 | Closed | Line | NO | 0.00019 | 0.0013 | 0.00228 | 430.2 | 430.2 | 553.7
29399 | WINDHUB_B | 29406 | HIGHWIND | 230 | 230 | SCE Windhub 230kV | SCE Windhub 230kV | 1 | Closed | Line | NO | 0.0006 | 0.00992 | 0.03898 | 1195 | 1338 | 1195
40142 | NBONVL W | 41092 | TROUTD E | 230 | 230 | Portland Area | Portland Area | 1 | Closed | Line | NO | 0.00665 | 0.04324 | 0.07482 | 422.3 | 422.3 | 521.9
40142 | NBONVL W | 40975 | SIFTON1# | 230 | 230 | Portland Area | Portland Area | 1 | Closed | Line | NO | 0.00647 | 0.04213 | 0.0733 | 430.2 | 430.2 | 529.8
29797 | VALENTINE_S | 29382 | BIG_BEAU | 230 | 230 | SCE Whirlwind 230kV | SCE Whirlwind 230kV | 1 | Closed | Line | NO | 0.0003 | 0.00191 | 0.00407 | 304.7 | 358.5 | 304.7
18595 | NSO | 181005 | BOULDER-PV | 230 | 230 | ZoneN2 | ZoneN2 | 1 | Closed | Line | NO | 0 | 0.0003 | 3e-05 | 430.2 | 430.2 | 430.2
44017 | BONVILE_PH4 | 40141 | NBONVL E | 230 | 230 | Portland Area | Portland Area | 4 | Closed | Line | NO | 0.00021 | 0.00191 | 0.00388 | 565.6 | 565.6 | 729
44016 | BONVILE_PH3 | 40141 | NBONVL E | 230 | 230 | Portland Area | Portland Area | 3 | Closed | Line | NO | 0.00021 | 0.00195 | 0.00396 | 565.6 | 565.6 | 729
29399 | WINDHUB_B | 29293 | SUNWARD | 230 | 230 | SCE Windhub 230kV | SCE Windhub 230kV | 1 | Closed | Line | NO | 0.00069 | 0.00868 | 0.06059 | 907.5 | 1191.9 | 907.5
40141 | NBONVL E | 41092 | TROUTD E | 230 | 230 | Portland Area | Portland Area | 2 | Closed | Line | NO | 0.005 | 0.04264 | 0.07919 | 422.3 | 422.3 | 521.9
40141 | NBONVL E | 40977 | SIFTON2# | 230 | 230 | Portland Area | Portland Area | 2 | Closed | Line | NO | 0.00482 | 0.0414 | 0.07743 | 437.4 | 437.4 | 538.2
29293 | SUNWARD | 29292 | EDWARDS SUB | 230 | 230 | SCE Windhub 230kV | SCE Windhub 230kV | 1 | Closed | Line | NO | 0.00084 | 0.00706 | 0.03153 | 694 | 932.2 | 694
26046 | MCCULLGH | 18595 | NSO | 230 | 230 | LA EASTERN-AC | ZoneN2 | 1 | Closed | Line | NO | 0.0004 | 0.0036 | 0.00791 | 860.5 | 860.5 | 860.5
40141 | NBONVL E | 40142 | NBONVL W | 230 | 230 | Portland Area | Portland Area | BS | Closed | Line | NO | 0 | 0.00029 | 0 | 796.7 | 946.5 | 1119.4
29293 | SUNWARD | 29291 | SANBORN SUB | 230 | 230 | SCE Windhub 230kV | SCE Windhub 230kV | 1 | Closed | Line | NO | 0.00015 | 0.00098 | 0.00214 | 661.3 | 868.5 | 661.3
66565 | TREASTON | 98274 | mid_98274 | 230 | 230 | ID SPC | ID SPC | 1 | Closed | TransformerWinding | YES | 0.00029 | 0.02842 | 0 | 286.8 | 321.3 | 358.8
18595 | NSO | 24041 | ELDORDO | 230 | 230 | ZoneN2 | SCE Eldorado 230kV | 1 | Closed | Line | NO | 0.00025 | 0.0022 | 0.00495 | 781.6 | 781.6 | 781.6
464037 | BOTHELL230_7 | 410080 | BOT_SK3_CIO | 230 | 230 | Seattle City Light | Seattle Area, Olympic Peninsula | 2 | Closed | Line | NO | 0.00053 | 0.00423 | 0.00823 | 768 | 810 | 819
40130 | MORROWF | 47050 | HWY730SWYD | 230 | 230 | Lower Columbia Basin | PAC:HERM | 1 | Closed | Line | NO | 7e-05 | 0.00104 | 0.00414 | 1407 | 1407 | 1715
40130 | MORROWF | 41352 | MCNRY S2 | 230 | 230 | Lower Columbia Basin | Lower Columbia Basin | 2 | Closed | Line | NO | 0.00252 | 0.02462 | 0.04563 | 569.7 | 569.7 | 733
18595 | NSO | 18560 | COPPRMT_5 | 230 | 230 | ZoneN2 | ZoneN2 | 1 | Closed | Line | NO | 0.00413 | 0.00316 | 0.00671 | 358.1 | 358.1 | 358.1
40130 | MORROWF | 41351 | MCNRY S1 | 230 | 230 | Lower Columbia Basin | Lower Columbia Basin | 1 | Closed | Line | NO | 0.00254 | 0.02478 | 0.0459 | 569.7 | 569.7 | 733
40130 | MORROWF | 40132 | MORROWF | 230 | 115 | Lower Columbia Basin | Lower Columbia Basin | 2 | Closed | Transformer | YES | 0.00035 | 0.02646 | 0 | 313.4 | 393.2 | 449.4
40130 | MORROWF | 40132 | MORROWF | 230 | 115 | Lower Columbia Basin | Lower Columbia Basin | 1 | Closed | Transformer | YES | 0.00035 | 0.02633 | 0 | 313.5 | 393.6 | 450
18555 | AUDETTE | 18557 | SWITCH2 | 230 | 230 | ZoneN2 | ZoneN2 | 2 | Closed | Line | NO | 0.00017 | 0.0011 | 0.00247 | 430 | 430 | 430
76409 | DECKER | 76410 | WYOMONT | 230 | 230 | ZoneBK | ZoneBK | 1 | Closed | Line | NO | 0.0014 | 0.0122 | 0.0271 | 421 | 521 | 421
40129 | BOARDMAN | 40127 | BOARDMAN | 230 | 115 | Lower Columbia Basin | Lower Columbia Basin | 1 | Closed | Transformer | YES | 0.00059 | 0.03163 | 0 | 263.8 | 330.2 | 384.1
40123 | BOARDMAN_2# | 45160 | DR E TP | 230 | 230 | Lower Columbia Basin | PAC:DALR | 1 | Closed | Line | NO | 0.00282 | 0.02741 | 0.05101 | 478 | 478 | 677
40123 | BOARDMAN_2# | 40130 | MORROWF | 230 | 230 | Lower Columbia Basin | Lower Columbia Basin | 1 | Closed | Line | NO | 0.00023 | 0.00224 | 0.0041 | 569.7 | 569.7 | 733
40123 | BOARDMAN_2# | 40129 | BOARDMAN | 230 | 230 | Lower Columbia Basin | Lower Columbia Basin | 1 | Open | Line | NO | 4e-05 | 0.00042 | 0.00076 | 525.9 | 525.9 | 705.1
18555 | AUDETTE | 18557 | SWITCH2 | 230 | 230 | ZoneN2 | ZoneN2 | 1 | Closed | Line | NO | 0.00017 | 0.0011 | 0.00247 | 430 | 430 | 430
40121 | BOARDMAN_1# | 40130 | MORROWF | 230 | 230 | Lower Columbia Basin | Lower Columbia Basin | 1 | Closed | Line | NO | 0.00024 | 0.00233 | 0.00427 | 569.7 | 569.7 | 733
40121 | BOARDMAN_1# | 40129 | BOARDMAN | 230 | 230 | Lower Columbia Basin | Lower Columbia Basin | 1 | Closed | Line | NO | 5e-05 | 0.00046 | 0.00085 | 525.9 | 525.9 | 705.1
18555 | AUDETTE | 18556 | SWITCH1 | 230 | 230 | ZoneN2 | ZoneN2 | 2 | Closed | Line | NO | 0.00019 | 0.00123 | 0.00278 | 430 | 430 | 430
18555 | AUDETTE | 18556 | SWITCH1 | 230 | 230 | ZoneN2 | ZoneN2 | 1 | Closed | Line | NO | 0.00019 | 0.00123 | 0.00278 | 430 | 430 | 430
26905 | BEACONTP | 27225 | SPRINGBOK | 230 | 230 | LA OVES | LA OVES | 1 | Closed | Line | NO | 0.00042 | 0.00426 | 0.01017 | 562 | 619 | 562
18595 | NSO | 18540 | TECHREN | 230 | 230 | ZoneN2 | ZoneN2 | 1 | Closed | Line | NO | 0.00119 | 0.01068 | 0.02229 | 473.2 | 473.2 | 473.2
464033 | BOTHELL230_3 | 464034 | BOTHELL230_4 | 230 | 230 | Seattle City Light | Seattle City Light | 1 | Closed | Breaker | NO | 0 | 1e-05 | 0 | 502 | 540 | 569
18505 | AMARGOSA T1 | 19011 | MEAD N | 230 | 230 | ZoneN8 | WAPA-DSW | 1 | Closed | Line | NO | 0.00253 | 0.01638 | 0.01441 | 378 | 378 | 378
26268 | TOL E | 999946 | TOLHOL11 | 230 | 230 | LA BASIN | LA BASIN | 1 | Closed | Line | NO | 0.00059 | 0.00915 | 0.01738 | 390 | 622 | 390
41341 | BIG_EDDY1 | 40107 | BIG EDDY | 230 | 115 | Lower Columbia Basin | Lower Columbia Basin | 1 | Closed | Transformer | YES | 0.00092 | 0.03036 | 0 | 221.7 | 305.4 | 344.7
73148 | OSAGE | 73276 | TEKLA | 230 | 230 | ZoneBK | ZoneBK | 1 | Closed | Line | NO | 0.01158 | 0.11583 | 0.2385 | 491 | 491 | 525
26268 | TOL E | 999945 | TOLHOL31 | 230 | 230 | LA BASIN | LA BASIN | 3 | Closed | Line | NO | 0.00059 | 0.00915 | 0.01738 | 761 | 1102 | 761
464037 | BOTHELL230_7 | 999930 | BOTHRN11 | 230 | 230 | Seattle City Light | N.KING | 1 | Closed | Line | NO | 0.0001 | 0.00081 | 0.00349 | 837 | 900 | 948
40099 | BENTON | 41347 | MIDWAYB2 | 230 | 230 | Lower Columbia Basin | Lower Columbia Basin | 2 | Closed | Line | NO | 0.00597 | 0.04474 | 0.07958 | 370.5 | 370.5 | 482
999945 | TOLHOL31 | 26182 | HOLYWD_F | 230 | 230 | LA BASIN | LA BASIN | 3 | Closed | Line | NO | 0.00018 | 0.00076 | 0.2602 | 494 | 635 | 494
26286 | HAY N | 26156 | HYN1516G | 230 | 230 | LA BASIN | LA BASIN | 1 | Closed | Transformer | YES | -0.00096 | -0.00162 | 0 | 310 | 310 | 310
26286 | HAY N | 26155 | HYN1314G | 230 | 230 | LA BASIN | LA BASIN | 1 | Closed | Transformer | YES | -0.00094 | -0.00166 | 0 | 310 | 310 | 310
26286 | HAY N | 26154 | HYN1112G | 230 | 230 | LA BASIN | LA BASIN | 1 | Closed | Transformer | YES | -0.00106 | -0.00145 | 0 | 310 | 310 | 310
80640 | AAL 2B1 | 53999 | mid_99727 | 230 | 230 | BC HYDRO | BC HYDRO | 3 | Closed | TransformerWinding | YES | 0 | 0.1517 | 0 | 75 | 93.8 | 89
52525 | WTS 230 | 53981 | mid_53981 | 230 | 230 | CEN-KOOT | CEN-KOOT | 1 | Closed | TransformerWinding | YES | 0.00062 | 0.09066 | 0 | 200 | 250 | 238
66725 | WYODAK | 98272 | mid_98272 | 230 | 115 | WY EAST | WY EAST | 2 | Closed | TransformerWinding | YES | 0.00186 | 0.15509 | 0 | 100 | 125 | 100
40099 | BENTON | 40097 | BENTON | 230 | 115 | Lower Columbia Basin | Lower Columbia Basin | 1 | Closed | Transformer | YES | 0.00042 | 0.03125 | 0 | 290.1 | 345.9 | 393.5
52525 | WTS 230 | 53980 | mid_53980 | 230 | 230 | CEN-KOOT | CEN-KOOT | 2 | Closed | TransformerWinding | YES | 0.00062 | 0.09133 | 0 | 200 | 250 | 238
52502 | BTS 230 | 53993 | mid_53993 | 230 | 230 | CEN-KOOT | CEN-KOOT | 7 | Closed | TransformerWinding | YES | 0.00124 | 0.11518 | 0 | 168 | 210 | 199
66750 | YELOWTLP | 73229 | YELLOWTL EST | 230 | 230 | WY NORTH | ZoneBH | 1 | Closed | Line | NO | 0.0001 | 0.0013 | 0.0026 | 442.2 | 442.2 | 442.2
26250 | CASTAIC12 | 26135 | HSKLLCYN | 230 | 230 | LA BASIN | LA BASIN | 3 | Closed | Line | NO | 0.00097 | 0.0154 | 0.03666 | 761 | 796 | 761
52502 | BTS 230 | 53992 | mid_53992 | 230 | 230 | CEN-KOOT | CEN-KOOT | 8 | Closed | TransformerWinding | YES | 0.00124 | 0.11523 | 0 | 168 | 210 | 199
52502 | BTS 230 | 52561 | ALH 230 | 230 | 230 | CEN-KOOT | CEN-KOOT | 1 | Closed | Line | NO | 0.00181 | 0.01312 | 0.02619 | 264.9 | 264.9 | 264.9
66764 | SO BUTTE | 66765 | SPAR CYN | 230 | 230 | ID BPA | ID BPA | 1 | Closed | Line | NO | 0.0057 | 0.03542 | 0.06626 | 350.2 | 350.2 | 494.4
40095 | BELLNGHM | 400950 | SED_BHM_CIO | 230 | 230 | Seattle Area, Olympic Peninsula | WHATCOM | 1 | Closed | Line | NO | 0.00231 | 0.03524 | 0.0757 | 784.8 | 784.8 | 964.1
52502 | BTS 230 | 52558 | BRX 230 | 230 | 230 | CEN-KOOT | CEN-KOOT | 1 | Closed | Line | NO | 5e-05 | 0.00045 | 0.00108 | 467 | 519 | 621.9
52502 | BTS 230 | 52525 | WTS 230 | 230 | 230 | CEN-KOOT | CEN-KOOT | 1 | Closed | Line | NO | 0.00296 | 0.02694 | 0.05328 | 467 | 519 | 621.9
40095 | BELLNGHM | 40321 | CUSTER | 230 | 230 | Seattle Area, Olympic Peninsula | Seattle Area, Olympic Peninsula | 1 | Closed | Line | NO | 0.00117 | 0.0178 | 0.03832 | 784.8 | 784.8 | 968
26250 | CASTAIC12 | 26135 | HSKLLCYN | 230 | 230 | LA BASIN | LA BASIN | 2 | Closed | Line | NO | 0.00097 | 0.01541 | 0.03666 | 761 | 1102 | 761
52435 | VAS 230 | 53985 | mid_99780 | 230 | 500 | S OKAN | BC HYDRO | 1 | Closed | TransformerWinding | YES | 0 | -0.00953 | 0 | 250 | 313 | 296
52435 | VAS 230 | 53984 | mid_99779 | 230 | 500 | S OKAN | BC HYDRO | 2 | Closed | TransformerWinding | YES | 0 | -0.00957 | 0 | 250 | 313 | 296
52320 | DGB 230 | 53991 | mid_53991 | 230 | 230 | S OKAN | S OKAN | 2 | Closed | TransformerWinding | YES | 0.0014 | 0.07196 | 0 | 200 | 250 | 237
26134 | DWP INYO | 26136 | COTTONWD | 230 | 230 | LA OVES | LA OVES | 1 | Closed | Line | NO | 0.0147 | 0.1063 | 0.1938 | 240 | 240 | 240
52316 | LEE 230 | 53989 | mid_53989 | 230 | 230 | S OKAN | S OKAN | 3 | Closed | TransformerWinding | YES | 0.00059 | 0.07205 | 0 | 168 | 210 | 199
52316 | LEE 230 | 53988 | mid_53988 | 230 | 230 | S OKAN | S OKAN | 4 | Closed | TransformerWinding | YES | 0.00122 | 0.07238 | 0 | 168 | 210 | 205
52316 | LEE 230 | 53979 | mid_53979 | 230 | 230 | S OKAN | S OKAN | 2 | Closed | TransformerWinding | YES | 0.00059 | 0.07205 | 0 | 168 | 210 | 199
52316 | LEE 230 | 52320 | DGB 230 | 230 | 230 | S OKAN | S OKAN | 1 | Closed | Line | NO | 0.00238 | 0.01436 | 0.02813 | 337.4 | 407 | 476.1
27031 | PT230 | 26132 | BARRENRD | 230 | 230 | LA OVES | LA OVES | 1 | Closed | Line | NO | 0.0014 | 0.0113 | 0.02585 | 799 | 799 | 799
40095 | BELLNGHM | 40093 | BELLNGHM | 230 | 115 | Seattle Area, Olympic Peninsula | Seattle Area, Olympic Peninsula | 2 | Closed | Transformer | YES | 0.00049 | 0.0281 | 0 | 365 | 429 | 398
40095 | BELLNGHM | 40093 | BELLNGHM | 230 | 115 | Seattle Area, Olympic Peninsula | Seattle Area, Olympic Peninsula | 1 | Closed | Transformer | YES | 0.00041 | 0.0257 | 0 | 320.1 | 420.5 | 416.5
26132 | BARRENRD | 26983 | Q47_1_HV | 230 | 230 | LA OVES | LA BASIN | 1 | Closed | Line | NO | 0.00094 | 0.00619 | 0.02332 | 578 | 723 | 0
48031 | BEACON S | 40092 | BELL S4 | 230 | 230 | AVA: Spokane | Spokane Area, N Idaho, W Montana | 4 | Closed | Line | NO | 0.00096 | 0.0091 | 0.0185 | 796.7 | 796.7 | 796.7
26132 | BARRENRD | 26962 | RECINCO | 230 | 230 | LA OVES | LA OVES | 1 | Closed | Line | NO | 0.00051 | 0.00305 | 0.00593 | 280 | 385 | 280
26905 | BEACONTP | 26132 | BARRENRD | 230 | 230 | LA OVES | LA OVES | 1 | Closed | Line | NO | 0.0003 | 0.0037 | 0.00916 | 799 | 799 | 799
48025 | BEACON N | 40090 | BELL S3 | 230 | 230 | AVA: Spokane | Spokane Area, N Idaho, W Montana | 5 | Closed | Line | NO | 0.00093 | 0.00871 | 0.01777 | 796.7 | 796.7 | 796.7
40090 | BELL S3 | 41356 | GND_COULE_S1 | 230 | 230 | Spokane Area, N Idaho, W Montana | Central Washington | 3 | Closed | Line | NO | 0.01297 | 0.12107 | 0.2411 | 565.7 | 565.7 | 729
26136 | COTTONWD | 26132 | BARRENRD | 230 | 230 | LA OVES | LA OVES | 1 | Closed | Line | NO | 0.01877 | 0.13553 | 0.25398 | 240 | 240 | 240
478180 | WEATFELD_TIE | 478170 | RATLSNAK_TIE | 230 | 230 | Lower Columbia Basin | Lower Columbia Basin | 1 | Closed | Line | NO | 0.00094 | 0.00672 | 0.00052 | 391 | 391 | 391
40090 | BELL S3 | 40624 | LANCASTR | 230 | 230 | Spokane Area, N Idaho, W Montana | Spokane Area, N Idaho, W Montana | 1 | Closed | Line | NO | 0.00364 | 0.03542 | 0.06589 | 513.9 | 513.9 | 689.2
40090 | BELL S3 | 40092 | BELL S4 | 230 | 230 | Spokane Area, N Idaho, W Montana | Spokane Area, N Idaho, W Montana | BS | Closed | Line | NO | 0 | 0.00029 | 0 | 1593.4 | 1893 | 2238.8
26132 | BARRENRD | 26135 | HSKLLCYN | 230 | 230 | LA OVES | LA BASIN | 3 | Closed | Line | NO | 0.0059 | 0.0838 | 0.18543 | 950 | 1195 | 950
52262 | BEN 230 | 53996 | mid_53996 | 230 | 230 | S OKAN | S OKAN | 1 | Closed | TransformerWinding | YES | 0 | 0.112 | 0 | 168 | 210 | 205
52262 | BEN 230 | 52435 | VAS 230 | 230 | 230 | S OKAN | S OKAN | 1 | Closed | Line | NO | 0.00145 | 0.00877 | 0.01716 | 337.4 | 459.1 | 476.1
40089 | DAY_MT_SPKN+ | 40909 | SACHEEN | 230 | 230 | Spokane Area, N Idaho, W Montana | Spokane Area, N Idaho, W Montana | 1 | Closed | Line | NO | 0.00413 | 0.03898 | 0.07735 | 418.3 | 418.3 | 641.4
40088 | BELL S2 | 47091 | USK | 230 | 230 | Spokane Area, N Idaho, W Montana | AVA: Pend Oreille PUD | 1 | Closed | Line | NO | 0.00736 | 0.06955 | 0.1371 | 478 | 478 | 677.2
26132 | BARRENRD | 26135 | HSKLLCYN | 230 | 230 | LA OVES | LA BASIN | 2 | Closed | Line | NO | 0.0059 | 0.0838 | 0.18543 | 950 | 1195 | 950
621001 | MILL CREEK | 621201 | PHSHFT MLCRK | 230 | 230 | BUTTE_MT | BUTTE_MT | PS | Closed | Transformer | YES | 0 | 0.02286 | 0 | 350 | 350 | 350
40088 | BELL S2 | 41358 | GND_COULE_S3 | 230 | 230 | Spokane Area, N Idaho, W Montana | Central Washington | 5 | Closed | Line | NO | 0.01286 | 0.12551 | 0.23226 | 569.7 | 569.7 | 733
40088 | BELL S2 | 40090 | BELL S3 | 230 | 230 | Spokane Area, N Idaho, W Montana | Spokane Area, N Idaho, W Montana | BS | Closed | Line | NO | 0 | 0.00029 | 0 | 796.7 | 946.5 | 1119.4
26132 | BARRENRD | 26135 | HSKLLCYN | 230 | 230 | LA OVES | LA BASIN | 1 | Closed | Line | NO | 0.0091 | 0.0877 | 0.17644 | 458 | 651 | 458
26132 | BARRENRD | 26133 | BARRENRD_SVC | 230 | 230 | LA OVES | LA OVES | 1 | Closed | Line | NO | 0 | 0.0001 | 0.10031 | 950 | 1200 | 950
621001 | MILL CREEK | 621006 | SOUTH BUTTE | 230 | 230 | BUTTE_MT | BUTTE_MT | 1 | Closed | Line | NO | 0.00384 | 0.03526 | 0.07389 | 478 | 478 | 478
26131 | OWENSCON | 26134 | DWP INYO | 230 | 230 | LA OVES | LA OVES | 1 | Closed | Line | NO | 0.0019 | 0.0139 | 0.0246 | 319 | 319 | 319
52219 | WHS 230 | 53983 | mid_53983 | 230 | 230 | COMINCO | COMINCO | 1 | Closed | TransformerWinding | YES | 0 | 0.09615 | 0 | 200 | 218 | 218
52219 | WHS 230 | 53982 | mid_53982 | 230 | 230 | COMINCO | COMINCO | 2 | Closed | TransformerWinding | YES | 0 | 0.09635 | 0 | 200 | 218 | 218
52211 | RGA 230 | 53987 | mid_53987 | 230 | 230 | S OKAN | S OKAN | 1 | Closed | TransformerWinding | YES | 0 | 0.09083 | 0 | 168 | 210 | 184
26130 | OWENSMID | 26131 | OWENSCON | 230 | 230 | LA OVES | LA OVES | 1 | Closed | Line | NO | 0.001 | 0.0077 | 0.0154 | 459 | 651 | 459
52211 | RGA 230 | 53986 | mid_53986 | 230 | 230 | S OKAN | S OKAN | 4 | Closed | TransformerWinding | YES | 0 | 0.09083 | 0 | 199 | 223 | 237
52211 | RGA 230 | 52435 | VAS 230 | 230 | 230 | S OKAN | S OKAN | 2 | Closed | Line | NO | 0.00423 | 0.02557 | 0.05005 | 337.4 | 459.1 | 476.1
52211 | RGA 230 | 52435 | VAS 230 | 230 | 230 | S OKAN | S OKAN | 1 | Closed | Line | NO | 0.00423 | 0.02557 | 0.05005 | 337.4 | 459.1 | 476.1
52211 | RGA 230 | 52320 | DGB 230 | 230 | 230 | S OKAN | S OKAN | 1 | Closed | Line | NO | 0.00642 | 0.03884 | 0.07607 | 337.4 | 407 | 476.1
40088 | BELL S2 | 40087 | BELL BPA | 230 | 115 | Spokane Area, N Idaho, W Montana | Spokane Area, N Idaho, W Montana | 6 | Closed | Transformer | YES | 0.00079 | 0.02527 | 0 | 249.6 | 342.3 | 375
26129 | OWENS UP | 26130 | OWENSMID | 230 | 230 | LA OVES | LA OVES | 1 | Closed | Line | NO | 0.0006 | 0.0042 | 0.0084 | 459 | 651 | 459
51849 | SBK 230 | 81722 | mid_81722 | 230 | 500 | BC HYDRO | BC HYDRO | 21 | Closed | TransformerWinding | YES | -2e-05 | -0.00167 | 0 | 600 | 600 | 714
51849 | SBK 230 | 81721 | mid_81721 | 230 | 500 | BC HYDRO | BC HYDRO | 22 | Closed | TransformerWinding | YES | -2e-05 | -0.00158 | 0 | 600 | 600 | 714
40086 | BELL S1 | 40089 | DAY_MT_SPKN+ | 230 | 230 | Spokane Area, N Idaho, W Montana | Spokane Area, N Idaho, W Montana | 1 | Closed | Line | NO | 0.00078 | 0.00737 | 0.01441 | 525.9 | 525.9 | 705.1
51849 | SBK 230 | 80707 | SGB 230 | 230 | 230 | BC HYDRO | BC HYDRO | 2 | Closed | Line | NO | 0.00544 | 0.05174 | 0.10763 | 535 | 581.2 | 664.1
51849 | SBK 230 | 80707 | SGB 230 | 230 | 230 | BC HYDRO | BC HYDRO | 1 | Closed | Line | NO | 0.00544 | 0.05174 | 0.10763 | 535 | 581.2 | 664.1
40086 | BELL S1 | 40088 | BELL S2 | 230 | 230 | Spokane Area, N Idaho, W Montana | Spokane Area, N Idaho, W Montana | BS | Closed | Line | NO | 0 | 0.00029 | 0 | 796.7 | 946.5 | 1119.4
40084 | BELL S0 | 41275 | WESTBPA1 | 230 | 230 | Spokane Area, N Idaho, W Montana | Spokane Area Publics | 1 | Closed | Line | NO | 0.00117 | 0.01091 | 0.02162 | 554.5 | 554.5 | 724.2
40084 | BELL S0 | 40092 | BELL S4 | 230 | 230 | Spokane Area, N Idaho, W Montana | Spokane Area, N Idaho, W Montana | BS | Closed | Line | NO | 0 | 0.00029 | 0 | 1195.1 | 1419.7 | 1679.1
40086 | BELL S1 | 40084 | BELL S0 | 230 | 230 | Spokane Area, N Idaho, W Montana | Spokane Area, N Idaho, W Montana | BS | Closed | Line | NO | 0 | 0.00029 | 0 | 1593.4 | 1893 | 2238.8
51757 | ARN 62H | 51758 | STV 62H | 230 | 230 | BC HYDRO | BC HYDRO | 1 | Closed | Line | NO | 6e-05 | 0.00036 | 0.04048 | 330.6 | 330.6 | 398.4
51748 | RUT 2P | 80559 | TIS 230 | 230 | 230 | BC HYDRO | BC HYDRO | 1 | Closed | Line | NO | 7e-05 | 0.00065 | 0.00204 | 437.4 | 492.8 | 548.2
51731 | KHS 230 | 81874 | mid_81874 | 230 | 230 | BC HYDRO | BC HYDRO | 1 | Closed | TransformerWinding | YES | 0.00476 | 0.1666 | 0 | 75 | 75 | 89.1
51731 | KHS 230 | 81873 | mid_81873 | 230 | 230 | BC HYDRO | BC HYDRO | 2 | Closed | TransformerWinding | YES | 0.00476 | 0.1666 | 0 | 75 | 75 | 89.1
51725 | MBO 129H | 51726 | MTG 129H | 230 | 230 | BC HYDRO | BC HYDRO | 1 | Closed | Line | NO | 0.00011 | 0.00026 | 0.30319 | 600 | 792.8 | 600
51707 | HLT 40H | 80075 | BND 40P | 230 | 230 | BC HYDRO | BC HYDRO | 1 | Closed | Line | NO | 0.00055 | 0.00354 | 0.00702 | 420.7 | 468.5 | 530.2
51702 | HLT 39H | 80960 | COK 39P2 | 230 | 230 | BC HYDRO | BC HYDRO | 1 | Closed | Line | NO | 0.00097 | 0.00591 | 0.01151 | 419.5 | 464.1 | 517.5
621154 | PETERSON SC | 621201 | PHSHFT MLCRK | 230 | 230 | BUTTE_MT | BUTTE_MT | 1 | Closed | Line | NO | 0.01302 | 0.11945 | 0.25034 | 478 | 478 | 478
622001 | GTF 230SWYD | 627107 | LANDERS FORK | 230 | 230 | GTFALLS_MT | HELENA_MT | 1 | Closed | Line | NO | 0.01227 | 0.11256 | 0.2359 | 478 | 478 | 478
18410 | BIGHORN | 18870 | SILV_ST | 230 | 230 | ZoneN2 | ZoneN2 | 1 | Closed | Line | NO | 2e-05 | 0.00014 | 0.00031 | 430.2 | 430.2 | 430.2
26103 | VALLEY | 26268 | TOL E | 230 | 230 | LA BASIN | LA BASIN | 2 | Closed | Line | NO | 0.00128 | 0.00979 | 0.0212 | 495 | 719 | 495
51596 | RBW 2P | 51748 | RUT 2P | 230 | 230 | BC HYDRO | BC HYDRO | 1 | Closed | Line | NO | 0.00154 | 0.01475 | 0.04624 | 437.4 | 492.8 | 548.2
51572 | DKW 230 | 51580 | DKT 230 | 230 | 230 | BC HYDRO | BC HYDRO | 1 | Closed | Line | NO | 0.00138 | 0.00739 | 0.0147 | 199.2 | 199.2 | 199.2
18135 | GRTETON | 181050 | PROSPECTOR | 230 | 230 | ZoneN3 | ZoneN2 | 1 | Closed | Line | NO | 0.00148 | 0.01414 | 0.0596 | 860 | 860 | 860
26099 | SYLMAR2 | 26273 | SYL PF BUS 4 | 230 | 230 | LA PDCI | LA PDCI | 1 | Closed | Line | NO | 0 | 0.00029 | 0 | 9999 | 9999 | 9999
26099 | SYLMAR2 | 26271 | SYL PF BUS 2 | 230 | 230 | LA PDCI | LA PDCI | 1 | Closed | Line | NO | 0 | 0.00029 | 0 | 9999 | 9999 | 9999
40059 | ASHE | 41149 | WHITE BL | 230 | 230 | Lower Columbia Basin | Lower Columbia Basin | 1 | Closed | Line | NO | 0.0023 | 0.01486 | 0.02577 | 426.3 | 426.3 | 549.8
40059 | ASHE | 40065 | ASHE# | 230 | 230 | Lower Columbia Basin | Lower Columbia Basin | 1 | Closed | Line | NO | 0.00207 | 0.01341 | 0.02317 | 394.4 | 394.4 | 529.8
40059 | ASHE | 40064 | TRS | 230 | 230 | Lower Columbia Basin | Lower Columbia Basin | 2 | Closed | Line | NO | 0.00012 | 0.00069 | 0.00147 | 358.5 | 358.5 | 505.9
26097 | SYLMAR1 | 26272 | SYL PF BUS 3 | 230 | 230 | LA PDCI | LA PDCI | 1 | Closed | Line | NO | 0 | 0.00029 | 0 | 9999 | 9999 | 9999
40059 | ASHE | 40058 | WNP1 | 230 | 230 | Lower Columbia Basin | Lower Columbia Basin | 2 | Closed | Line | NO | 0.00055 | 0.00316 | 0.04814 | 358.5 | 358.5 | 505.9
26097 | SYLMAR1 | 26270 | SYL PF BUS 1 | 230 | 230 | LA PDCI | LA PDCI | 1 | Closed | Line | NO | 0 | 0.00029 | 0 | 9999 | 9999 | 9999
51536 | MTC 29P | 80560 | PSY 230 | 230 | 230 | BC HYDRO | BC HYDRO | 1 | Closed | Line | NO | 0.01219 | 0.11117 | 0.23395 | 453 | 453 | 465.7
26097 | SYLMAR1 | 26098 | SYLMAR220 | 230 | 230 | LA PDCI | LA BASIN | 1 | Closed | Line | NO | 0 | 0.0003 | 0 | 1863 | 1863 | 1863
51536 | MTC 29P | 80554 | JMC 230 | 230 | 230 | BC HYDRO | BC HYDRO | 1 | Closed | Line | NO | 0.00131 | 0.01194 | 0.02513 | 453 | 453 | 465.7
51535 | MTC 230 | 51536 | MTC 29P | 230 | 230 | BC HYDRO | BC HYDRO | 1 | Closed | Line | NO | 0.00083 | 0.00755 | 0.01579 | 159.4 | 159.4 | 159.4
51534 | SAY 230 | 81801 | mid_81801 | 230 | 230 | BC HYDRO | BC HYDRO | 2 | Closed | TransformerWinding | YES | 0.00221 | 0.07747 | 0 | 150 | 150 | 178
51534 | SAY 230 | 81800 | mid_81800 | 230 | 230 | BC HYDRO | BC HYDRO | 3 | Closed | TransformerWinding | YES | 0.00242 | 0.0848 | 0 | 150 | 150 | 178
622702 | MARIAS | 622704 | HAYLAKE | 230 | 230 | GTFALLS_MT | GTFALLS_MT | 1 | Closed | Line | NO | 0.00323 | 0.03819 | 0.07619 | 752 | 875 | 752
51534 | SAY 230 | 80560 | PSY 230 | 230 | 230 | BC HYDRO | BC HYDRO | 1 | Closed | Line | NO | 0 | 4e-05 | 9e-05 | 478 | 478 | 478
51533 | ETR 230 | 80554 | JMC 230 | 230 | 230 | BC HYDRO | BC HYDRO | 1 | Closed | Line | NO | 0.00094 | 0.00856 | 0.01791 | 398.4 | 398.4 | 398.4
622701 | MARIAS S | 622702 | MARIAS | 230 | 230 | GTFALLS_MT | GTFALLS_MT | SC | Closed | Series Cap | NO | 0 | -0.06522 | 0 | 484 | 558 | 484
51510 | BR1 230 | 81978 | mid_81978 | 230 | 230 | BC HYDRO | BC HYDRO | 3 | Closed | TransformerWinding | YES | 0.007 | 0.2449 | 0 | 75 | 89 | 89
51510 | BR1 230 | 81977 | mid_81977 | 230 | 230 | BC HYDRO | BC HYDRO | 30 | Closed | TransformerWinding | YES | 0.00705 | 0.24674 | 0 | 84 | 84 | 100
622714 | RIMROCK WEST | 622715 | RIMROCK EAST | 230 | 230 | GTFALLS_MT | GTFALLS_MT | 1 | Closed | Line | NO | 0.00011 | 0.00247 | 0.03945 | 323 | 323 | 323
51498 | SAL 230 | 51725 | MBO 129H | 230 | 230 | BC HYDRO | BC HYDRO | 1 | Closed | Line | NO | 0.00097 | 0.00971 | 0.02171 | 619.9 | 666.1 | 706.3
40050 | ALVEY_N | 46293 | MCKENZEW | 230 | 230 | Western Oregon | Eugene, OR | 1 | Closed | Line | NO | 0.00157 | 0.01439 | 0.02898 | 402 | 402 | 609
40050 | ALVEY_N | 45093 | DIXONVLE | 230 | 230 | Western Oregon | PAC:ROSE | 1 | Closed | Line | NO | 0.00942 | 0.08552 | 0.176 | 406 | 472 | 638
40050 | ALVEY_N | 40627 | LANE S1 | 230 | 230 | Western Oregon | Western Oregon | 1 | Closed | Line | NO | 0.00154 | 0.01958 | 0.03897 | 505.9 | 505.9 | 729
40049 | ALVEY_S | 40701 | MARTIN# | 230 | 230 | Western Oregon | Western Oregon | 1 | Closed | Line | NO | 0.00461 | 0.02872 | 0.05384 | 426.3 | 426.3 | 525.9
40049 | ALVEY_S | 40375 | ALVEY_JMP | 230 | 230 | Western Oregon | Western Oregon | 2 | Closed | Line | NO | 0.00045 | 0.00705 | 0.01398 | 741 | 741 | 946.1
40049 | ALVEY_S | 40050 | ALVEY_N | 230 | 230 | Western Oregon | Western Oregon | BS | Closed | Line | NO | 0 | 0.00029 | 0 | 796.7 | 946.5 | 1119.4
26135 | HSKLLCYN | 26094 | SYLMAR | 230 | 230 | LA BASIN | LA BASIN | 2 | Closed | Line | NO | 0.00131 | 0.01757 | 0.04005 | 972 | 1147 | 9999
622703 | HAYLAKE N | 622704 | HAYLAKE | 230 | 230 | GTFALLS_MT | GTFALLS_MT | SC | Closed | Series Cap | NO | 0 | -0.11664 | 0 | 484 | 558 | 484
51440 | ASL 12P | 51441 | ASL 230 | 230 | 230 | BC HYDRO | BC HYDRO | 1 | Closed | Line | NO | 0.00036 | 0.00225 | 0.00408 | 79.7 | 79.7 | 79.7
26135 | HSKLLCYN | 26094 | SYLMAR | 230 | 230 | LA BASIN | LA BASIN | 1 | Closed | Line | NO | 0.0012 | 0.0183 | 0.04183 | 738 | 1070 | 738
51415 | TBY 129H | 51726 | MTG 129H | 230 | 230 | BC HYDRO | BC HYDRO | 1 | Closed | Line | NO | 0.00052 | 0.00441 | 0.00914 | 645 | 645 | 766.9
26099 | SYLMAR2 | 26094 | SYLMAR | 230 | 230 | LA PDCI | LA BASIN | 1 | Closed | Line | NO | 0 | 0.0003 | 0 | 1600 | 1800 | 1600
51373 | FCN 2B1 | 80355 | FCN 2B2 | 230 | 230 | BC HYDRO | BC HYDRO | 3 | Closed | Line | NO | 0 | 7e-05 | 0 | 478 | 478 | 478
26094 | SYLMAR | 26098 | SYLMAR220 | 230 | 230 | LA BASIN | LA BASIN | G | Closed | Transformer | YES | 0 | 0.00135 | 0 | 900 | 1134 | 900
67710 | TB FLAT 1&2 | 67721 | TB FLAT 2 | 230 | 230 | WY EAST | WY EAST | 1 | Closed | Line | NO | 0.00189 | 0.01976 | 0.03143 | 444 | 557 | 557
67710 | TB FLAT 1&2 | 69028 | SHIRLYBS | 230 | 230 | WY EAST | WY EAST | 1 | Closed | Line | NO | 7e-05 | 0.0006 | 0.0022 | 637 | 637 | 637
26094 | SYLMAR | 26098 | SYLMAR220 | 230 | 230 | LA BASIN | LA BASIN | F | Closed | Transformer | YES | 9e-05 | 0.00213 | 0 | 600 | 800 | 600
999931 | BOTSAM11 | 42318 | SAMMSH W | 230 | 230 | Seattle City Light | N.KING | 1 | Closed | Line | NO | 0.00167 | 0.01768 | 0.04287 | 980 | 980 | 1042.1
623001 | BLG STEAMPLT | 623412 | ALKALI CREEK | 230 | 230 | BILLINGS_MT | BILLINGS_MT | 1 | Closed | Line | NO | 0.00137 | 0.01253 | 0.02626 | 478 | 478 | 478
623001 | BLG STEAMPLT | 623079 | BLG WICKS LN | 230 | 230 | BILLINGS_MT | BILLINGS_MT | 1 | Closed | Line | NO | 0.00069 | 0.00634 | 0.01328 | 478 | 478 | 478
40050 | ALVEY_N | 40047 | ALVEY_N | 230 | 115 | Western Oregon | Western Oregon | 4 | Closed | Transformer | YES | 0.00049 | 0.02932 | 0 | 288.2 | 356.4 | 378.5
40049 | ALVEY_S | 40047 | ALVEY_N | 230 | 115 | Western Oregon | Western Oregon | 3 | Closed | Transformer | YES | 0.00035 | 0.02626 | 0 | 327.6 | 402.1 | 427.6
26094 | SYLMAR | 26098 | SYLMAR220 | 230 | 230 | LA BASIN | LA BASIN | E | Closed | Transformer | YES | 9e-05 | 0.0022 | 0 | 600 | 800 | 600
51233 | VIT 2B41 | 51498 | SAL 230 | 230 | 230 | BC HYDRO | BC HYDRO | 1 | Closed | Line | NO | 0.00104 | 0.00969 | 0.02079 | 619.9 | 644.6 | 706.3
67796 | AEOLUS | 67946 | FREEZOUT | 230 | 230 | WY EAST | WY EAST | 1 | Closed | Line | NO | 0.00032 | 0.00429 | 0.01647 | 867 | 1092 | 1295
67796 | AEOLUS | 69028 | SHIRLYBS | 230 | 230 | WY EAST | WY EAST | 1 | Closed | Line | NO | 0.0013 | 0.01683 | 0.06302 | 1422 | 1702 | 1756
51222 | EBT 129H | 51415 | TBY 129H | 230 | 230 | BC HYDRO | BC HYDRO | 1 | Closed | Line | NO | 0.00067 | 0.00154 | 1.816 | 601.1 | 792.8 | 601.1
26093 | TARZANA | 999950 | TAROLY31 | 230 | 230 | LA BASIN | LA BASIN | 3 | Closed | Line | NO | 0.00146 | 0.01281 | 0.03279 | 529 | 769 | 529
623001 | BLG STEAMPLT | 623002 | PHSHFT STMPL | 230 | 230 | BILLINGS_MT | BILLINGS_MT | PS | Closed | Transformer | YES | 0 | 0.0285 | 0 | 300 | 300 | 300
67814 | WINDSTAR | 69512 | LATIGO | 230 | 230 | WY EAST | WY EAST | 1 | Closed | Line | NO | 0.00116 | 0.01321 | 0.02902 | 935 | 1147 | 1027
26093 | TARZANA | 26640 | CAN C HI | 230 | 230 | LA BASIN | LA SUB-TRANS | C | Closed | Line | NO | 0.00053 | 0.00145 | 0.2608 | 226 | 261 | 226
40044 | ALLSTN W | 43599 | TROJAN_V81 | 230 | 230 | Portland Area | Portland General - BES S/S | 1 | Closed | Line | NO | 0.00077 | 0.01062 | 0.03555 | 697.2 | 697.2 | 856.5
51189 | MLE 2B2 | 81171 | MLE 2B3 | 230 | 230 | BC HYDRO | BC HYDRO | 5 | Closed | Line | NO | 0 | 1e-05 | 0 | 796.7 | 796.7 | 796.7
51189 | MLE 2B2 | 80081 | MLE 2B1 | 230 | 230 | BC HYDRO | BC HYDRO | 2 | Closed | Line | NO | 0 | 7e-05 | 0 | 796.7 | 796.7 | 796.7
40044 | ALLSTN W | 40670 | LONGVIEW_S | 230 | 230 | Portland Area | Cowlitz County, WA | 2 | Closed | Line | NO | 0.00075 | 0.00717 | 0.01397 | 569.7 | 569.7 | 701.1
40044 | ALLSTN W | 40670 | LONGVIEW_S | 230 | 230 | Portland Area | Cowlitz County, WA | 1 | Closed | Line | NO | 0.00071 | 0.00676 | 0.01319 | 569.7 | 569.7 | 701.1
26093 | TARZANA | 26639 | CAN B HI | 230 | 230 | LA BASIN | LA SUB-TRANS | B | Closed | Line | NO | 0.00053 | 0.00145 | 0.1883 | 226 | 261 | 226
73148 | OSAGE | 73283 | YELOWCRK | 230 | 230 | ZoneBK | ZoneBK | 1 | Closed | Line | NO | 0.00686 | 0.06137 | 0.13059 | 318 | 318 | 318
51156 | CAM 56P | 51779 | MAN 56H | 230 | 230 | BC HYDRO | BC HYDRO | 1 | Closed | Line | NO | 0.00045 | 0.00313 | 0.00612 | 474.9 | 526.7 | 579.2
51155 | CAM 2B5 | 51156 | CAM 56P | 230 | 230 | BC HYDRO | BC HYDRO | 1 | Closed | Line | NO | 0 | 2e-05 | 4e-05 | 425.5 | 425.5 | 515.1
40044 | ALLSTN W | 40355 | DRISCOLL | 230 | 230 | Portland Area | Portland Area | 1 | Closed | Line | NO | 0.00325 | 0.03097 | 0.06001 | 525.9 | 525.9 | 673.2
401450 | BOU_WAN_CIO | 51150 | NLY TAP | 230 | 230 | Spokane Area, N Idaho, W Montana | COMINCO | 1 | Open | Line | NO | 0.00023 | 0.00216 | 0.00317 | 443 | 467 | 454
51150 | NLY TAP | 52219 | WHS 230 | 230 | 230 | COMINCO | COMINCO | 1 | Closed | Line | NO | 0.00216 | 0.02154 | 0.04338 | 467 | 478 | 478
26093 | TARZANA | 26638 | CAN A HI | 230 | 230 | LA BASIN | LA SUB-TRANS | A | Closed | Line | NO | 0.00053 | 0.00145 | 0.1762 | 226 | 261 | 226
51146 | RUT 230 | 51748 | RUT 2P | 230 | 230 | BC HYDRO | BC HYDRO | 1 | Closed | Line | NO | 2e-05 | 0.00014 | 0.00027 | 417.1 | 417.1 | 507.5
40043 | ALLSTN E | 43601 | TROJAN_V82 | 230 | 230 | Portland Area | Portland General - BES S/S | 2 | Closed | Line | NO | 0.00077 | 0.01058 | 0.03518 | 697.2 | 697.2 | 856.5
40043 | ALLSTN E | 40672 | LONGVANX | 230 | 230 | Portland Area | Cowlitz County, WA | 3 | Closed | Line | NO | 0.00092 | 0.00646 | 0.01204 | 565.7 | 565.7 | 697.2
40043 | ALLSTN E | 40357 | DRISCOL# | 230 | 230 | Portland Area | Portland Area | 1 | Closed | Line | NO | 0.00322 | 0.03081 | 0.05957 | 525.9 | 525.9 | 673.2
40043 | ALLSTN E | 40044 | ALLSTN W | 230 | 230 | Portland Area | Portland Area | BS | Closed | Line | NO | 0 | 0.00029 | 0 | 1195.1 | 1419.7 | 1600.2
51068 | ARN 230 | 81995 | mid_81995 | 230 | 132 | BC HYDRO | BC HYDRO | 2 | Closed | TransformerWinding | YES | 0.00171 | 0.05998 | 0 | 168 | 168 | 199.5
51068 | ARN 230 | 81994 | mid_81994 | 230 | 230 | BC HYDRO | BC HYDRO | 9 | Closed | TransformerWinding | YES | 0.00219 | 0.07673 | 0 | 157.3 | 157.3 | 186.8
51068 | ARN 230 | 81993 | mid_81993 | 230 | 230 | BC HYDRO | BC HYDRO | 10 | Closed | TransformerWinding | YES | 0.00319 | 0.11173 | 0 | 168 | 168 | 199.5
51068 | ARN 230 | 81732 | mid_81732 | 230 | 230 | BC HYDRO | BC HYDRO | 11 | Closed | TransformerWinding | YES | 0.00075 | 0.0261 | 0 | 158 | 158 | 200
51068 | ARN 230 | 81731 | mid_81731 | 230 | 230 | BC HYDRO | BC HYDRO | 12 | Closed | TransformerWinding | YES | 0.00077 | 0.02688 | 0 | 158 | 158 | 200
51068 | ARN 230 | 51757 | ARN 62H | 230 | 230 | BC HYDRO | BC HYDRO | 1 | Closed | Line | NO | 0.0006 | 0.00366 | 0.00706 | 330.6 | 330.6 | 398.4
40043 | ALLSTN E | 40041 | ALLSTON | 230 | 115 | Portland Area | Portland Area | 3 | Closed | Transformer | YES | 0.00052 | 0.02528 | 0 | 322 | 413.6 | 433.9
51068 | ARN 230 | 51222 | EBT 129H | 230 | 230 | BC HYDRO | BC HYDRO | 1 | Closed | Line | NO | 0.00105 | 0.01052 | 0.02351 | 627.4 | 740.2 | 785.2
51061 | HWW 123P | 80134 | HWW 230A | 230 | 230 | BC HYDRO | BC HYDRO | 1 | Closed | Line | NO | 0.00094 | 0.00824 | 0.03083 | 400 | 400 | 474.9
40039 | ALFALFA+ | 45229 | OUTLOOK | 230 | 230 | Lower Columbia Basin | PAC:YKMA | 1 | Closed | Line | NO | 0.002 | 0.01346 | 0.02316 | 426.3 | 426.3 | 549.8
40039 | ALFALFA+ | 40141 | NBONVL E | 230 | 230 | Lower Columbia Basin | Portland Area | 1 | Closed | Line | NO | 0.02455 | 0.16166 | 0.2801 | 195.2 | 195.2 | 386.4
51034 | SYH 6P | 51068 | ARN 230 | 230 | 230 | BC HYDRO | BC HYDRO | 1 | Closed | Line | NO | 0.00112 | 0.00977 | 0.03655 | 637.4 | 637.4 | 637.4
51018 | SYH 2T1 | 51034 | SYH 6P | 230 | 230 | BC HYDRO | BC HYDRO | 1 | Closed | Line | NO | 1e-05 | 5e-05 | 9e-05 | 119.5 | 119.5 | 119.5
51017 | KMI 230 | 81861 | mid_81861 | 230 | 230 | BC HYDRO | BC HYDRO | 1 | Closed | TransformerWinding | YES | 0.00058 | 0.02042 | 0 | 90 | 90 | 106.9
40033 | ALCOA | 40900 | ROSS_E | 230 | 230 | Portland Area | Clark County, WA | 3 | Closed | Line | NO | 0.00066 | 0.00629 | 0.01239 | 569.7 | 569.7 | 701.1
40033 | ALCOA | 40031 | ALCOA | 230 | 115 | Portland Area | Portland Area | 8 | Closed | Transformer | YES | 0.00071 | 0.02846 | 0 | 316.2 | 385.2 | 411.9
40027 | ALBANY | 40942 | SANTIAM# | 230 | 230 | Western Oregon | Western Oregon | 1 | Closed | Line | NO | 0.00686 | 0.04415 | 0.07736 | 426.3 | 426.3 | 525.9
50888 | HWW 128P | 80135 | HWW 230B | 230 | 230 | BC HYDRO | BC HYDRO | 2 | Closed | Line | NO | 0.00094 | 0.00824 | 0.03083 | 400 | 400 | 474.9
999963 | SCAOLY21 | 26087 | OLYMPC | 230 | 230 | LA BASIN | LA BASIN | 2 | Open | Line | NO | 0.00119 | 0.00366 | 0.9472 | 348 | 348 | 348
50883 | RBW 1P | 80355 | FCN 2B2 | 230 | 230 | BC HYDRO | BC HYDRO | 1 | Closed | Line | NO | 0.00158 | 0.00945 | 0.01682 | 220.3 | 306 | 318.7
50883 | RBW 1P | 51149 | PEM 1P | 230 | 230 | BC HYDRO | BC HYDRO | 1 | Closed | Line | NO | 0.00451 | 0.027 | 0.04807 | 220.3 | 306 | 397.6
999950 | TAROLY31 | 26087 | OLYMPC | 230 | 230 | LA BASIN | LA BASIN | 3 | Closed | Line | NO | 0.00037 | 0.00146 | 0.3172 | 381 | 435 | 381
623181 | STLWTR WIND | 623210 | COLUMBS-RPLJ | 230 | 230 | BILLINGS_MT | BILLINGS_MT | 1 | Closed | Line | NO | 0.00183 | 0.01677 | 0.03515 | 478 | 478 | 478
40027 | ALBANY | 40025 | ALBANY | 230 | 115 | Western Oregon | Western Oregon | 1 | Closed | Transformer | YES | 0.00028 | 0.0243 | 0 | 316.2 | 417.5 | 446.3
50837 | KGP 230 | 80644 | MNK 230 | 230 | 230 | BC HYDRO | BC HYDRO | 1 | Closed | Line | NO | 6e-05 | 0.00038 | 0.00074 | 431 | 478 | 538.6
401460 | BOU_NLY_CIO | 50822 | NLY 2PS2 | 230 | 230 | Spokane Area, N Idaho, W Montana | BC HYDRO | 1 | Closed | Line | NO | 0.00022 | 0.00185 | 0.00364 | 415.1 | 415.1 | 461.3
26094 | SYLMAR | 26086 | NRTHRDGE | 230 | 230 | LA BASIN | LA BASIN | 1 | Closed | Line | NO | 0.00086 | 0.01293 | 0.03081 | 708 | 1003 | 708
24076 | LAGUBELL | 26269 | VEL G | 230 | 230 | SCE Los Angeles Basin 230kV | LA BASIN | 1 | Open | Line | NO | 0.0026 | 0.026 | 0.054 | 343 | 566 | 343
40021 | ADDY_N | 40146 | BOUNDRYW | 230 | 230 | Spokane Area, N Idaho, W Montana | Spokane Area, N Idaho, W Montana | 3 | Closed | Line | NO | 0.00754 | 0.0847 | 0.1675 | 569.7 | 569.7 | 733
26086 | NRTHRDGE | 26093 | TARZANA | 230 | 230 | LA BASIN | LA BASIN | 1 | Closed | Line | NO | 0.00046 | 0.00531 | 0.01136 | 836 | 1015 | 836
40021 | ADDY_N | 40090 | BELL S3 | 230 | 230 | Spokane Area, N Idaho, W Montana | Spokane Area, N Idaho, W Montana | 3 | Closed | Line | NO | 0.00671 | 0.07425 | 0.14598 | 557.7 | 557.7 | 717.1
623312 | BROADVIEW | 624118 | JUDITHGAP SO | 230 | 230 | BILLINGS_MT | LEWSTN_MT | 1 | Closed | Line | NO | 0.009 | 0.08257 | 0.17305 | 478 | 478 | 478
40019 | ADDY_S | 40319 | CUSICK | 230 | 230 | Spokane Area, N Idaho, W Montana | Spokane Area, N Idaho, W Montana | 1 | Closed | Line | NO | 0.00621 | 0.03913 | 0.07169 | 426.3 | 426.3 | 549.8
40019 | ADDY_S | 40021 | ADDY_N | 230 | 230 | Spokane Area, N Idaho, W Montana | Spokane Area, N Idaho, W Montana | DS | Open | Line | NO | 0 | 0.00029 | 0 | 637.3 | 891.2 | 959
50789 | AAL 2B2 | 80640 | AAL 2B1 | 230 | 230 | BC HYDRO | BC HYDRO | 23 | Closed | Line | NO | 0 | 3e-05 | 0 | 478 | 478 | 478
50788 | KCL 230 | 81881 | mid_81881 | 230 | 230 | BC HYDRO | BC HYDRO | 5 | Closed | TransformerWinding | YES | 0.00269 | 0.09424 | 0 | 168 | 168 | 199.5
50788 | KCL 230 | 81880 | mid_81880 | 230 | 230 | BC HYDRO | BC HYDRO | 6 | Closed | TransformerWinding | YES | 0.00269 | 0.09396 | 0 | 168 | 168 | 199.5
50788 | KCL 230 | 52502 | BTS 230 | 230 | 230 | BC HYDRO | CEN-KOOT | 1 | Closed | Line | NO | 0.00306 | 0.02074 | 0.03828 | 337 | 459 | 476.1
50787 | NTL 230 | 81824 | mid_81824 | 230 | 230 | BC HYDRO | BC HYDRO | 3 | Closed | TransformerWinding | YES | 0.00294 | 0.1029 | 0 | 168 | 168 | 199.5
50787 | NTL 230 | 81823 | mid_81823 | 230 | 230 | BC HYDRO | BC HYDRO | 4 | Closed | TransformerWinding | YES | 0.00306 | 0.10718 | 0 | 168 | 168 | 199.5
50786 | INV 230 | 81890 | mid_81890 | 230 | 230 | BC HYDRO | BC HYDRO | 1 | Closed | TransformerWinding | YES | 0.00669 | 0.23402 | 0 | 84 | 84 | 99.8
50786 | INV 230 | 81889 | mid_81889 | 230 | 230 | BC HYDRO | BC HYDRO | 11 | Closed | TransformerWinding | YES | 0.00673 | 0.23535 | 0 | 84 | 84 | 99.8
50786 | INV 230 | 51731 | KHS 230 | 230 | 230 | BC HYDRO | BC HYDRO | 1 | Closed | Line | NO | 0.01401 | 0.10127 | 0.20243 | 199.2 | 199.2 | 199.2
50784 | NLY 230 | 80640 | AAL 2B1 | 230 | 230 | BC HYDRO | BC HYDRO | 1 | Closed | Line | NO | 0.00991 | 0.06522 | 0.12242 | 447.4 | 478 | 478
50784 | NLY 230 | 51150 | NLY TAP | 230 | 230 | BC HYDRO | COMINCO | 25 | Closed | Line | NO | 0 | 0.0003 | 0 | 597.6 | 597.6 | 597.6
40021 | ADDY_N | 40017 | ADDY | 230 | 115 | Spokane Area, N Idaho, W Montana | Spokane Area, N Idaho, W Montana | 3 | Closed | Transformer | YES | 0.00123 | 0.04452 | 0 | 163.1 | 198.1 | 222.3
50784 | NLY 230 | 50822 | NLY 2PS2 | 230 | 230 | BC HYDRO | BC HYDRO | 7 | Open | Line | NO | 0 | 7e-05 | 0 | 796.7 | 796.7 | 796.7
50784 | NLY 230 | 50822 | NLY 2PS2 | 230 | 230 | BC HYDRO | BC HYDRO | 2 | Closed | Transformer | YES | 0.0008 | 0.02816 | 0 | 400 | 400 | 400
50783 | SEL 230 | 81795 | mid_81795 | 230 | 500 | BC HYDRO | BC HYDRO | 1 | Closed | TransformerWinding | YES | -3e-05 | -0.00209 | 0 | 1200 | 1428 | 1425
50783 | SEL 230 | 81794 | mid_81794 | 230 | 500 | BC HYDRO | BC HYDRO | 2 | Closed | TransformerWinding | YES | -2e-05 | -0.0011 | 0 | 672 | 750 | 798
999946 | TOLHOL11 | 26082 | HOLYWD_E | 230 | 230 | LA BASIN | LA BASIN | 1 | Closed | Line | NO | 0.00018 | 0.00076 | 0.1918 | 313 | 357 | 313
50783 | SEL 230 | 81793 | mid_81793 | 230 | 500 | BC HYDRO | BC HYDRO | 3 | Closed | TransformerWinding | YES | -4e-05 | -0.00303 | 0 | 672 | 887 | 798
50783 | SEL 230 | 81792 | mid_81792 | 230 | 500 | BC HYDRO | BC HYDRO | 4 | Closed | TransformerWinding | YES | -3e-05 | -0.00234 | 0 | 1200 | 1530 | 1425
50783 | SEL 230 | 52560 | WAX 230 | 230 | 230 | BC HYDRO | CEN-KOOT | 1 | Closed | Line | NO | 0.00088 | 0.00892 | 0.01794 | 467 | 478 | 467
50783 | SEL 230 | 52502 | BTS 230 | 230 | 230 | BC HYDRO | CEN-KOOT | 1 | Closed | Line | NO | 0.00408 | 0.0308 | 0.06147 | 450 | 498 | 568
50783 | SEL 230 | 51350 | SEV 230B | 230 | 230 | BC HYDRO | BC HYDRO | 2 | Closed | Line | NO | 0.00026 | 0.00228 | 0.00852 | 521.9 | 569.3 | 647
50783 | SEL 230 | 50788 | KCL 230 | 230 | 230 | BC HYDRO | BC HYDRO | 2 | Closed | Line | NO | 0.00613 | 0.04227 | 0.0826 | 427.4 | 460.9 | 542.6
50783 | SEL 230 | 50788 | KCL 230 | 230 | 230 | BC HYDRO | BC HYDRO | 1 | Closed | Line | NO | 0.00613 | 0.04223 | 0.08254 | 427.4 | 460.9 | 542.6
50783 | SEL 230 | 50785 | SEV 230A | 230 | 230 | BC HYDRO | BC HYDRO | 1 | Closed | Line | NO | 0.00026 | 0.00226 | 0.00845 | 521.9 | 569.3 | 647
40011 | ABERDEEN_2 | 40947 | SATSOP | 230 | 230 | Seattle Area, Olympic Peninsula | Seattle Area, Olympic Peninsula | 3 | Closed | Line | NO | 0.00321 | 0.02952 | 0.06055 | 565.7 | 565.7 | 697.2
26286 | HAY N | 26081 | ATWATER | 230 | 230 | LA BASIN | LA BASIN | 1 | Closed | Line | NO | 0.00281 | 0.04296 | 0.09648 | 637 | 637 | 637
50783 | SEL 230 | 50784 | NLY 230 | 230 | 230 | BC HYDRO | BC HYDRO | 1 | Closed | Line | NO | 0.00216 | 0.01494 | 0.02887 | 427.4 | 460.9 | 478
50782 | CBK 230 | 81974 | mid_81974 | 230 | 500 | BC HYDRO | BC HYDRO | 2 | Closed | TransformerWinding | YES | -5e-05 | -0.00377 | 0 | 600 | 600 | 714
40009 | ABERDEEN_1 | 40947 | SATSOP | 230 | 230 | Seattle Area, Olympic Peninsula | Seattle Area, Olympic Peninsula | 2 | Closed | Line | NO | 0.00494 | 0.03149 | 0.05644 | 426.3 | 426.3 | 525.9
50782 | CBK 230 | 81973 | mid_81973 | 230 | 500 | BC HYDRO | BC HYDRO | 3 | Closed | TransformerWinding | YES | -5e-05 | -0.00344 | 0 | 600 | 600 | 714
50782 | CBK 230 | 81972 | mid_81972 | 230 | 230 | BC HYDRO | BC HYDRO | 6 | Closed | TransformerWinding | YES | 0.00357 | 0.125 | 0 | 168 | 168 | 199.5
40009 | ABERDEEN_1 | 40011 | ABERDEEN_2 | 230 | 230 | Seattle Area, Olympic Peninsula | Seattle Area, Olympic Peninsula | DS | Open | Line | NO | 0 | 0.00029 | 0 | 478 | 668.4 | 688.6
26268 | TOL E | 26081 | ATWATER | 230 | 230 | LA BASIN | LA BASIN | 1 | Closed | Line | NO | 0.00089 | 0.00739 | 0.0397 | 708 | 797 | 708
50782 | CBK 230 | 81971 | mid_81971 | 230 | 230 | BC HYDRO | BC HYDRO | 7 | Closed | TransformerWinding | YES | 0.00307 | 0.10729 | 0 | 168 | 168 | 199.5
50782 | CBK 230 | 50789 | AAL 2B2 | 230 | 230 | BC HYDRO | BC HYDRO | 1 | Closed | Line | NO | 0.01308 | 0.08652 | 0.16136 | 441.4 | 473.7 | 478
50782 | CBK 230 | 50787 | NTL 230 | 230 | 230 | BC HYDRO | BC HYDRO | 1 | Closed | Line | NO | 0.01109 | 0.07271 | 0.13491 | 318.7 | 318.7 | 318.7
50782 | CBK 230 | 50786 | INV 230 | 230 | 230 | BC HYDRO | BC HYDRO | 1 | Closed | Line | NO | 0.017 | 0.11792 | 0.23249 | 318.7 | 318.7 | 318.7
40011 | ABERDEEN_2 | 40007 | ABERDEEN | 230 | 115 | Seattle Area, Olympic Peninsula | Seattle Area, Olympic Peninsula | 5 | Closed | Transformer | YES | 0.00066 | 0.02987 | 0 | 298.6 | 390 | 375.3
26080 | VELASCO | 26286 | HAY N | 230 | 230 | LA BASIN | LA BASIN | 1 | Closed | Line | NO | 0.00201 | 0.03074 | 0.06886 | 637 | 637 | 637
40009 | ABERDEEN_1 | 40007 | ABERDEEN | 230 | 115 | Seattle Area, Olympic Peninsula | Seattle Area, Olympic Peninsula | 4 | Closed | Transformer | YES | 0.00063 | 0.0265 | 0 | 289.8 | 364.6 | 365.8
26080 | VELASCO | 26269 | VEL G | 230 | 230 | LA BASIN | LA BASIN | G | Open | Transformer | YES | 0.00019 | 0.00495 | 0 | 400 | 475 | 400
26080 | VELASCO | 26081 | ATWATER | 230 | 230 | LA BASIN | LA BASIN | 1 | Closed | Line | NO | 0.0011 | 0.01189 | 0.02514 | 541 | 637 | 541
40003 | A8 | 41346 | MIDWAYB1 | 230 | 230 | Lower Columbia Basin | Lower Columbia Basin | 2 | Closed | Line | NO | 0.00171 | 0.01515 | 0.0282 | 415.9 | 415.9 | 513.9
40002 | A6 | 40065 | ASHE# | 230 | 230 | Lower Columbia Basin | Lower Columbia Basin | 2 | Closed | Line | NO | 0.00093 | 0.00791 | 0.016 | 415.9 | 415.9 | 513.9
26078 | TOLUCA | 26645 | VN D HI | 230 | 230 | LA BASIN | LA SUB-TRANS | D | Closed | Line | NO | 0.00091 | 0.00219 | 0.2383 | 279 | 303 | 279
50735 | SYH 63P | 51068 | ARN 230 | 230 | 230 | BC HYDRO | BC HYDRO | 1 | Closed | Line | NO | 0.00112 | 0.00977 | 0.03655 | 796.7 | 796.7 | 796.7
50735 | SYH 63P | 50950 | SYH 2T3 | 230 | 230 | BC HYDRO | BC HYDRO | 1 | Closed | Line | NO | 1e-05 | 6e-05 | 0.00011 | 233.1 | 233.1 | 371.7
40002 | A6 | 40003 | A8 | 230 | 230 | Lower Columbia Basin | Lower Columbia Basin | 2 | Closed | Line | NO | 0.00148 | 0.01277 | 0.0248 | 415.9 | 415.9 | 513.9
50734 | SYH 57P | 51068 | ARN 230 | 230 | 230 | BC HYDRO | BC HYDRO | 1 | Closed | Line | NO | 0.00224 | 0.01362 | 0.02641 | 289.6 | 366.9 | 442.6
70048 | GREENVAL | 70392 | SKYRANCH | 230 | 230 | ZoneRD | ZoneRD | 1 | Closed | Line | NO | 0.00299 | 0.02392 | 0.05242 | 484 | 555 | 484
50734 | SYH 57P | 50949 | SYH 2T2 | 230 | 230 | BC HYDRO | BC HYDRO | 1 | Closed | Line | NO | 1e-05 | 7e-05 | 0.00014 | 119.5 | 119.5 | 119.5
40001 | A9 | 41348 | MIDWAYB3 | 230 | 230 | Lower Columbia Basin | Lower Columbia Basin | 1 | Closed | Line | NO | 0.00407 | 0.01973 | 0.0366 | 239.4 | 239.4 | 297.6
70048 | GREENVAL | 70590 | RMEC | 230 | 230 | ZoneRD | ZoneRD | 1 | Closed | Line | NO | 0.00204 | 0.02231 | 0.08758 | 717 | 717 | 717
70048 | GREENVAL | 70820 | KEENESBURG | 230 | 230 | ZoneRD | ZoneRN | 1 | Closed | Line | NO | 0.00174 | 0.01952 | 0.07212 | 717 | 717 | 717
26078 | TOLUCA | 26637 | VN C HI | 230 | 230 | LA BASIN | LA SUB-TRANS | C | Closed | Line | NO | 0.00091 | 0.00219 | 0.3213 | 226 | 261 | 226
40001 | A9 | 40065 | ASHE# | 230 | 230 | Lower Columbia Basin | Lower Columbia Basin | 1 | Closed | Line | NO | 0.0048 | 0.02376 | 0.0424 | 268.1 | 268.1 | 331.4
26078 | TOLUCA | 26636 | VN B HI | 230 | 230 | LA BASIN | LA SUB-TRANS | B | Closed | Line | NO | 0.00091 | 0.00219 | 0.4416 | 236 | 261 | 236
26078 | TOLUCA | 26635 | VN A HI | 230 | 230 | LA BASIN | LA SUB-TRANS | A | Closed | Line | NO | 0.00091 | 0.00219 | 0.3199 | 226 | 261 | 226
26078 | TOLUCA | 26268 | TOL E | 230 | 230 | LA BASIN | LA BASIN | 1 | Closed | Line | NO | 0 | 0.0001 | 0 | 1593 | 1593 | 1593
38952 | TBC_PTB1 | 38950 | TBC_PTB2 | 230 | 180.5 | City of Pittsburg | City of Pittsburg | 1 | Closed | Transformer | YES | 0.00113 | 0.03086 | 0 | 444 | 444 | 444
26103 | VALLEY | 26078 | TOLUCA | 230 | 230 | LA BASIN | LA BASIN | 1 | Closed | Line | NO | 0.00128 | 0.00979 | 0.0212 | 495 | 719 | 495
38655 | WND GPJ2 | 38656 | WND GPT2 | 230 | 230 | Conf Load (Kern) | Conf Load (Kern) | 1 | Closed | Line | NO | 0.0005 | 0.00227 | 0.00498 | 329 | 389 | 513
38651 | WND GPT1 | 38656 | WND GPT2 | 230 | 230 | Conf Load (Kern) | Conf Load (Kern) | 1 | Open | Line | NO | 0.0005 | 0.0005 | 0 | 317.1 | 386.4 | 502.7
38650 | WND GPJ1 | 38651 | WND GPT1 | 230 | 230 | Conf Load (Kern) | Conf Load (Kern) | 1 | Closed | Line | NO | 0.0005 | 0.00227 | 0.00498 | 329 | 389 | 513
38645 | WHLR RJ2 | 38655 | WND GPJ2 | 230 | 230 | Conf Load (Kern) | Conf Load (Kern) | 1 | Closed | Line | NO | 0.0005 | 0.00193 | 0.00422 | 329 | 389 | 513
38645 | WHLR RJ2 | 38646 | WHLR RT2 | 230 | 230 | Conf Load (Kern) | Conf Load (Kern) | 1 | Closed | Line | NO | 0.0005 | 0.0005 | 0.0007 | 329 | 389 | 513
38641 | WHLR RT1 | 38646 | WHLR RT2 | 230 | 230 | Conf Load (Kern) | Conf Load (Kern) | 1 | Open | Line | NO | 0.0005 | 0.0005 | 0 | 317.1 | 386.4 | 502.7
38640 | WHLR RJ1 | 38650 | WND GPJ1 | 230 | 230 | Conf Load (Kern) | Conf Load (Kern) | 1 | Closed | Line | NO | 0.0005 | 0.00193 | 0.00422 | 329 | 389 | 513
50697 | SAM 230 | 81802 | mid_81802 | 230 | 230 | BC HYDRO | BC HYDRO | 4 | Closed | TransformerWinding | YES | 0.0022 | 0.07714 | 0 | 150 | 177 | 178
50696 | ILL 230 | 81897 | mid_81897 | 230 | 230 | BC HYDRO | BC HYDRO | 4 | Closed | TransformerWinding | YES | 0.00312 | 0.10918 | 0 | 75 | 75 | 89.1
38640 | WHLR RJ1 | 38641 | WHLR RT1 | 230 | 230 | Conf Load (Kern) | Conf Load (Kern) | 1 | Closed | Line | NO | 0.0005 | 0.0005 | 0.0007 | 329 | 389 | 513
50695 | SVA 2B4 | 81781 | mid_81781 | 230 | 138 | BC HYDRO | BC HYDRO | 1 | Closed | TransformerWinding | YES | 0.0028 | 0.09806 | 0 | 168 | 178 | 200
50695 | SVA 2B4 | 80255 | SVA 2B6 | 230 | 230 | BC HYDRO | BC HYDRO | 5 | Closed | Line | NO | 0 | 7e-05 | 0 | 478 | 478 | 478
38635 | THM JCT | 38630 | THERMLTO | 230 | 230 | Conf Load (CDWR) | Conf Load (CDWR) | 1 | Closed | Line | NO | 0.0004 | 0.0033 | 0.0071 | 398 | 398 | 498
50694 | VVW 230 | 81760 | mid_81760 | 230 | 230 | BC HYDRO | BC HYDRO | 3 | Closed | TransformerWinding | YES | 0.0019 | 0.06664 | 0 | 168 | 168 | 200
50694 | VVW 230 | 81759 | mid_81759 | 230 | 230 | BC HYDRO | BC HYDRO | 2 | Closed | TransformerWinding | YES | 0.00191 | 0.06681 | 0 | 168 | 168 | 200
38623 | THM JCT2 | 38630 | THERMLTO | 230 | 230 | Conf Load (CDWR) | Conf Load (CDWR) | 1 | Closed | Line | NO | 0.0004 | 0.0033 | 0.0071 | 398 | 398 | 498
50693 | VNT 230 | 81764 | mid_81764 | 230 | 230 | BC HYDRO | BC HYDRO | 1 | Closed | TransformerWinding | YES | 0.00185 | 0.06486 | 0 | 168 | 174 | 200
50693 | VNT 230 | 81763 | mid_81763 | 230 | 230 | BC HYDRO | BC HYDRO | 2 | Closed | TransformerWinding | YES | 0.0019 | 0.06664 | 0 | 168 | 174 | 200
38623 | THM JCT2 | 38622 | HYATT3 | 230 | 230 | Conf Load (CDWR) | Conf Load (CDWR) | 3 | Closed | Line | NO | 0.0015 | 0.0122 | 0.0274 | 398 | 398 | 498
50693 | VNT 230 | 52316 | LEE 230 | 230 | 230 | BC HYDRO | S OKAN | 2 | Closed | Line | NO | 0.0065 | 0.0386 | 0.08 | 337.4 | 459.1 | 476.1
50693 | VNT 230 | 52316 | LEE 230 | 230 | 230 | BC HYDRO | S OKAN | 1 | Closed | Line | NO | 0.0065 | 0.0394 | 0.0787 | 337.4 | 459.1 | 476.1
38621 | HYATT2 | 38622 | HYATT3 | 230 | 230 | Conf Load (CDWR) | Conf Load (CDWR) | 1 | Open | Line | NO | 0.0005 | 0.0005 | 0 | 714 | 714 | 714
50692 | KLY 230 | 81863 | mid_81863 | 230 | 500 | BC HYDRO | BC HYDRO | 1 | Closed | TransformerWinding | YES | -3e-05 | -0.00195 | 0 | 300 | 403 | 356
50692 | KLY 230 | 81862 | mid_81862 | 230 | 500 | BC HYDRO | BC HYDRO | 4 | Closed | TransformerWinding | YES | -5e-05 | -0.00375 | 0 | 300 | 372 | 356
38635 | THM JCT | 38620 | HYATT | 230 | 230 | Conf Load (CDWR) | Conf Load (CDWR) | 1 | Closed | Line | NO | 0.0015 | 0.0122 | 0.0274 | 398 | 398 | 498
50692 | KLY 230 | 80255 | SVA 2B6 | 230 | 230 | BC HYDRO | BC HYDRO | 1 | Closed | Line | NO | 0.01192 | 0.08249 | 0.16211 | 229.5 | 311.1 | 390.8
50692 | KLY 230 | 50695 | SVA 2B4 | 230 | 230 | BC HYDRO | BC HYDRO | 2 | Closed | Line | NO | 0.01205 | 0.08336 | 0.16379 | 226.3 | 331.5 | 414.7
38620 | HYATT | 38621 | HYATT2 | 230 | 230 | Conf Load (CDWR) | Conf Load (CDWR) | 1 | Open | Line | NO | 0.0005 | 0.0005 | 0 | 714 | 714 | 714
50691 | NIC 230 | 81832 | mid_81832 | 230 | 500 | BC HYDRO | BC HYDRO | 2 | Closed | TransformerWinding | YES | -7e-05 | -0.00498 | 0 | 1200 | 1200 | 1425
50691 | NIC 230 | 81831 | mid_81831 | 230 | 500 | BC HYDRO | BC HYDRO | 3 | Closed | TransformerWinding | YES | -7e-05 | -0.00524 | 0 | 1200 | 1200 | 1425
38605 | BUENAVJ2 | 38645 | WHLR RJ2 | 230 | 230 | Conf Load (Kern) | Conf Load (Kern) | 1 | Closed | Line | NO | 0.00458 | 0.03562 | 0.07432 | 329 | 389 | 513
50691 | NIC 230 | 81830 | mid_81830 | 230 | 230 | BC HYDRO | BC HYDRO | 5 | Closed | TransformerWinding | YES | 0.00112 | 0.03929 | 0 | 286.8 | 286.8 | 286.8
50691 | NIC 230 | 81829 | mid_81829 | 230 | 230 | BC HYDRO | BC HYDRO | 6 | Closed | TransformerWinding | YES | 0.0011 | 0.03846 | 0 | 286.8 | 286.8 | 286.8
38605 | BUENAVJ2 | 38606 | BUENAVT2 | 230 | 230 | Conf Load (Kern) | Conf Load (Kern) | 1 | Closed | Line | NO | 0.0005 | 0.00166 | 0.00364 | 329 | 389 | 513
50691 | NIC 230 | 50694 | VVW 230 | 230 | 230 | BC HYDRO | BC HYDRO | 1 | Closed | Line | NO | 0.00842 | 0.05829 | 0.11406 | 318.7 | 318.7 | 318.7
50690 | ACK 230 | 81999 | mid_81999 | 230 | 500 | BC HYDRO | BC HYDRO | 2 | Closed | TransformerWinding | YES | -3e-05 | -0.00211 | 0 | 1200 | 1200 | 1257.5
38601 | BUENAVT1 | 38606 | BUENAVT2 | 230 | 230 | Conf Load (Kern) | Conf Load (Kern) | 1 | Open | Line | NO | 0.0005 | 0.0005 | 0 | 328.6 | 386.4 | 512.7
50690 | ACK 230 | 81998 | mid_81998 | 230 | 500 | BC HYDRO | BC HYDRO | 3 | Closed | TransformerWinding | YES | -3e-05 | -0.00227 | 0 | 1200 | 1200 | 1257.5
50690 | ACK 230 | 50697 | SAM 230 | 230 | 230 | BC HYDRO | BC HYDRO | 1 | Closed | Line | NO | 0.00493 | 0.0345 | 0.06653 | 150.2 | 256.1 | 178.1
38600 | BUENAVJ1 | 38640 | WHLR RJ1 | 230 | 230 | Conf Load (Kern) | Conf Load (Kern) | 1 | Closed | Line | NO | 0.00458 | 0.03562 | 0.07432 | 329 | 389 | 513
50690 | ACK 230 | 50693 | VNT 230 | 230 | 230 | BC HYDRO | BC HYDRO | 2 | Closed | Line | NO | 0.00661 | 0.04557 | 0.08931 | 425.9 | 458.9 | 478
50690 | ACK 230 | 50693 | VNT 230 | 230 | 230 | BC HYDRO | BC HYDRO | 1 | Closed | Line | NO | 0.00661 | 0.04557 | 0.08931 | 425.9 | 458.9 | 478
38600 | BUENAVJ1 | 38601 | BUENAVT1 | 230 | 230 | Conf Load (Kern) | Conf Load (Kern) | 1 | Closed | Line | NO | 0.0005 | 0.00166 | 0.00364 | 329 | 389 | 513
50689 | REV 230 | 81807 | mid_81807 | 230 | 500 | BC HYDRO | BC HYDRO | 7 | Closed | TransformerWinding | YES | -3e-05 | -0.00187 | 0 | 315 | 315 | 375
50689 | REV 230 | 81806 | mid_81806 | 230 | 500 | BC HYDRO | BC HYDRO | 8 | Closed | TransformerWinding | YES | -3e-05 | -0.00187 | 0 | 315 | 315 | 375
50689 | REV 230 | 50696 | ILL 230 | 230 | 230 | BC HYDRO | BC HYDRO | 1 | Closed | Line | NO | 0.0016 | 0.01108 | 0.02143 | 119.5 | 119.5 | 119.5
26080 | VELASCO | 26072 | CNTURYLD | 230 | 230 | LA BASIN | LA BASIN | 2 | Closed | Line | NO | 0.00073 | 0.01025 | 0.02558 | 637 | 637 | 637
26080 | VELASCO | 26072 | CNTURYLD | 230 | 230 | LA BASIN | LA BASIN | 1 | Closed | Line | NO | 0.00073 | 0.01025 | 0.02558 | 637 | 637 | 637
73148 | OSAGE | 96170 | mid_96170 | 230 | 230 | ZoneBK | ZoneBK | 1 | Closed | TransformerWinding | YES | 0.00214 | 0.21458 | 0 | 70 | 82 | 70
38204 | PRKR MID | 38400 | WALNT | 230 | 230 | Conf Load (MID) | Conf Load (TID) | 1 | Closed | Line | NO | 0.0015 | 0.0154 | 0.0586 | 651 | 651 | 791
38204 | PRKR MID | 38210 | PARKER1M | 230 | 230 | Conf Load (MID) | Conf Load (MID) | 1 | Closed | Line | NO | 0.00643 | 0.03383 | 0 | 233 | 268.3 | 233.3
26068 | STJOHN | 26081 | ATWATER | 230 | 230 | LA BASIN | LA BASIN | 1 | Closed | Line | NO | 0.00055 | 0.00586 | 0.01246 | 541 | 768 | 541
38204 | PRKR MID | 38202 | PARKER2M | 230 | 230 | Conf Load (MID) | Conf Load (MID) | 1 | Closed | Line | NO | 0.0064 | 0.03484 | 0 | 233 | 268.3 | 233.3
26066 | SCATERGD | 999963 | SCAOLY21 | 230 | 230 | LA BASIN | LA BASIN | 2 | Open | Line | NO | 0.00014 | 0.00126 | 0.00232 | 348 | 348 | 348
38002 | LODIEC | 38000 | LODI | 230 | 230 | Conf Load (NCPA) | Conf Load (NCPA) | 1 | Closed | Line | NO | 3e-05 | 0.00015 | 0.00029 | 754 | 754 | 824
26171 | SCATT67 | 26066 | SCATERGD | 230 | 230 | LA BASIN | LA BASIN | 1 | Closed | Line | NO | 0 | 0.0001 | 0 | 400 | 400 | 400
26170 | SCATT45 | 26066 | SCATERGD | 230 | 230 | LA BASIN | LA BASIN | 1 | Closed | Line | NO | 0 | 0.0001 | 0 | 400 | 400 | 400
26066 | SCATERGD | 26087 | OLYMPC | 230 | 230 | LA BASIN | LA BASIN | A | Closed | Line | NO | 0.00033 | 0.00632 | 0.8159 | 655 | 796 | 655
26064 | RS X | 26087 | OLYMPC | 230 | 230 | LA BASIN | LA BASIN | B | Open | Line | NO | 0.00028 | 0.00537 | 0.67275 | 656 | 796 | 656
26064 | RS X | 26087 | OLYMPC | 230 | 230 | LA BASIN | LA BASIN | A | Open | Line | NO | 0.00028 | 0.00537 | 0.67275 | 656 | 796 | 656
26066 | SCATERGD | 26064 | RS X | 230 | 230 | LA BASIN | LA BASIN | B | Open | Line | NO | 5e-05 | 0.00094 | 0.14314 | 656 | 796 | 656
26066 | SCATERGD | 26064 | RS X | 230 | 230 | LA BASIN | LA BASIN | A | Open | Line | NO | 5e-05 | 0.00094 | 0.14314 | 656 | 796 | 656
26063 | RIVER | 26634 | MKT D HI | 230 | 230 | LA BASIN | LA SUB-TRANS | D | Closed | Line | NO | 0.00018 | 0.00055 | 0.1394 | 236 | 271 | 236
70107 | CHEROKEE | 70609 | SILVSADL | 230 | 230 | ZoneRD | ZoneRD | 1 | Closed | Line | NO | 0.00137 | 0.01055 | 0.03616 | 478 | 478 | 478
26063 | RIVER | 26633 | MKT C HI | 230 | 230 | LA BASIN | LA SUB-TRANS | C | Closed | Line | NO | 0.00018 | 0.00055 | 0.0723 | 226 | 261 | 226
50557 | SNK 230 | 80459 | ZBW 230 | 230 | 230 | BC HYDRO | BC HYDRO | 1 | Closed | Line | NO | 0.00104 | 0.0069 | 0.01365 | 358.5 | 358.5 | 358.5
50557 | SNK 230 | 80192 | SLS 230 | 230 | 230 | BC HYDRO | BC HYDRO | 1 | Closed | Line | NO | 0.00406 | 0.02803 | 0.0548 | 424.7 | 472.9 | 538.2
50557 | SNK 230 | 51580 | DKT 230 | 230 | 230 | BC HYDRO | BC HYDRO | 1 | Closed | Line | NO | 0.00683 | 0.04719 | 0.09233 | 427.4 | 460.9 | 539.4
50557 | SNK 230 | 50837 | KGP 230 | 230 | 230 | BC HYDRO | BC HYDRO | 1 | Closed | Line | NO | 1e-05 | 8e-05 | 0.00016 | 431 | 478 | 538.6
50556 | LAP 230 | 81703 | mid_81703 | 230 | 230 | BC HYDRO | BC HYDRO | 1 | Closed | TransformerWinding | YES | 0.00417 | 0.14577 | 0 | 111 | 111 | 131.8
50556 | LAP 230 | 80192 | SLS 230 | 230 | 230 | BC HYDRO | BC HYDRO | 1 | Closed | Line | NO | 0.00054 | 0.00372 | 0.00727 | 420.3 | 420.3 | 509.9
26063 | RIVER | 26632 | MKT B HI | 230 | 230 | LA BASIN | LA SUB-TRANS | B | Closed | Line | NO | 0.00018 | 0.00055 | 0.0959 | 236 | 271 | 236
70112 | CLARK | 70212 | GREENWD | 230 | 230 | ZoneRD | ZoneRD | 1 | Closed | Line | NO | 0.00039 | 0.00162 | 0.2616 | 367 | 403 | 367
50555 | TAC 2B1 | 81776 | mid_81776 | 230 | 230 | BC HYDRO | BC HYDRO | 2 | Closed | TransformerWinding | YES | 0.01424 | 0.4998 | 0 | 33.3 | 33.3 | 39.5
50555 | TAC 2B1 | 81775 | mid_81775 | 230 | 230 | BC HYDRO | BC HYDRO | 3 | Closed | TransformerWinding | YES | 0.00743 | 0.25978 | 0 | 75 | 75 | 89.1
37591 | KE_SOUTH | 37593 | KE_TBUS | 230 | 230 | Conf Load (Western) | Conf Load (Western) | 1 | Closed | Line | NO | 0.0005 | 0.0005 | 0 | 478 | 478 | 478
50555 | TAC 2B1 | 81774 | mid_81774 | 230 | 230 | BC HYDRO | BC HYDRO | 5 | Closed | TransformerWinding | YES | 0.01408 | 0.4926 | 0 | 33.3 | 33.3 | 39.5
50554 | RBF 2B2 | 80222 | RBF 2B1 | 230 | 230 | BC HYDRO | BC HYDRO | 1 | Closed | Line | NO | 0 | 7e-05 | 0 | 796.7 | 796.7 | 796.7
37592 | KE_JBUS | 37591 | KE_SOUTH | 230 | 230 | Conf Load (Western) | Conf Load (Western) | 1 | Closed | Line | NO | 0.0005 | 0.0005 | 0 | 478 | 478 | 478
26063 | RIVER | 26631 | MKT A HI | 230 | 230 | LA BASIN | LA SUB-TRANS | A | Closed | Line | NO | 0.00018 | 0.00055 | 0.0692 | 226 | 261 | 226
50553 | BMT 230 | 81743 | mid_81743 | 230 | 230 | BC HYDRO | BC HYDRO | 1 | Closed | TransformerWinding | YES | 0.00178 | 0.0622 | 0 | 150 | 190 | 178
50553 | BMT 230 | 81742 | mid_81742 | 230 | 230 | BC HYDRO | BC HYDRO | 3 | Closed | TransformerWinding | YES | 0.00178 | 0.0622 | 0 | 150 | 190 | 178
50553 | BMT 230 | 81730 | mid_81730 | 230 | 230 | BC HYDRO | BC HYDRO | 2 | Closed | TransformerWinding | YES | 0.00179 | 0.06253 | 0 | 150 | 190 | 178
50553 | BMT 230 | 80707 | SGB 230 | 230 | 230 | BC HYDRO | BC HYDRO | 2 | Closed | Line | NO | 0.00345 | 0.03146 | 0.10561 | 778.4 | 796.7 | 796.7
26063 | RIVER | 26080 | VELASCO | 230 | 230 | LA BASIN | LA BASIN | 1 | Closed | Line | NO | 0.00037 | 0.00366 | 0.0083 | 542 | 637 | 542
630030 | CUSTER WAPA | 630040 | CROSSOVER | 230 | 230 | MTSE_WAUW | MTSE_WAUW | 1 | Closed | Line | NO | 0.00571 | 0.04006 | 0.07582 | 319 | 319 | 319
50553 | BMT 230 | 80707 | SGB 230 | 230 | 230 | BC HYDRO | BC HYDRO | 1 | Closed | Line | NO | 0.00345 | 0.03146 | 0.10561 | 778.4 | 796.7 | 796.7
50551 | TLR 230 | 81152 | MLW 337P | 230 | 230 | BC HYDRO | BC HYDRO | 1 | Closed | Line | NO | 0.00305 | 0.02108 | 0.04121 | 427.4 | 460.9 | 478
70122 | COMANCHE | 70652 | MIRASOL | 230 | 230 | ZoneRS | ZoneRS | 2 | Closed | Line | NO | 0.00211 | 0.01795 | 0.0348 | 478 | 559 | 478
50551 | TLR 230 | 80472 | QTY 230 | 230 | 230 | BC HYDRO | BC HYDRO | 1 | Closed | Line | NO | 0.00333 | 0.02007 | 0.03964 | 321.1 | 321.1 | 321.1
50550 | QRP 230 | 81810 | mid_81810 | 230 | 230 | BC HYDRO | BC HYDRO | 1 | Closed | TransformerWinding | YES | 0.00617 | 0.21591 | 0 | 74.6 | 74.6 | 88.6
37569 | FLANAGAN | 37591 | KE_SOUTH | 230 | 230 | Conf Load (Western) | Conf Load (Western) | 1 | Closed | Line | NO | 0.00129 | 0.0096 | 0.01715 | 763 | 764 | 788
26068 | STJOHN | 26063 | RIVER | 230 | 230 | LA BASIN | LA BASIN | 1 | Closed | Line | NO | 0.00018 | 0.00293 | 0.00678 | 708 | 796 | 708
50550 | QRP 230 | 81809 | mid_81809 | 230 | 230 | BC HYDRO | BC HYDRO | 2 | Closed | TransformerWinding | YES | 0.00628 | 0.21981 | 0 | 74.6 | 74.6 | 88.6
50550 | QRP 230 | 81808 | mid_81808 | 230 | 230 | BC HYDRO | BC HYDRO | 3 | Closed | TransformerWinding | YES | 0.00625 | 0.21851 | 0 | 74.6 | 74.6 | 88.6
37580 | SHASTA | 37569 | FLANAGAN | 230 | 230 | Conf Load (Western) | Conf Load (Western) | 1 | Closed | Line | NO | 0.00053 | 0.00394 | 0.00706 | 763 | 764 | 797
50549 | QNT 230 | 81812 | mid_81812 | 230 | 230 | BC HYDRO | BC HYDRO | 1 | Closed | TransformerWinding | YES | 0.00895 | 0.31321 | 0 | 50 | 50 | 59.4
50549 | QNT 230 | 81811 | mid_81811 | 230 | 230 | BC HYDRO | BC HYDRO | 2 | Closed | TransformerWinding | YES | 0.00881 | 0.30821 | 0 | 50 | 50 | 59.4
37569 | FLANAGAN | 37570 | FLANAGAN | 230 | 115 | Conf Load (Western) | Conf Load (Western) | 2 | Closed | Transformer | YES | 0.0044 | 0.16 | 0 | 50 | 60 | 50
50549 | QNT 230 | 50551 | TLR 230 | 230 | 230 | BC HYDRO | BC HYDRO | 1 | Closed | Line | NO | 0.00271 | 0.01874 | 0.03665 | 420.3 | 420.3 | 478
50548 | BLM 230 | 50551 | TLR 230 | 230 | 230 | BC HYDRO | BC HYDRO | 1 | Closed | Line | NO | 0.00374 | 0.02582 | 0.05048 | 420.3 | 420.3 | 478
37569 | FLANAGAN | 37570 | FLANAGAN | 230 | 115 | Conf Load (Western) | Conf Load (Western) | 1 | Closed | Transformer | YES | 0.0044 | 0.16 | 0 | 50 | 60 | 50
50547 | HMH 2B6 | 81910 | mid_81910 | 230 | 230 | BC HYDRO | BC HYDRO | 1 | Closed | TransformerWinding | YES | 0.00585 | 0.2048 | 0 | 75 | 75 | 89.1
50547 | HMH 2B6 | 80200 | HMH 2B4 | 230 | 230 | BC HYDRO | BC HYDRO | 1 | Closed | Line | NO | 0 | 7e-05 | 0 | 796.7 | 796.7 | 796.7
70139 | DANIELPK | 70527 | SANTEFE | 230 | 230 | ZoneRD | ZoneRD | 1 | Closed | Line | NO | 0.00186 | 0.01534 | 0.0312 | 506 | 557 | 506
37568 | FIDDYMNT | 37567 | ROSEVILL | 230 | 230 | Conf Load (NCPA) | Conf Load (Western) | 1 | Closed | Line | NO | 0.00092 | 0.00924 | 0.01902 | 436 | 436 | 436
50547 | HMH 2B6 | 50692 | KLY 230 | 230 | 230 | BC HYDRO | BC HYDRO | 1 | Closed | Line | NO | 0.01123 | 0.07748 | 0.15238 | 318.7 | 318.7 | 318.7
50546 | SCK 230 | 81799 | mid_81799 | 230 | 230 | BC HYDRO | BC HYDRO | 1 | Closed | TransformerWinding | YES | 0.00293 | 0.10262 | 0 | 168 | 168 | 199.5
70139 | DANIELPK | 70623 | MIS_SITE | 230 | 230 | ZoneRD | ZoneRD | 1 | Closed | Line | NO | 0.00672 | 0.06732 | 0.25167 | 747 | 789 | 797
37565 | OLINDAW | 37591 | KE_SOUTH | 230 | 230 | Conf Load (Western) | Conf Load (Western) | 1 | Closed | Line | NO | 0.0024 | 0.0241 | 0.0468 | 458 | 584 | 668
70141 | DAKOTA | 70149 | DENVTM | 230 | 230 | ZoneRD | ZoneRD | 1 | Closed | Line | NO | 0.00047 | 0.00431 | 0.00983 | 473 | 473 | 473
50546 | SCK 230 | 81798 | mid_81798 | 230 | 230 | BC HYDRO | BC HYDRO | 2 | Closed | TransformerWinding | YES | 0.00292 | 0.10201 | 0 | 168 | 168 | 199.5
50546 | SCK 230 | 80200 | HMH 2B4 | 230 | 230 | BC HYDRO | BC HYDRO | 1 | Closed | Line | NO | 0.01367 | 0.09464 | 0.18614 | 427.4 | 460.9 | 478
38206 | COTTLE | 37563 | MELONES | 230 | 230 | Conf Load (Stanislaus) | Conf Load (Western) | 1 | Closed | Line | NO | 0.00484 | 0.03645 | 0.07684 | 295.6 | 338.6 | 412
26061 | RINALDI | 26263 | RING2DUM | 230 | 500 | LA BASIN | LA EASTERN-AC | G2 | Closed | Transformer | YES | 0 | -0.0044 | 0 | 840 | 982 | 840
630020 | ROSEBUD MDU | 630030 | CUSTER WAPA | 230 | 230 | MTSE_WAUW | MTSE_WAUW | 1 | Closed | Line | NO | 0.01113 | 0.07805 | 0.1477 | 239 | 262 | 239
50546 | SCK 230 | 50692 | KLY 230 | 230 | 230 | BC HYDRO | BC HYDRO | 1 | Closed | Line | NO | 0.02003 | 0.13913 | 0.27481 | 217.9 | 315.1 | 318.7
50546 | SCK 230 | 50554 | RBF 2B2 | 230 | 230 | BC HYDRO | BC HYDRO | 1 | Closed | Line | NO | 0.01132 | 0.07831 | 0.15406 | 205.2 | 306.4 | 318.7
37560 | LLNL | 37649 | LLNLAB | 230 | 115 | Conf Load (Western) | Conf Load (Western) | 1 | Closed | Transformer | YES | 0.00089 | 0.0355 | 0 | 179 | 179 | 179
50545 | BLW 230 | 81984 | mid_81984 | 230 | 230 | BC HYDRO | BC HYDRO | 2 | Closed | TransformerWinding | YES | 0.00601 | 0.21041 | 0 | 74.6 | 74.6 | 88.6
50545 | BLW 230 | 81983 | mid_81983 | 230 | 230 | BC HYDRO | BC HYDRO | 3 | Closed | TransformerWinding | YES | 0.006 | 0.20979 | 0 | 74.6 | 74.6 | 88.6
37585 | TRCY PMP | 37560 | LLNL | 230 | 230 | Conf Load (Western) | Conf Load (Western) | 1 | Closed | Line | NO | 0.0026 | 0.0187 | 0.03762 | 355 | 377 | 377
26135 | HSKLLCYN | 26061 | RINALDI | 230 | 230 | LA BASIN | LA BASIN | 1 | Closed | Line | NO | 0.0023 | 0.022 | 0.04589 | 761 | 1102 | 761
50545 | BLW 230 | 80222 | RBF 2B1 | 230 | 230 | BC HYDRO | BC HYDRO | 1 | Closed | Line | NO | 0.00122 | 0.0084 | 0.01645 | 228.7 | 318.7 | 318.7
50545 | BLW 230 | 50550 | QRP 230 | 230 | 230 | BC HYDRO | BC HYDRO | 1 | Closed | Line | NO | 0.00072 | 0.00494 | 0.00967 | 418.3 | 418.3 | 478
37558 | KE_NORTH | 37641 | SPRINGCR | 230 | 230 | Conf Load (Western) | Conf Load (Western) | 2 | Closed | Line | NO | 0.0005 | 0.0032 | 0.00304 | 213 | 213 | 213
50544 | SVY 230 | 81779 | mid_81779 | 230 | 138 | BC HYDRO | BC HYDRO | 1 | Closed | TransformerWinding | YES | 0.00339 | 0.11858 | 0 | 66.7 | 66.7 | 79.2
50544 | SVY 230 | 81778 | mid_81778 | 230 | 138 | BC HYDRO | BC HYDRO | 2 | Closed | TransformerWinding | YES | 0.00347 | 0.12133 | 0 | 66.7 | 66.7 | 79.2
37558 | KE_NORTH | 37593 | KE_TBUS | 230 | 230 | Conf Load (Western) | Conf Load (Western) | 1 | Closed | Line | NO | 0.0005 | 0.0005 | 0 | 478 | 478 | 478
50544 | SVY 230 | 81777 | mid_81777 | 230 | 138 | BC HYDRO | BC HYDRO | 3 | Closed | TransformerWinding | YES | 0.00345 | 0.12083 | 0 | 66.7 | 66.7 | 79.2
50543 | GLN 230 | 81923 | mid_81923 | 230 | 500 | BC HYDRO | BC HYDRO | 1 | Closed | TransformerWinding | YES | -1e-05 | -0.00093 | 0 | 600 | 600 | 714
37592 | KE_JBUS | 37558 | KE_NORTH | 230 | 230 | Conf Load (Western) | Conf Load (Western) | 1 | Closed | Line | NO | 0.0005 | 0.0005 | 0 | 478 | 478 | 478
50543 | GLN 230 | 81922 | mid_81922 | 230 | 500 | BC HYDRO | BC HYDRO | 2 | Closed | TransformerWinding | YES | -1e-05 | -0.00087 | 0 | 600 | 600 | 714
50543 | GLN 230 | 81919 | mid_81919 | 230 | 138 | BC HYDRO | BC HYDRO | 5 | Closed | TransformerWinding | YES | 0.00172 | 0.06018 | 0 | 168 | 168 | 200
37640 | TRINITY | 37555 | J.F.CARR | 230 | 230 | Conf Load (Western) | Conf Load (Western) | 2 | Closed | Line | NO | 0.003 | 0.0203 | 0.03196 | 319 | 319 | 319
26061 | RINALDI | 26103 | VALLEY | 230 | 230 | LA BASIN | LA BASIN | 2 | Closed | Line | NO | 0.00088 | 0.01064 | 0.02497 | 761 | 1102 | 761
50543 | GLN 230 | 81917 | mid_81917 | 230 | 230 | BC HYDRO | BC HYDRO | 11 | Closed | TransformerWinding | YES | 0.002 | 0.06992 | 0 | 150 | 150 | 178
50543 | GLN 230 | 50555 | TAC 2B1 | 230 | 230 | BC HYDRO | BC HYDRO | 1 | Closed | Line | NO | 0.00858 | 0.05927 | 0.11626 | 119.5 | 119.5 | 119.5
37558 | KE_NORTH | 37555 | J.F.CARR | 230 | 230 | Conf Load (Western) | Conf Load (Western) | 2 | Closed | Line | NO | 0.0022 | 0.0173 | 0.03196 | 340 | 340 | 340
50542 | WSN 230 | 81753 | mid_81753 | 230 | 500 | BC HYDRO | BC HYDRO | 2 | Closed | TransformerWinding | YES | -0.00015 | -0.01032 | 0 | 549.1 | 637.4 | 637.4
50542 | WSN 230 | 81752 | mid_81752 | 230 | 500 | BC HYDRO | BC HYDRO | 4 | Closed | TransformerWinding | YES | -0.00011 | -0.00784 | 0 | 1200 | 1200 | 1425
37580 | SHASTA | 37552 | COTWWAP2 | 230 | 230 | Conf Load (Western) | Conf Load (Western) | 1 | Closed | Line | NO | 0.0067 | 0.0456 | 0.08176 | 358 | 454 | 478
26061 | RINALDI | 26103 | VALLEY | 230 | 230 | LA BASIN | LA BASIN | 1 | Closed | Line | NO | 0.00088 | 0.01064 | 0.02497 | 761 | 1102 | 761
50542 | WSN 230 | 81751 | mid_81751 | 230 | 230 | BC HYDRO | BC HYDRO | 5 | Closed | TransformerWinding | YES | 0.00352 | 0.12328 | 0 | 168 | 168 | 199.5
50542 | WSN 230 | 81750 | mid_81750 | 230 | 230 | BC HYDRO | BC HYDRO | 6 | Closed | TransformerWinding | YES | 0.00354 | 0.12373 | 0 | 168 | 168 | 199.5
37552 | COTWWAP2 | 37567 | ROSEVILL | 230 | 230 | Conf Load (Western) | Conf Load (Western) | 1 | Closed | Line | NO | 0.0241 | 0.2148 | 0.39528 | 357 | 436 | 436
50542 | WSN 230 | 81749 | mid_81749 | 230 | 230 | BC HYDRO | BC HYDRO | 7 | Closed | TransformerWinding | YES | 0.00347 | 0.12128 | 0 | 168 | 168 | 199.5
50542 | WSN 230 | 50545 | BLW 230 | 230 | 230 | BC HYDRO | BC HYDRO | 1 | Closed | Line | NO | 0.01261 | 0.08728 | 0.17157 | 318.7 | 318.7 | 318.7
37565 | OLINDAW | 37552 | COTWWAP2 | 230 | 230 | Conf Load (Western) | Conf Load (Western) | 2 | Closed | Line | NO | 0.0018 | 0.01331 | 0.0249 | 654 | 769 | 786
26061 | RINALDI | 26094 | SYLMAR | 230 | 230 | LA BASIN | LA BASIN | 4 | Closed | Line | NO | 0.00028 | 0.00396 | 0.00908 | 761 | 1102 | 761
50542 | WSN 230 | 50544 | SVY 230 | 230 | 230 | BC HYDRO | BC HYDRO | 1 | Closed | Line | NO | 0.00443 | 0.03052 | 0.05976 | 378.5 | 378.5 | 470.1
50541 | KDS 230 | 81879 | mid_81879 | 230 | 500 | BC HYDRO | BC HYDRO | 1 | Closed | TransformerWinding | YES | 1e-05 | 0.00069 | 0 | 300 | 300 | 356
70192 | FTLUPTON | 70410 | ST.VRAIN | 230 | 230 | ZoneRN | ZoneRN | 2 | Closed | Line | NO | 0.00265 | 0.02191 | 0.04487 | 509 | 559 | 509
37567 | ROSEVILL | 37548 | FOLSOM | 230 | 230 | Conf Load (Western) | Conf Load (Western) | 1 | Closed | Line | NO | 0.0013 | 0.0109 | 0.01948 | 401 | 504 | 568
50541 | KDS 230 | 81878 | mid_81878 | 230 | 230 | BC HYDRO | BC HYDRO | 3 | Closed | TransformerWinding | YES | 0.00272 | 0.09502 | 0 | 168 | 168 | 200
50541 | KDS 230 | 81877 | mid_81877 | 230 | 138 | BC HYDRO | BC HYDRO | 4 | Closed | TransformerWinding | YES | 0.00286 | 0.10019 | 0 | 168 | 168 | 200
26061 | RINALDI | 26094 | SYLMAR | 230 | 230 | LA BASIN | LA BASIN | 3 | Closed | Line | NO | 0.00027 | 0.00393 | 0.00918 | 710 | 1029 | 710
50541 | KDS 230 | 80851 | MML 230 | 230 | 230 | BC HYDRO | BC HYDRO | 1 | Closed | Line | NO | 0.01376 | 0.08459 | 0.16205 | 382.8 | 382.8 | 451
50541 | KDS 230 | 51017 | KMI 230 | 230 | 230 | BC HYDRO | BC HYDRO | 1 | Closed | Line | NO | 0.07443 | 0.35595 | 0.64761 | 256.1 | 256.1 | 256.1
37548 | FOLSOM | 37547 | FOLSOM | 230 | 115 | Conf Load (Western) | Conf Load (Western) | 1 | Closed | Transformer | YES | 0.0016 | 0.06705 | 0 | 120 | 144 | 120
50540 | GMS 230 | 81914 | mid_81914 | 230 | 500 | BC HYDRO | BC HYDRO | 13 | Closed | TransformerWinding | YES | -7e-05 | -0.00512 | 0 | 300 | 300 | 356
50540 | GMS 230 | 81913 | mid_81913 | 230 | 500 | BC HYDRO | BC HYDRO | 14 | Closed | TransformerWinding | YES | -7e-05 | -0.00504 | 0 | 300 | 300 | 356
37567 | ROSEVILL | 37546 | ELVERTAW | 230 | 230 | Conf Load (Western) | Conf Load (Western) | 1 | Closed | Line | NO | 0.0019 | 0.0187 | 0.03948 | 413 | 413 | 413
26061 | RINALDI | 26094 | SYLMAR | 230 | 230 | LA BASIN | LA BASIN | 1 | Closed | Line | NO | 0.00027 | 0.00393 | 0.00918 | 708 | 1003 | 708
50540 | GMS 230 | 51580 | DKT 230 | 230 | 230 | BC HYDRO | BC HYDRO | 1 | Closed | Line | NO | 0.00306 | 0.02115 | 0.04134 | 427.4 | 460.9 | 478
37580 | SHASTA | 37545 | COTWDWAP | 230 | 230 | Conf Load (Western) | Conf Load (Western) | 2 | Closed | Line | NO | 0.0068 | 0.0456 | 0.08212 | 358 | 454 | 478
37565 | OLINDAW | 37545 | COTWDWAP | 230 | 230 | Conf Load (Western) | Conf Load (Western) | 1 | Closed | Line | NO | 0.00181 | 0.01334 | 0.02492 | 654 | 769 | 786
26061 | RINALDI | 26093 | TARZANA | 230 | 230 | LA BASIN | LA BASIN | 2 | Closed | Line | NO | 0.00187 | 0.01498 | 0.03076 | 459 | 651 | 459
37544 | AIRPORTW | 37901 | AIRPORTW | 230 | 115 | Conf Load (Western) | Conf Load (Redding) | 2 | Closed | Transformer | YES | 0 | 0.0728 | 0 | 100 | 120 | 100
37544 | AIRPORTW | 37901 | AIRPORTW | 230 | 115 | Conf Load (Western) | Conf Load (Redding) | 1 | Closed | Transformer | YES | 0 | 0.0728 | 0 | 100 | 120 | 100
26061 | RINALDI | 26093 | TARZANA | 230 | 230 | LA BASIN | LA BASIN | 1 | Closed | Line | NO | 0.00187 | 0.01498 | 0.03076 | 459 | 651 | 459
37558 | KE_NORTH | 37544 | AIRPORTW | 230 | 230 | Conf Load (Western) | Conf Load (Western) | 1 | Closed | Line | NO | 0.00337 | 0.01671 | 0.02846 | 587 | 636 | 636
37544 | AIRPORTW | 37545 | COTWDWAP | 230 | 230 | Conf Load (Western) | Conf Load (Western) | 1 | Closed | Line | NO | 0.0032 | 0.01591 | 0.02709 | 478 | 478 | 478
37568 | FIDDYMNT | 37543 | ELVERTAE | 230 | 230 | Conf Load (NCPA) | Conf Load (Western) | 1 | Closed | Line | NO | 0.00107 | 0.01094 | 0.0225 | 473 | 478 | 478
37546 | ELVERTAW | 37543 | ELVERTAE | 230 | 230 | Conf Load (Western) | Conf Load (Western) | 1 | Closed | Line | NO | 0.0005 | 0.0005 | 0 | 996 | 996 | 996
37591 | KE_SOUTH | 37531 | WHISKEYF | 230 | 230 | Conf Load (Western) | Conf Load (Western) | 1 | Closed | Line | NO | 0.00125 | 0.0086 | 0.01568 | 340 | 340 | 340
37531 | WHISKEYF | 37555 | J.F.CARR | 230 | 230 | Conf Load (Western) | Conf Load (Western) | 1 | Closed | Line | NO | 0.00125 | 0.0086 | 0.01568 | 340 | 340 | 340
37591 | KE_SOUTH | 37520 | OBANION | 230 | 230 | Conf Load (Western) | Conf Load (Western) | 1 | Closed | Line | NO | 0.02825 | 0.19719 | 0.40659 | 323 | 323 | 323
37565 | OLINDAW | 37520 | OBANION | 230 | 230 | Conf Load (Western) | Conf Load (Western) | 1 | Closed | Line | NO | 0.02555 | 0.17193 | 0.35742 | 494 | 561 | 561
26135 | HSKLLCYN | 26054 | HSKLLCYN G | 230 | 115 | LA BASIN | LA BASIN | G | Closed | Transformer | YES | 0.00303 | 0.13943 | 0 | 75 | 75 | 75
37520 | OBANION | 37546 | ELVERTAW | 230 | 230 | Conf Load (Western) | Conf Load (Western) | 1 | Closed | Line | NO | 0.004 | 0.03665 | 0.07619 | 413 | 413 | 413
37520 | OBANION | 37543 | ELVERTAE | 230 | 230 | Conf Load (Western) | Conf Load (Western) | 2 | Closed | Line | NO | 0.004 | 0.03665 | 0.07619 | 413 | 413 | 413
37524 | SUTTER | 37520 | OBANION | 230 | 230 | Conf Load (Western) | Conf Load (Western) | 1 | Closed | Line | NO | 0.00026 | 0.00285 | 0.0247 | 797 | 797 | 797
37585 | TRCY PMP | 37510 | TCY MP2 | 230 | 500 | Conf Load (Western) | Conf Load (Western) | 2 | Closed | TransformerWinding | YES | 7e-05 | 0.00814 | 0 | 0 | 0 | 0
37585 | TRCY PMP | 37508 | TCY MP1 | 230 | 500 | Conf Load (Western) | Conf Load (Western) | 1 | Closed | TransformerWinding | YES | 7e-05 | 0.00814 | 0 | 0 | 0 | 0
26135 | HSKLLCYN | 26052 | OLIVE | 230 | 230 | LA BASIN | LA BASIN | 1 | Closed | Line | NO | 0.0013 | 0.0175 | 0.04002 | 761 | 1102 | 761
37592 | KE_JBUS | 37504 | KES MP3 | 230 | 115 | Conf Load (Western) | Conf Load (Western) | 3 | Closed | TransformerWinding | YES | 0.0001 | 0.1368 | 0 | 90 | 90 | 90
26052 | OLIVE | 26086 | NRTHRDGE | 230 | 230 | LA BASIN | LA BASIN | 1 | Closed | Line | NO | 0.00106 | 0.00895 | 0.05008 | 761 | 1102 | 761
37592 | KE_JBUS | 37503 | KES MP2 | 230 | 115 | Conf Load (Western) | Conf Load (Western) | 2 | Closed | TransformerWinding | YES | 0.0001 | 0.1368 | 0 | 90 | 90 | 90
37592 | KE_JBUS | 37502 | KES MP1 | 230 | 115 | Conf Load (Western) | Conf Load (Western) | 1 | Closed | TransformerWinding | YES | 0.0001 | 0.1368 | 0 | 90 | 90 | 90
37457 | SVP_230 | 37455 | SVS_SW | 230 | 230 | Conf Load (SMUD) | Conf Load (SMUD) | 1 | Closed | Line | NO | 0.00023 | 0.00174 | 0.00384 | 402.4 | 402.4 | 402.4
50457 | TKW 2B2 | 81772 | mid_81772 | 230 | 500 | BC HYDRO | BC HYDRO | 2 | Closed | TransformerWinding | YES | -7e-05 | -0.00475 | 0 | 336 | 336 | 400
50457 | TKW 2B2 | 81770 | mid_81770 | 230 | 230 | BC HYDRO | BC HYDRO | 4 | Closed | TransformerWinding | YES | 0.00299 | 0.10462 | 0 | 168 | 168 | 200
18055 | BC TAP | 19011 | MEAD N | 230 | 230 | ZoneN8 | WAPA-DSW | 1 | Closed | Line | NO | 0.001 | 0.0067 | 0.01174 | 398.4 | 437 | 398.4
18055 | BC TAP | 18506 | AMARGOSA T2 | 230 | 230 | ZoneN8 | ZoneN8 | 1 | Closed | Line | NO | 0.00391 | 0.02487 | 0.04487 | 336 | 370 | 336
37028 | CORDOVA | 37455 | SVS_SW | 230 | 230 | Conf Load (SMUD) | Conf Load (SMUD) | 1 | Closed | Line | NO | 0.0007 | 0.005 | 0.0102 | 3319.1 | 3319.1 | 458.1
37520 | OBANION | 37021 | NATOMAS | 230 | 230 | Conf Load (Western) | Conf Load (SMUD) | 1 | Closed | Line | NO | 0.00321 | 0.03177 | 0.12842 | 745 | 745 | 797
37018 | WHITEROK | 37028 | CORDOVA | 230 | 230 | Conf Load (SMUD) | Conf Load (SMUD) | 1 | Closed | Line | NO | 0.0064 | 0.0448 | 0.0912 | 319.1 | 368.5 | 458.1
37016 | RNCHSECO | 37029 | FRANKLN | 230 | 230 | Conf Load (SMUD) | Conf Load (SMUD) | 2 | Closed | Line | NO | 0.00216 | 0.02174 | 0.08508 | 638.2 | 737 | 796.7
37016 | RNCHSECO | 37029 | FRANKLN | 230 | 230 | Conf Load (SMUD) | Conf Load (SMUD) | 1 | Closed | Line | NO | 0.00216 | 0.02174 | 0.08524 | 638.2 | 737 | 796.7
37024 | COSUMNE3 | 37016 | RNCHSECO | 230 | 230 | Conf Load (SMUD) | Conf Load (SMUD) | 1 | Closed | Line | NO | 0.0005 | 0.0006 | 0.00121 | 286.4 | 330.6 | 409.9
37023 | COSUMNE2 | 37016 | RNCHSECO | 230 | 230 | Conf Load (SMUD) | Conf Load (SMUD) | 1 | Closed | Line | NO | 0.0005 | 0.0006 | 0.00121 | 286.4 | 330.6 | 409.9
37022 | COSUMNE1 | 37016 | RNCHSECO | 230 | 230 | Conf Load (SMUD) | Conf Load (SMUD) | 1 | Closed | Line | NO | 0.0005 | 0.0006 | 0.00121 | 286.4 | 330.6 | 409.9
37015 | PROCTER | 37020 | PROCTERJ | 230 | 230 | Conf Load (SMUD) | Conf Load (SMUD) | T2 | Closed | TransformerWinding | YES | -0.00111 | 0.01052 | 0 | 112 | 112 | 112
37015 | PROCTER | 37019 | PROCTERI | 230 | 230 | Conf Load (SMUD) | Conf Load (SMUD) | T1 | Closed | TransformerWinding | YES | -0.00098 | 0.01017 | 0 | 112 | 112 | 112
37014 | POCKET | 37029 | FRANKLN | 230 | 230 | Conf Load (SMUD) | Conf Load (SMUD) | 2 | Closed | Line | NO | 0.00084 | 0.00821 | 0.03387 | 638.2 | 737 | 796.7
37014 | POCKET | 37029 | FRANKLN | 230 | 230 | Conf Load (SMUD) | Conf Load (SMUD) | 1 | Closed | Line | NO | 0.00084 | 0.00821 | 0.03387 | 638.2 | 737 | 796.7
37014 | POCKET | 37028 | CORDOVA | 230 | 230 | Conf Load (SMUD) | Conf Load (SMUD) | 1 | Closed | Line | NO | 0.0031 | 0.0216 | 0.0584 | 319.1 | 368.5 | 458.1
12181 | GLDSTNPS | 70990 | VALENT | 230 | 230 | TSGT: North NM | ZoneRS | 1 | Closed | Line | NO | 0.01155 | 0.12671 | 0.25684 | 358 | 358 | 358
37548 | FOLSOM | 37013 | ORANGEVL | 230 | 230 | Conf Load (Western) | Conf Load (SMUD) | 1 | Closed | Line | NO | 0.0015 | 0.0102 | 0.0212 | 319.1 | 341 | 341
50369 | BNT 145H | 80155 | ESQ 2B2 | 230 | 230 | BC HYDRO | BC HYDRO | 1 | Closed | Line | NO | 0.00013 | 0.00227 | 0.44569 | 366.5 | 627.4 | 454.1
50368 | ESQ 2B3 | 81936 | mid_81936 | 230 | 230 | BC HYDRO | BC HYDRO | 13 | Closed | TransformerWinding | YES | 0.0006 | 0.02088 | 0 | 168 | 176.4 | 200
50368 | ESQ 2B3 | 80155 | ESQ 2B2 | 230 | 230 | BC HYDRO | BC HYDRO | 3 | Closed | Line | NO | 0 | 7e-05 | 0 | 1593.5 | 1593.5 | 1593.5
37013 | ORANGEVL | 37018 | WHITEROK | 230 | 230 | Conf Load (SMUD) | Conf Load (SMUD) | 1 | Closed | Line | NO | 0.00616 | 0.04309 | 0.0853 | 319.1 | 368.5 | 458.1
50367 | HSY 230 | 81905 | mid_81905 | 230 | 230 | BC HYDRO | BC HYDRO | 1 | Closed | TransformerWinding | YES | 0.00057 | 0.0201 | 0 | 157.5 | 157.5 | 200
50367 | HSY 230 | 81904 | mid_81904 | 230 | 230 | BC HYDRO | BC HYDRO | 2 | Closed | TransformerWinding | YES | 0.00057 | 0.0201 | 0 | 157.5 | 157.5 | 200
37548 | FOLSOM | 37012 | LAKE | 230 | 230 | Conf Load (Western) | Conf Load (SMUD) | 1 | Closed | Line | NO | 0.0009 | 0.0059 | 0.0122 | 319.1 | 341 | 341
50367 | HSY 230 | 81903 | mid_81903 | 230 | 230 | BC HYDRO | BC HYDRO | 11 | Closed | TransformerWinding | YES | 0.0005 | 0.01766 | 0 | 157.5 | 157.5 | 200
50367 | HSY 230 | 81902 | mid_81902 | 230 | 230 | BC HYDRO | BC HYDRO | 12 | Closed | TransformerWinding | YES | 0.00038 | 0.01322 | 0 | 168 | 176.4 | 200
37012 | LAKE | 37455 | SVS_SW | 230 | 230 | Conf Load (SMUD) | Conf Load (SMUD) | 1 | Closed | Line | NO | 0.0011 | 0.0075 | 0.0152 | 3319.1 | 3319.1 | 458.1
50367 | HSY 230 | 80914 | GTP 230 | 230 | 230 | BC HYDRO | BC HYDRO | 1 | Closed | Line | NO | 0.00023 | 0.00181 | 0.1282 | 149.8 | 385.2 | 178.1
50367 | HSY 230 | 50368 | ESQ 2B3 | 230 | 230 | BC HYDRO | BC HYDRO | 1 | Closed | Line | NO | 8e-05 | 0.00114 | 0.20274 | 451.4 | 641 | 479.6
37011 | JAYBIRD | 37018 | WHITEROK | 230 | 230 | Conf Load (SMUD) | Conf Load (SMUD) | 1 | Closed | Line | NO | 0.00365 | 0.02323 | 0.04592 | 303.2 | 344.2 | 405.1
50366 | GOW 2B1 | 80141 | GOW 2B2 | 230 | 230 | BC HYDRO | BC HYDRO | 2 | Closed | Line | NO | 0 | 7e-05 | 0 | 637.4 | 637.4 | 637.4
50366 | GOW 2B1 | 50367 | HSY 230 | 230 | 230 | BC HYDRO | BC HYDRO | 1 | Closed | Line | NO | 0.00053 | 0.00341 | 0.3736 | 292.8 | 454.5 | 346.6
37011 | JAYBIRD | 37017 | UNIONVLY | 230 | 230 | Conf Load (SMUD) | Conf Load (SMUD) | 1 | Closed | Line | NO | 0.00153 | 0.01102 | 0.01682 | 309.5 | 350.6 | 409.5
50365 | PIK 230 | 80141 | GOW 2B2 | 230 | 230 | BC HYDRO | BC HYDRO | 1 | Closed | Line | NO | 0.0002 | 0.00184 | 0.00671 | 714.3 | 796.7 | 796.7
50365 | PIK 230 | 50369 | BNT 145H | 230 | 230 | BC HYDRO | BC HYDRO | 1 | Closed | Line | NO | 0.00029 | 0.00255 | 0.00936 | 714.7 | 796.7 | 796.7
37585 | TRCY PMP | 37010 | HURLEY S | 230 | 230 | Conf Load (Western) | Conf Load (SMUD) | 2 | Closed | Line | NO | 0.0093 | 0.0938 | 0.17482 | 393 | 494 | 478
50364 | GLD 230 | 81925 | mid_81925 | 230 | 230 | BC HYDRO | BC HYDRO | 1 | Closed | TransformerWinding | YES | 0.00211 | 0.0738 | 0 | 168 | 168 | 200
50364 | GLD 230 | 81924 | mid_81924 | 230 | 230 | BC HYDRO | BC HYDRO | 4 | Closed | TransformerWinding | YES | 0.0019 | 0.06636 | 0 | 168 | 168 | 200
37585 | TRCY PMP | 37010 | HURLEY S | 230 | 230 | Conf Load (Western) | Conf Load (SMUD) | 1 | Closed | Line | NO | 0.0138 | 0.0956 | 0.16912 | 357 | 460 | 478
50363 | DMR 230 | 81944 | mid_81944 | 230 | 500 | BC HYDRO | BC HYDRO | 1 | Closed | TransformerWinding | YES | -1e-05 | -0.00102 | 0 | 1200 | 1332 | 1425
50363 | DMR 230 | 81943 | mid_81943 | 230 | 500 | BC HYDRO | BC HYDRO | 2 | Closed | TransformerWinding | YES | -1e-05 | -0.00101 | 0 | 1200 | 1332 | 1425
37546 | ELVERTAW | 37010 | HURLEY S | 230 | 230 | Conf Load (Western) | Conf Load (SMUD) | 2 | Closed | Line | NO | 0.0021 | 0.0157 | 0.03142 | 393 | 413 | 413
26041 | INTERMT | 64056 | GONDER | 230 | 230 | LA IPP | SPP-East Tie | 1 | Closed | Line | NO | 0.02929 | 0.20832 | 0.41122 | 220 | 651 | 220
50363 | DMR 230 | 81942 | mid_81942 | 230 | 230 | BC HYDRO | BC HYDRO | 4 | Closed | TransformerWinding | YES | 0.0019 | 0.06658 | 0 | 168 | 168 | 200
50363 | DMR 230 | 81941 | mid_81941 | 230 | 230 | BC HYDRO | BC HYDRO | 5 | Closed | TransformerWinding | YES | 0.00079 | 0.02769 | 0 | 300 | 300 | 356
37543 | ELVERTAE | 37010 | HURLEY S | 230 | 230 | Conf Load (Western) | Conf Load (SMUD) | 1 | Closed | Line | NO | 0.0025 | 0.0162 | 0.0319 | 357 | 413 | 413
50363 | DMR 230 | 81940 | mid_81940 | 230 | 230 | BC HYDRO | BC HYDRO | 6 | Closed | TransformerWinding | YES | 0.00079 | 0.02774 | 0 | 300 | 300 | 356
70268 | ADOBE | 70438 | UINTAH | 230 | 230 | ZoneRW | ZoneRW | 1 | Closed | Line | NO | 0.0011 | 0.01062 | 0.02379 | 315 | 315 | 315
50363 | DMR 230 | 81939 | mid_81939 | 230 | 230 | BC HYDRO | BC HYDRO | 7 | Closed | TransformerWinding | YES | 0.00195 | 0.06836 | 0 | 168 | 168 | 200
37010 | HURLEY S | 37054 | HURLEY | 230 | 115 | Conf Load (SMUD) | Conf Load (SMUD) | T4 | Closed | Transformer | YES | 0.00135 | 0.08021 | 0 | 200 | 200 | 200
26041 | INTERMT | 26251 | INT MDUM | 230 | 345 | LA IPP | LA IPP | M | Closed | Transformer | YES | 0 | -0.00459 | 0 | 300 | 351 | 300
50363 | DMR 230 | 51061 | HWW 123P | 230 | 230 | BC HYDRO | BC HYDRO | 1 | Closed | Line | NO | 0.00254 | 0.03532 | 0.14954 | 651.7 | 721 | 889.6
50363 | DMR 230 | 50888 | HWW 128P | 230 | 230 | BC HYDRO | BC HYDRO | 2 | Closed | Line | NO | 0.00255 | 0.03531 | 0.14925 | 652.1 | 721 | 889.6
37010 | HURLEY S | 37054 | HURLEY | 230 | 115 | Conf Load (SMUD) | Conf Load (SMUD) | T3 | Closed | Transformer | YES | 0.00133 | 0.05665 | 0 | 200 | 200 | 200
50363 | DMR 230 | 50364 | GLD 230 | 230 | 230 | BC HYDRO | BC HYDRO | 1 | Closed | Line | NO | 0.01829 | 0.13475 | 0.27182 | 264.9 | 264.9 | 264.9
70274 | MALTA | 79004 | BASALT | 230 | 230 | ZoneRM | ZoneRW | 1 | Closed | Line | NO | 0.00372 | 0.05379 | 0.20777 | 359 | 359 | 359
50362 | KTG 230 | 81713 | mid_81713 | 230 | 230 | BC HYDRO | BC HYDRO | 12 | Closed | TransformerWinding | YES | 0.00474 | 0.166 | 0 | 75 | 75 | 89.1
37021 | NATOMAS | 37010 | HURLEY S | 230 | 230 | Conf Load (SMUD) | Conf Load (SMUD) | 1 | Closed | Line | NO | 0.0015 | 0.00985 | 0.02194 | 319.1 | 368.5 | 458.1
26025 | HAYNES | 26286 | HAY N | 230 | 230 | LA BASIN | LA BASIN | 22 | Closed | Line | NO | 0 | 8e-05 | 0.036 | 500 | 874 | 500
50362 | KTG 230 | 81704 | mid_81704 | 230 | 230 | BC HYDRO | BC HYDRO | 11 | Closed | TransformerWinding | YES | 0.00474 | 0.16622 | 0 | 75 | 75 | 89.1
50362 | KTG 230 | 50365 | PIK 230 | 230 | 230 | BC HYDRO | BC HYDRO | 2 | Closed | Line | NO | 0.00164 | 0.01144 | 0.02222 | 387.2 | 425.5 | 478
37015 | PROCTER | 37010 | HURLEY S | 230 | 230 | Conf Load (SMUD) | Conf Load (SMUD) | 1 | Closed | Line | NO | 0.00174 | 0.00876 | 0.02053 | 557.7 | 557.7 | 557.7
50362 | KTG 230 | 50365 | PIK 230 | 230 | 230 | BC HYDRO | BC HYDRO | 1 | Closed | Line | NO | 0.00163 | 0.01142 | 0.02216 | 387.2 | 425.5 | 478
50361 | SAT 230 | 51061 | HWW 123P | 230 | 230 | BC HYDRO | BC HYDRO | 1 | Closed | Line | NO | 0.00193 | 0.02481 | 0.10432 | 651.7 | 721 | 889.6
37009 | HEDGE | 37053 | HEDGE | 230 | 115 | Conf Load (SMUD) | Conf Load (SMUD) | T6 | Closed | Transformer | YES | 0.00076 | 0.04026 | 0 | 198 | 198 | 198
26025 | HAYNES | 26286 | HAY N | 230 | 230 | LA BASIN | LA BASIN | 21 | Closed | Line | NO | 0 | 8e-05 | 0.036 | 500 | 874 | 500
50361 | SAT 230 | 50888 | HWW 128P | 230 | 230 | BC HYDRO | BC HYDRO | 2 | Closed | Line | NO | 0.00179 | 0.02474 | 0.10388 | 652.1 | 721 | 889.6
50361 | SAT 230 | 50365 | PIK 230 | 230 | 230 | BC HYDRO | BC HYDRO | 2 | Closed | Line | NO | 0.00247 | 0.03426 | 0.14065 | 707.9 | 796.7 | 796.7
37009 | HEDGE | 37053 | HEDGE | 230 | 115 | Conf Load (SMUD) | Conf Load (SMUD) | T4 | Closed | Transformer | YES | 0.00146 | 0.05139 | 0 | 150 | 150 | 150
50361 | SAT 230 | 50365 | PIK 230 | 230 | 230 | BC HYDRO | BC HYDRO | 1 | Closed | Line | NO | 0.00248 | 0.03435 | 0.14107 | 652.1 | 721 | 796.7
50360 | VIT 230 | 81768 | mid_81768 | 230 | 230 | BC HYDRO | BC HYDRO | 5 | Closed | TransformerWinding | YES | 6e-05 | 0.00226 | 0 | 180 | 180 | 214
70286 | MIDWAYPS | 78854 | FULLER | 230 | 230 | ZoneRS | CSU | 1 | Closed | Line | NO | 0.00276 | 0.03158 | 0.11467 | 478 | 478 | 478
37009 | HEDGE | 37053 | HEDGE | 230 | 115 | Conf Load (SMUD) | Conf Load (SMUD) | T2 | Closed | Transformer | YES | 0.00241 | 0.06465 | 0 | 120 | 120 | 120
26025 | HAYNES | 26286 | HAY N | 230 | 230 | LA BASIN | LA BASIN | 12 | Closed | Line | NO | 0 | 8e-05 | 0.036 | 500 | 874 | 500
50360 | VIT 230 | 81767 | mid_81767 | 230 | 230 | BC HYDRO | BC HYDRO | 6 | Closed | TransformerWinding | YES | 5e-05 | 0.00174 | 0 | 180 | 180 | 214
50360 | VIT 230 | 81766 | mid_81766 | 230 | 230 | BC HYDRO | BC HYDRO | 9 | Closed | TransformerWinding | YES | 5e-05 | 0.00189 | 0 | 168 | 178 | 200
37009 | HEDGE | 37028 | CORDOVA | 230 | 230 | Conf Load (SMUD) | Conf Load (SMUD) | 1 | Closed | Line | NO | 0.0019 | 0.0131 | 0.0268 | 319.1 | 368.5 | 458.1
50360 | VIT 230 | 81765 | mid_81765 | 230 | 230 | BC HYDRO | BC HYDRO | 10 | Closed | TransformerWinding | YES | 4e-05 | 0.00155 | 0 | 168 | 178 | 200
50360 | VIT 230 | 51233 | VIT 2B41 | 230 | 230 | BC HYDRO | BC HYDRO | 42 | Open | Line | NO | 0 | 7e-05 | 0 | 1195.1 | 1195.1 | 1195.1
37015 | PROCTER | 37009 | HEDGE | 230 | 230 | Conf Load (SMUD) | Conf Load (SMUD) | 1 | Closed | Line | NO | 0.00086 | 0.00565 | 0.01272 | 319.1 | 368.5 | 458.1
26025 | HAYNES | 26286 | HAY N | 230 | 230 | LA BASIN | LA BASIN | 11 | Closed | Line | NO | 0 | 8e-05 | 0.036 | 500 | 874 | 500
51233 | VIT 2B41 | 50360 | VIT 230 | 230 | 230 | BC HYDRO | BC HYDRO | 1 | Closed | Transformer | YES | 0.00042 | 0.01478 | 0 | 650 | 650 | 650
50360 | VIT 230 | 50361 | SAT 230 | 230 | 230 | BC HYDRO | BC HYDRO | 2 | Closed | Line | NO | 0.00053 | 0.00459 | 0.01719 | 796.7 | 796.7 | 796.7
37008 | FOOTHILL | 37013 | ORANGEVL | 230 | 230 | Conf Load (SMUD) | Conf Load (SMUD) | 1 | Closed | Line | NO | 0.00408 | 0.02808 | 0.05694 | 319.1 | 368.5 | 458.1
50360 | VIT 230 | 50361 | SAT 230 | 230 | 230 | BC HYDRO | BC HYDRO | 1 | Closed | Line | NO | 0.00053 | 0.00459 | 0.01719 | 796.7 | 796.7 | 796.7
37005 | ELVERTAS | 37543 | ELVERTAE | 230 | 230 | Conf Load (SMUD) | Conf Load (Western) | 1 | Closed | Line | NO | 0.0005 | 0.0005 | 0 | 996 | 996 | 996
26068 | STJOHN | 26025 | HAYNES | 230 | 230 | LA BASIN | LA BASIN | 1 | Closed | Line | NO | 0.00238 | 0.03669 | 0.08284 | 637 | 637 | 637
70309 | PARACHUT | 79057 | RIFLE_CU | 230 | 230 | ZoneRW | ZoneRW | 1 | Closed | Line | NO | 0.00431 | 0.03068 | 0.05979 | 571 | 629 | 571
37520 | OBANION | 37005 | ELVERTAS | 230 | 230 | Conf Load (Western) | Conf Load (SMUD) | 1 | Closed | Line | NO | 0.00284 | 0.02811 | 0.11365 | 745 | 745 | 797
37005 | ELVERTAS | 37052 | ELVERTAS | 230 | 115 | Conf Load (SMUD) | Conf Load (SMUD) | T2 | Closed | Transformer | YES | 0.00199 | 0.04881 | 0 | 140 | 140 | 140
26063 | RIVER | 26025 | HAYNES | 230 | 230 | LA BASIN | LA BASIN | 1 | Closed | Line | NO | 0.0022 | 0.03422 | 0.07716 | 637 | 637 | 637
37005 | ELVERTAS | 37013 | ORANGEVL | 230 | 230 | Conf Load (SMUD) | Conf Load (SMUD) | 1 | Closed | Line | NO | 0.00454 | 0.03139 | 0.0633 | 289.2 | 289.2 | 458.1
37005 | ELVERTAS | 37008 | FOOTHILL | 230 | 230 | Conf Load (SMUD) | Conf Load (SMUD) | 1 | Closed | Line | NO | 0.00287 | 0.01962 | 0.04036 | 319.1 | 368.5 | 458.1
37004 | ELKGROVE | 37016 | RNCHSECO | 230 | 230 | Conf Load (SMUD) | Conf Load (SMUD) | 2 | Closed | Line | NO | 0.0016 | 0.0162 | 0.0642 | 638.2 | 737 | 796.7
37004 | ELKGROVE | 37016 | RNCHSECO | 230 | 230 | Conf Load (SMUD) | Conf Load (SMUD) | 1 | Closed | Line | NO | 0.0016 | 0.0162 | 0.0642 | 638.2 | 737 | 796.7
37004 | ELKGROVE | 37009 | HEDGE | 230 | 230 | Conf Load (SMUD) | Conf Load (SMUD) | 2 | Closed | Line | NO | 0.001 | 0.0097 | 0.04 | 478 | 556.1 | 478
37004 | ELKGROVE | 37009 | HEDGE | 230 | 230 | Conf Load (SMUD) | Conf Load (SMUD) | 1 | Closed | Line | NO | 0.001 | 0.0097 | 0.04 | 478 | 556.1 | 478
37003 | CARMICAL | 37013 | ORANGEVL | 230 | 230 | Conf Load (SMUD) | Conf Load (SMUD) | 1 | Closed | Line | NO | 0.00054 | 0.00295 | 0.52952 | 307.1 | 384.4 | 307.1
37003 | CARMICAL | 37010 | HURLEY S | 230 | 230 | Conf Load (SMUD) | Conf Load (SMUD) | 1 | Closed | Line | NO | 0.00129 | 0.00804 | 0.29458 | 307.1 | 368.5 | 307.1
37002 | CAMPBELL | 37014 | POCKET | 230 | 230 | Conf Load (SMUD) | Conf Load (SMUD) | 1 | Closed | Line | NO | 0.0005 | 0.00186 | 0.00696 | 478 | 573.7 | 478
37002 | CAMPBELL | 37009 | HEDGE | 230 | 230 | Conf Load (SMUD) | Conf Load (SMUD) | 1 | Closed | Line | NO | 0.00116 | 0.00797 | 0.02978 | 478 | 556.1 | 478
37001 | CAMINO S | 37018 | WHITEROK | 230 | 230 | Conf Load (SMUD) | Conf Load (SMUD) | 1 | Closed | Line | NO | 0.00212 | 0.0145 | 0.02898 | 331.8 | 380.4 | 462.9
37001 | CAMINO S | 37017 | UNIONVLY | 230 | 230 | Conf Load (SMUD) | Conf Load (SMUD) | 1 | Closed | Line | NO | 0.00308 | 0.01745 | 0.03388 | 303.2 | 344.2 | 405.1
37001 | CAMINO S | 37012 | LAKE | 230 | 230 | Conf Load (SMUD) | Conf Load (SMUD) | 1 | Closed | Line | NO | 0.00667 | 0.04614 | 0.09218 | 319.1 | 368.5 | 458.1
26013 | AIRWAY | 26081 | ATWATER | 230 | 230 | LA BASIN | LA BASIN | 2 | Closed | Line | NO | 0.00035 | 0.00536 | 0.01204 | 708 | 797 | 708
26013 | AIRWAY | 26081 | ATWATER | 230 | 230 | LA BASIN | LA BASIN | 1 | Closed | Line | NO | 0.00035 | 0.00536 | 0.01204 | 708 | 797 | 708
26061 | RINALDI | 26013 | AIRWAY | 230 | 230 | LA BASIN | LA BASIN | 2 | Closed | Line | NO | 0.00276 | 0.02306 | 0.04684 | 459 | 651 | 459
26061 | RINALDI | 26013 | AIRWAY | 230 | 230 | LA BASIN | LA BASIN | 1 | Closed | Line | NO | 0.00293 | 0.02147 | 0.05341 | 459 | 651 | 459
26010 | CASTAIC34 | 26250 | CASTAIC12 | 230 | 230 | LA BASIN | LA BASIN | 1 | Closed | Line | NO | 0 | 0.0001 | 0 | 1195 | 1195 | 1195
36960 | MOCASIN | 36974 | MOC_TAP6 | 230 | 230 | City and County of San Francisco | City and County of San Francisco | 6 | Open | Line | NO | 1e-05 | 4e-05 | 7e-05 | 319 | 319 | 319
26010 | CASTAIC34 | 26135 | HSKLLCYN | 230 | 230 | LA BASIN | LA BASIN | 1 | Closed | Line | NO | 0.0011 | 0.0158 | 0.03621 | 738 | 796 | 738
36960 | MOCASIN | 36973 | MOC_TAP5 | 230 | 230 | City and County of San Francisco | City and County of San Francisco | 5 | Open | Line | NO | 1e-05 | 4e-05 | 7e-05 | 321 | 379 | 452
36989 | HPH2_2 | 36950 | INTAKE | 230 | 230 | City and County of San Francisco | City and County of San Francisco | 2 | Closed | Line | NO | 0.00031 | 0.00233 | 0.00435 | 321 | 379 | 452
26010 | CASTAIC34 | 26086 | NRTHRDGE | 230 | 230 | LA BASIN | LA BASIN | 1 | Closed | Line | NO | 0.00294 | 0.04547 | 0.10693 | 716 | 716 | 716
36987 | HPH1_1 | 36950 | INTAKE | 230 | 230 | City and County of San Francisco | City and County of San Francisco | 1 | Closed | Line | NO | 0.00031 | 0.00233 | 0.00435 | 321 | 379 | 452
36985 | KPH3_11 | 36950 | INTAKE | 230 | 230 | City and County of San Francisco | City and County of San Francisco | 11 | Closed | Line | NO | 0.00015 | 0.00102 | 0.00203 | 321 | 379 | 398
36983 | KPH2_10 | 36950 | INTAKE | 230 | 230 | City and County of San Francisco | City and County of San Francisco | 10 | Closed | Line | NO | 0.00015 | 0.00109 | 0.00203 | 321 | 379 | 398
36981 | KPH1_9 | 36950 | INTAKE | 230 | 230 | City and County of San Francisco | City and County of San Francisco | 9 | Closed | Line | NO | 0.00015 | 0.00109 | 0.00203 | 321 | 379 | 398
36950 | INTAKE | 36974 | MOC_TAP6 | 230 | 230 | City and County of San Francisco | City and County of San Francisco | 6 | Closed | Line | NO | 0.00402 | 0.03015 | 0.05628 | 319 | 319 | 319
36950 | INTAKE | 36973 | MOC_TAP5 | 230 | 230 | City and County of San Francisco | City and County of San Francisco | 5 | Closed | Line | NO | 0.00402 | 0.03015 | 0.05628 | 321 | 379 | 452
38901 | SSS | 36893 | NRSriser | 230 | 230 | Conf Load (Silicon Valley Power) | Conf Load (Silicon Valley Power) | 1 | Closed | Line | NO | 0.00015 | 0.00183 | 0.00718 | 733 | 799 | 733
36893 | NRSriser | 38900 | NRS | 230 | 230 | Conf Load (Silicon Valley Power) | Conf Load (Silicon Valley Power) | 2 | Closed | Line | NO | 0.00015 | 0.00158 | 0.148 | 453 | 453 | 453
36893 | NRSriser | 38900 | NRS | 230 | 230 | Conf Load (Silicon Valley Power) | Conf Load (Silicon Valley Power) | 1 | Closed | Line | NO | 0.00015 | 0.00158 | 0.145 | 453 | 453 | 453
70481 | MONACO12 | 70365 | SULLIVN2 | 230 | 230 | ZoneRD | ZoneRD | 1 | Closed | Line | NO | 0.00034 | 0.00275 | 0.01474 | 445 | 445 | 445
38900 | NRS | 36851 | NRS 400 | 230 | 115 | Conf Load (Silicon Valley Power) | Conf Load (Silicon Valley Power) | 1 | Closed | Transformer | YES | 0.00037 | 0.02533 | 0 | 420 | 420 | 420
999883 | CHIMIR31 | 999882 | CHIMIR32 | 230 | 230 | SCE Los Angeles Basin 230kV | SCE Los Angeles Basin 230kV | 3 | Closed | Line | NO | 0.00035 | 0.00374 | 0.0058 | 988 | 1012 | 988
80080 | WHY 2B3 | 81757 | mid_81757 | 230 | 230 | BC HYDRO | BC HYDRO | 3 | Closed | TransformerWinding | YES | 0.00066 | 0.0231 | 0 | 158 | 158 | 200
50190 | CBN 230 | 81970 | mid_81970 | 230 | 500 | BC HYDRO | BC HYDRO | 1 | Closed | TransformerWinding | YES | -6e-05 | -0.00404 | 0 | 500 | 500 | 594
25769 | TOT811H | 25774 | TOT811_2M | 230 | 230 | SCE NORTH OF LUGO 230kV | SCE NORTH OF LUGO 230kV | 2 | Closed | TransformerWinding | YES | 0.00461 | 0.1566 | 0 | 100 | 100 | 100
50190 | CBN 230 | 81969 | mid_81969 | 230 | 500 | BC HYDRO | BC HYDRO | 2 | Closed | TransformerWinding | YES | -6e-05 | -0.00392 | 0 | 500 | 500 | 594
50190 | CBN 230 | 81968 | mid_81968 | 230 | 230 | BC HYDRO | BC HYDRO | 3 | Closed | TransformerWinding | YES | 0.00054 | 0.01877 | 0 | 158 | 158 | 200
50190 | CBN 230 | 81967 | mid_81967 | 230 | 230 | BC HYDRO | BC HYDRO | 4 | Closed | TransformerWinding | YES | 0.00061 | 0.02133 | 0 | 158 | 158 | 200
50190 | CBN 230 | 81966 | mid_81966 | 230 | 230 | BC HYDRO | BC HYDRO | 6 | Closed | TransformerWinding | YES | 0.00274 | 0.09602 | 0 | 150 | 150 | 178.1
50190 | CBN 230 | 81965 | mid_81965 | 230 | 230 | BC HYDRO | BC HYDRO | 7 | Closed | TransformerWinding | YES | 0.00274 | 0.09602 | 0 | 150 | 150 | 178.1
50190 | CBN 230 | 81171 | MLE 2B3 | 230 | 230 | BC HYDRO | BC HYDRO | 1 | Closed | Line | NO | 0.00052 | 0.00529 | 0.01521 | 478 | 478 | 478
25769 | TOT811H | 25773 | TOT811_1M | 230 | 230 | SCE NORTH OF LUGO 230kV | SCE NORTH OF LUGO 230kV | 1 | Closed | TransformerWinding | YES | 0.00461 | 0.1566 | 0 | 100 | 100 | 100
50189 | WHY 2B2 | 81758 | mid_81758 | 230 | 230 | BC HYDRO | BC HYDRO | 2 | Closed | TransformerWinding | YES | 0.0005 | 0.01733 | 0 | 158 | 158 | 200
50189 | WHY 2B2 | 80080 | WHY 2B3 | 230 | 230 | BC HYDRO | BC HYDRO | 3 | Closed | Line | NO | 0 | 7e-05 | 0 | 637.4 | 637.4 | 637.4
50188 | BSY 230 | 81987 | mid_81987 | 230 | 230 | BC HYDRO | BC HYDRO | 7 | Closed | TransformerWinding | YES | 0.02965 | 1.0372 | 0 | 15 | 15 | 17.8
50188 | BSY 230 | 81986 | mid_81986 | 230 | 230 | BC HYDRO | BC HYDRO | 8 | Closed | TransformerWinding | YES | 0.02933 | 1.0263 | 0 | 15 | 15 | 17.8
25760 | TOT810H | 25765 | TOT810_2M | 230 | 230 | SCE NORTH OF LUGO 230kV | SCE NORTH OF LUGO 230kV | 2 | Closed | TransformerWinding | YES | 0.00273 | 0.09267 | 0 | 128 | 160 | 128
50188 | BSY 230 | 80075 | BND 40P | 230 | 230 | BC HYDRO | BC HYDRO | 1 | Closed | Line | NO | 0.00074 | 0.00474 | 0.00933 | 420.7 | 468.5 | 478
50188 | BSY 230 | 51778 | MUR 50H | 230 | 230 | BC HYDRO | BC HYDRO | 1 | Closed | Line | NO | 0.00249 | 0.01553 | 0.03056 | 282.8 | 338.6 | 334.6
70393 | PONCHA_PS | 99605 | mid_99605 | 230 | 230 | ZoneRM | Zone69 | T4 | Closed | TransformerWinding | YES | 0.00031 | 0.00051 | 0 | 276 | 372 | 276
50187 | BRT 230 | 81976 | mid_81976 | 230 | 345 | BC HYDRO | BC HYDRO | 4 | Closed | TransformerWinding | YES | -8e-05 | -0.00329 | 0 | 450 | 495 | 495
50187 | BRT 230 | 80559 | TIS 230 | 230 | 230 | BC HYDRO | BC HYDRO | 1 | Closed | Line | NO | 0.00522 | 0.04997 | 0.15672 | 416.3 | 446.2 | 505.9
25760 | TOT810H | 25764 | TOT810_1M | 230 | 230 | SCE NORTH OF LUGO 230kV | SCE NORTH OF LUGO 230kV | 1 | Closed | TransformerWinding | YES | 0.00273 | 0.09267 | 0 | 128 | 160 | 128
50187 | BRT 230 | 51510 | BR1 230 | 230 | 230 | BC HYDRO | BC HYDRO | 1 | Closed | Line | NO | 0.00025 | 0.00151 | 0.00288 | 83.7 | 83.7 | 83.7
50187 | BRT 230 | 51149 | PEM 1P | 230 | 230 | BC HYDRO | BC HYDRO | 1 | Closed | Line | NO | 0.01038 | 0.06215 | 0.11075 | 220.3 | 306 | 318.7
50187 | BRT 230 | 50692 | KLY 230 | 230 | 230 | BC HYDRO | BC HYDRO | 1 | Closed | Line | NO | 0.01018 | 0.07028 | 0.13733 | 233.1 | 335.8 | 440.2
50186 | ROS 230 | 81805 | mid_81805 | 230 | 345 | BC HYDRO | BC HYDRO | 1 | Closed | TransformerWinding | YES | -0.00013 | -0.00519 | 0 | 450 | 580 | 534
70396 | SMOKYHIL | 70551 | MURPHY | 230 | 230 | ZoneRD | ZoneRD | 1 | Closed | Line | NO | 0.00039 | 0.00296 | 0.01152 | 733 | 797 | 733
25730 | SUNCATCHER | 25736 | ARLNGTN_MP2 | 230 | 230 | SCE Colorado River | SCE Colorado River | 1 | Closed | TransformerWinding | YES | -1e-05 | -0.00025 | 0 | 312 | 312 | 312
50185 | ALZ 230 | 81997 | mid_81997 | 230 | 230 | BC HYDRO | BC HYDRO | 3 | Closed | TransformerWinding | YES | 0.00259 | 0.09057 | 0 | 168 | 168 | 199.5
50185 | ALZ 230 | 81996 | mid_81996 | 230 | 230 | BC HYDRO | BC HYDRO | 2 | Closed | TransformerWinding | YES | 0.00339 | 0.11849 | 0 | 150 | 150 | 178.1
50185 | ALZ 230 | 50190 | CBN 230 | 230 | 230 | BC HYDRO | BC HYDRO | 1 | Closed | Line | NO | 0.00178 | 0.01767 | 0.05191 | 677.2 | 677.2 | 796.7
50185 | ALZ 230 | 50186 | ROS 230 | 230 | 230 | BC HYDRO | BC HYDRO | 1 | Closed | Line | NO | 0.00149 | 0.01429 | 0.04227 | 435 | 713.1 | 515.9
25730 | SUNCATCHER | 25731 | ARLNGTN_MP1 | 230 | 230 | SCE Colorado River | SCE Colorado River | 1 | Closed | TransformerWinding | YES | -2e-05 | -0.00048 | 0 | 151 | 151 | 151
50184 | MLN 230 | 81850 | mid_81850 | 230 | 230 | BC HYDRO | BC HYDRO | 2 | Closed | TransformerWinding | YES | 0.00061 | 0.02144 | 0 | 158 | 158 | 200
50184 | MLN 230 | 81849 | mid_81849 | 230 | 230 | BC HYDRO | BC HYDRO | 3 | Closed | TransformerWinding | YES | 0.00061 | 0.02144 | 0 | 158 | 158 | 200
50184 | MLN 230 | 81848 | mid_81848 | 230 | 230 | BC HYDRO | BC HYDRO | 5 | Closed | TransformerWinding | YES | 0.00274 | 0.09579 | 0 | 150 | 150 | 178.1
50184 | MLN 230 | 81847 | mid_81847 | 230 | 230 | BC HYDRO | BC HYDRO | 6 | Closed | TransformerWinding | YES | 0.00273 | 0.09568 | 0 | 150 | 150 | 178.1
25666 | EL CASCO | 25667 | EL CASCO | 230 | 115 | SCE EASTERN 500/230kV | SCE El Casco 115kV | 2 | Closed | Transformer | YES | 0 | 0.05821 | 0 | 308 | 336 | 308
50184 | MLN 230 | 80674 | FLW 230 | 230 | 230 | BC HYDRO | BC HYDRO | 1 | Closed | Line | NO | 0.0007 | 0.00704 | 0.02039 | 661.3 | 796.7 | 796.7
50184 | MLN 230 | 80081 | MLE 2B1 | 230 | 230 | BC HYDRO | BC HYDRO | 1 | Closed | Line | NO | 0.00212 | 0.02105 | 0.06188 | 450.2 | 478 | 478
50183 | ING 230 | 81896 | mid_81896 | 230 | 500 | BC HYDRO | BC HYDRO | 2 | Closed | TransformerWinding | YES | -2e-05 | -0.00142 | 0 | 1200 | 1200 | 1425
50183 | ING 230 | 81895 | mid_81895 | 230 | 500 | BC HYDRO | BC HYDRO | 4 | Closed | TransformerWinding | YES | -2e-05 | -0.0011 | 0 | 1200 | 1200 | 1425
70410 | ST.VRAIN | 78120 | FORDHAM | 230 | 230 | ZoneRN | PRPA | 1 | Closed | Line | NO | 0.00299 | 0.02539 | 0.57818 | 398 | 398 | 398
25666 | EL CASCO | 25667 | EL CASCO | 230 | 115 | SCE EASTERN 500/230kV | SCE El Casco 115kV | 1 | Closed | Transformer | YES | 0 | 0.05821 | 0 | 308 | 336 | 308
50183 | ING 230 | 81894 | mid_81894 | 230 | 500 | BC HYDRO | BC HYDRO | 5 | Closed | TransformerWinding | YES | -1e-05 | -0.00091 | 0 | 1200 | 1200 | 1425
50183 | ING 230 | 81893 | mid_81893 | 230 | 230 | BC HYDRO | BC HYDRO | 7 | Closed | TransformerWinding | YES | 0.00273 | 0.09535 | 0 | 168 | 168 | 199.5
50183 | ING 230 | 81892 | mid_81892 | 230 | 230 | BC HYDRO | BC HYDRO | 8 | Closed | TransformerWinding | YES | 0.00277 | 0.09696 | 0 | 168 | 168 | 199.5
50183 | ING 230 | 81891 | mid_81891 | 230 | 230 | BC HYDRO | BC HYDRO | 9 | Closed | TransformerWinding | YES | 0.00391 | 0.13672 | 0 | 150 | 150 | 178.1
999882 | CHIMIR32 | 25656 | MIRALOME | 230 | 230 | SCE Los Angeles Basin 230kV | SCE Los Angeles Basin 230kV | 3 | Closed | Line | NO | 0.00027 | 0.00606 | 0.01998 | 988 | 1012 | 988
50183 | ING 230 | 80674 | FLW 230 | 230 | 230 | BC HYDRO | BC HYDRO | 1 | Closed | Line | NO | 0.00051 | 0.00499 | 0.01477 | 772 | 871.2 | 955.7
50183 | ING 230 | 80080 | WHY 2B3 | 230 | 230 | BC HYDRO | BC HYDRO | 1 | Closed | Line | NO | 0.00076 | 0.00456 | 0.00902 | 394 | 394 | 478
50183 | ING 230 | 51157 | CAM 4P | 230 | 230 | BC HYDRO | BC HYDRO | 1 | Closed | Line | NO | 0.00269 | 0.01642 | 0.03242 | 394.4 | 458.1 | 505.9
50183 | ING 230 | 51156 | CAM 56P | 230 | 230 | BC HYDRO | BC HYDRO | 1 | Closed | Line | NO | 0.00268 | 0.01664 | 0.03282 | 448.2 | 478 | 478
25597 | PBLOSM_TAP | 25616 | PEARBLSM | 230 | 230 | SCE Los Angeles Basin 230kV | SCE Los Angeles Basin 230kV | 1 | Closed | Line | NO | 1e-05 | 7e-05 | 0.00016 | 353 | 474 | 353
50183 | ING 230 | 51068 | ARN 230 | 230 | 230 | BC HYDRO | BC HYDRO | 1 | Closed | Line | NO | 0.00255 | 0.01556 | 0.03017 | 258.5 | 335.4 | 418.3
50183 | ING 230 | 51034 | SYH 6P | 230 | 230 | BC HYDRO | BC HYDRO | 1 | Closed | Line | NO | 0.00015 | 0.00134 | 0.00501 | 796.7 | 796.7 | 796.7
50183 | ING 230 | 50735 | SYH 63P | 230 | 230 | BC HYDRO | BC HYDRO | 1 | Closed | Line | NO | 0.00015 | 0.00134 | 0.005 | 796.7 | 796.7 | 796.7
50183 | ING 230 | 50734 | SYH 57P | 230 | 230 | BC HYDRO | BC HYDRO | 1 | Closed | Line | NO | 0.00031 | 0.00186 | 0.00361 | 258.5 | 335.4 | 418.3
25590 | HIDESERT_TAP | 25591 | COLUSA | 230 | 230 | SCE NORTH OF LUGO 230kV | SCE NORTH OF LUGO 230kV | 1 | Closed | Line | NO | 0.00066 | 0.00207 | 0.01594 | 359 | 478 | 359
25512 | JHINDMWD | 25430 | JH LX2 | 230 | 230 | MWD Colorado River Aqueduct | MWD Colorado River Aqueduct | 2X | Closed | Line | NO | 0 | 0.1796 | 0 | 60 | 60 | 60
12101 | GLADSTON | 12181 | GLDSTNPS | 230 | 230 | TSGT: North NM | TSGT: North NM | 2 | Open | Line | NO | 0 | 0.0005 | 0 | 637 | 637 | 637
999915 | SANMAR12 | 999916 | SANMAR13 | 230 | 230 | Conf Load (S.F.) | Conf Load (S.F.) | 1 | Closed | Line | NO | 0.00121 | 0.00649 | 1.4107 | 418.3 | 557.7 | 418.3
50060 | MPT 230 | 81843 | mid_81843 | 230 | 230 | BC HYDRO | BC HYDRO | 1 | Closed | TransformerWinding | YES | 0.00098 | 0.03443 | 0 | 157.5 | 176.4 | 199.5
50060 | MPT 230 | 81842 | mid_81842 | 230 | 230 | BC HYDRO | BC HYDRO | 2 | Closed | TransformerWinding | YES | 0.00107 | 0.03732 | 0 | 157.5 | 176.4 | 199.5
25512 | JHINDMWD | 25429 | JH LX1 | 230 | 230 | MWD Colorado River Aqueduct | MWD Colorado River Aqueduct | 1X | Closed | Line | NO | 0 | 0.1796 | 0 | 60 | 60 | 60
29206 | BUCK230 | 25406 | J.HINDS | 230 | 230 | MWD Colorado River Aqueduct | MWD Colorado River Aqueduct | 1 | Closed | Line | NO | 0.00398 | 0.05789 | 0.1462 | 1195 | 1338 | 1195
999924 | NWKLS 11 | 999923 | NWKLS 12 | 230 | 230 | Conf Load (San Jose) | Conf Load (San Jose) | 1 | Closed | Line | NO | 0.00013 | 0.0017 | 0.00647 | 733 | 840.5 | 888.3
25512 | JHINDMWD | 25406 | J.HINDS | 230 | 230 | MWD Colorado River Aqueduct | MWD Colorado River Aqueduct | r1 | Closed | Line | NO | 0 | 0.00033 | 0 | 350.6 | 358.5 | 350.6
12181 | GLDSTNPS | 12101 | GLADSTON | 230 | 230 | TSGT: North NM | TSGT: North NM | 1 | Closed | Transformer | YES | 0.00208 | 0.05396 | 0 | 300 | 300 | 300
25432 | GENE LX2 | 25404 | GENE BK2 | 230 | 230 | MWD Colorado River Aqueduct | MWD Colorado River Aqueduct | 2 | Closed | TransformerWinding | YES | 0 | 0.0003 | 0 | 66 | 66 | 66
70461 | WASHINGT | 70529 | JLGREEN | 230 | 230 | ZoneRD | ZoneRN | 1 | Closed | Line | NO | 0.00015 | 0.0015 | 0.005 | 569 | 626 | 637
25431 | GENE LX1 | 25403 | GENE BK1 | 230 | 230 | MWD Colorado River Aqueduct | MWD Colorado River Aqueduct | 1 | Closed | TransformerWinding | YES | 0 | 0.0005 | 0 | 66 | 66 | 66
50039 | CAM 2B4 | 81975 | mid_81975 | 230 | 230 | BC HYDRO | BC HYDRO | 2 | Closed | TransformerWinding | YES | 0.00067 | 0.02344 | 0 | 158 | 158 | 200
50039 | CAM 2B4 | 51157 | CAM 4P | 230 | 230 | BC HYDRO | BC HYDRO | 1 | Closed | Line | NO | 1e-05 | 7e-05 | 0.00014 | 394.4 | 458.1 | 537.8
50039 | CAM 2B4 | 51155 | CAM 2B5 | 230 | 230 | BC HYDRO | BC HYDRO | 5 | Open | Line | NO | 0 | 3e-05 | 0 | 796.7 | 796.7 | 796.7
50038 | RBW 2T1 | 50883 | RBW 1P | 230 | 230 | BC HYDRO | BC HYDRO | 1 | Closed | Line | NO | 6e-05 | 0.0004 | 0.00078 | 211.1 | 211.1 | 318.7
50037 | PEM 230 | 51149 | PEM 1P | 230 | 230 | BC HYDRO | BC HYDRO | 1 | Closed | Line | NO | 5e-05 | 0.00028 | 0.00056 | 201.2 | 201.2 | 318.7
50036 | RBW 2T2 | 51596 | RBW 2P | 230 | 230 | BC HYDRO | BC HYDRO | 1 | Closed | Line | NO | 8e-05 | 0.00056 | 0.0011 | 437.4 | 492.8 | 548.2
25402 | GENE | 25432 | GENE LX2 | 230 | 230 | MWD Colorado River Aqueduct | MWD Colorado River Aqueduct | 2X | Closed | Line | NO | 0 | 0.1323 | 0 | 100 | 100 | 100
50034 | STV 2B4 | 51758 | STV 62H | 230 | 230 | BC HYDRO | BC HYDRO | 1 | Closed | Line | NO | 0.00118 | 0.00721 | 0.01393 | 330.6 | 330.6 | 398.4
50034 | STV 2B4 | 51046 | STV 2B2 | 230 | 230 | BC HYDRO | BC HYDRO | 1 | Closed | Line | NO | 0 | 7e-05 | 0 | 796.7 | 796.7 | 796.7
50033 | CSN 230 | 81717 | mid_81717 | 230 | 230 | BC HYDRO | BC HYDRO | 4 | Closed | TransformerWinding | YES | 0.00588 | 0.20558 | 0 | 75 | 75 | 89
50033 | CSN 230 | 81716 | mid_81716 | 230 | 230 | BC HYDRO | BC HYDRO | 5 | Closed | TransformerWinding | YES | 0.00588 | 0.20569 | 0 | 75 | 75 | 89
25402 | GENE | 25431 | GENE LX1 | 230 | 230 | MWD Colorado River Aqueduct | MWD Colorado River Aqueduct | 1X | Closed | Line | NO | 0 | 0.1323 | 0 | 100 | 100 | 100
50032 | SPG 230 | 81786 | mid_81786 | 230 | 230 | BC HYDRO | BC HYDRO | 12 | Closed | TransformerWinding | YES | 0.00038 | 0.01322 | 0 | 177 | 177 | 214
50032 | SPG 230 | 81785 | mid_81785 | 230 | 230 | BC HYDRO | BC HYDRO | 13 | Closed | TransformerWinding | YES | 0.00042 | 0.01466 | 0 | 177 | 177 | 214
50032 | SPG 230 | 51742 | KI2 64H | 230 | 230 | BC HYDRO | BC HYDRO | 1 | Closed | Line | NO | 0.00046 | 0.00296 | 0.38788 | 262.1 | 312.3 | 317.9
50032 | SPG 230 | 50060 | MPT 230 | 230 | 230 | BC HYDRO | BC HYDRO | 1 | Closed | Line | NO | 0.00016 | 0.00212 | 0.19403 | 467.3 | 750.1 | 496
25512 | JHINDMWD | 25401 | EAGLEMTN | 230 | 230 | MWD Colorado River Aqueduct | MWD Colorado River Aqueduct | 1 | Closed | Line | NO | 0.0029 | 0.02104 | 0.0389 | 359 | 359 | 359
50032 | SPG 230 | 50033 | CSN 230 | 230 | 230 | BC HYDRO | BC HYDRO | 1 | Closed | Line | NO | 0.00042 | 0.00268 | 0.30431 | 262.9 | 355 | 323.5
70496 | HIGHPT | 70528 | SPRUCE | 230 | 230 | ZoneRD | ZoneRD | 1 | Closed | Line | NO | 0.0006 | 0.00425 | 0.01801 | 567 | 624 | 0
50031 | KI2 230 | 81868 | mid_81868 | 230 | 230 | BC HYDRO | BC HYDRO | 1 | Closed | TransformerWinding | YES | 0.00272 | 0.09507 | 0 | 150 | 150 | 178.1
50031 | KI2 230 | 81867 | mid_81867 | 230 | 230 | BC HYDRO | BC HYDRO | 2 | Closed | TransformerWinding | YES | 0.00388 | 0.13589 | 0 | 150 | 150 | 178.1
50031 | KI2 230 | 81866 | mid_81866 | 230 | 230 | BC HYDRO | BC HYDRO | 3 | Closed | TransformerWinding | YES | 0.00343 | 0.12001 | 0 | 150 | 150 | 178.1
25401 | EAGLEMTN | 25428 | EM LX2 | 230 | 230 | MWD Colorado River Aqueduct | MWD Colorado River Aqueduct | 2X | Closed | Line | NO | 0 | 0.1418 | 0 | 60 | 60 | 60
50031 | KI2 230 | 81865 | mid_81865 | 230 | 230 | BC HYDRO | BC HYDRO | 4 | Closed | TransformerWinding | YES | 0.00073 | 0.02566 | 0 | 158 | 158 | 200
50031 | KI2 230 | 81864 | mid_81864 | 230 | 230 | BC HYDRO | BC HYDRO | 5 | Closed | TransformerWinding | YES | 0.00076 | 0.02643 | 0 | 158 | 158 | 200
50031 | KI2 230 | 51742 | KI2 64H | 230 | 230 | BC HYDRO | BC HYDRO | 1 | Closed | Line | NO | 0.00015 | 0.00097 | 0.0017 | 411.5 | 446.2 | 505.9
50031 | KI2 230 | 51157 | CAM 4P | 230 | 230 | BC HYDRO | BC HYDRO | 1 | Closed | Line | NO | 0.00072 | 0.00435 | 0.00854 | 394.4 | 394.4 | 505.9
25401 | EAGLEMTN | 25427 | EM LX1 | 230 | 230 | MWD Colorado River Aqueduct | MWD Colorado River Aqueduct | 1X | Closed | Line | NO | 0 | 0.1418 | 0 | 60 | 60 | 60
50031 | KI2 230 | 51046 | STV 2B2 | 230 | 230 | BC HYDRO | BC HYDRO | 1 | Closed | Line | NO | 0.00253 | 0.01545 | 0.02984 | 330.6 | 330.6 | 434.2
50030 | MAN 230 | 51779 | MAN 56H | 230 | 230 | BC HYDRO | BC HYDRO | 1 | Closed | Line | NO | 0.00015 | 0.00086 | 0.12074 | 214.3 | 320.3 | 317.5
50030 | MAN 230 | 50033 | CSN 230 | 230 | 230 | BC HYDRO | BC HYDRO | 1 | Closed | Line | NO | 0.00078 | 0.005 | 0.56715 | 247 | 340.6 | 290.8
50029 | NEL 230 | 81834 | mid_81834 | 230 | 230 | BC HYDRO | BC HYDRO | 2 | Closed | TransformerWinding | YES | 0.00043 | 0.01488 | 0 | 157.5 | 157.5 | 199.5
25401 | EAGLEMTN | 25405 | IRON MTN | 230 | 230 | MWD Colorado River Aqueduct | MWD Colorado River Aqueduct | 1 | Closed | Line | NO | 0.0063 | 0.0459 | 0.0835 | 359 | 359 | 359
50029 | NEL 230 | 81833 | mid_81833 | 230 | 230 | BC HYDRO | BC HYDRO | 3 | Closed | TransformerWinding | YES | 0.00043 | 0.01488 | 0 | 157.5 | 157.5 | 199.5
50029 | NEL 230 | 51707 | HLT 40H | 230 | 230 | BC HYDRO | BC HYDRO | 1 | Closed | Line | NO | 0.0006 | 0.0011 | 0.258 | 392.4 | 496 | 392.4
50029 | NEL 230 | 51702 | HLT 39H | 230 | 230 | BC HYDRO | BC HYDRO | 1 | Closed | Line | NO | 0.0006 | 0.00111 | 0.26034 | 378.5 | 498 | 378.5
50028 | CSQ 230 | 81949 | mid_81949 | 230 | 230 | BC HYDRO | BC HYDRO | 1 | Closed | TransformerWinding | YES | 0.00057 | 0.01999 | 0 | 157.5 | 200 | 199.5
25299 | ATHOS_SUB1N | 25277 | ATHOS | 230 | 230 | SCE Red Bluff | SCE Red Bluff | 1 | Closed | Line | NO | 0.00063 | 0.00472 | 0.01123 | 397 | 397 | 397
12101 | GLADSTON | 12100 | GLADSTON | 230 | 115 | TSGT: North NM | TSGT: North NM | 2 | Closed | Transformer | YES | 0.00092 | 0.05728 | 0 | 199.2 | 199.2 | 199.2
50028 | CSQ 230 | 81948 | mid_81948 | 230 | 230 | BC HYDRO | BC HYDRO | 2 | Closed | TransformerWinding | YES | 0.00045 | 0.01566 | 0 | 157.5 | 200 | 199.5
50028 | CSQ 230 | 81947 | mid_81947 | 230 | 230 | BC HYDRO | BC HYDRO | 3 | Closed | TransformerWinding | YES | 0.00032 | 0.0112 | 0 | 157.5 | 200 | 199.5
70528 | SPRUCE | 70532 | POWHATON | 230 | 230 | ZoneRD | ZoneRD | 1 | Closed | Line | NO | 0.00054 | 0.00403 | 0.01531 | 717 | 717 | 717
70528 | SPRUCE | 70539 | CHMBERS | 230 | 230 | ZoneRD | ZoneRD | 1 | Closed | Line | NO | 0.00106 | 0.00761 | 0.03222 | 717 | 717 | 717
50028 | CSQ 230 | 50060 | MPT 230 | 230 | 230 | BC HYDRO | BC HYDRO | 1 | Closed | Line | NO | 0.00011 | 0.00151 | 0.14458 | 419.1 | 547.4 | 484.8
50027 | BND 2B1 | 81982 | mid_81982 | 230 | 230 | BC HYDRO | BC HYDRO | 1 | Closed | TransformerWinding | YES | 0.00042 | 0.01477 | 0 | 177 | 177 | 214
25277 | ATHOS | 25278 | ATHOS_SUB2 | 230 | 230 | SCE Red Bluff | SCE Red Bluff | 1 | Closed | Line | NO | 0.00086 | 0.00644 | 0.01541 | 397 | 397 | 397
70535 | COOLEYMA | 79069 | WOLCOTT | 230 | 230 | ZoneRW | ZoneRW | 1 | Closed | Line | NO | 0.00206 | 0.02056 | 0.04301 | 561 | 617 | 561
50027 | BND 2B1 | 80075 | BND 40P | 230 | 230 | BC HYDRO | BC HYDRO | 1 | Closed | Line | NO | 2e-05 | 0.00014 | 0.00029 | 406.3 | 406.3 | 502
50026 | BND 2B2 | 81981 | mid_81981 | 230 | 230 | BC HYDRO | BC HYDRO | 2 | Closed | TransformerWinding | YES | 0.0004 | 0.01411 | 0 | 177 | 177 | 214
50025 | MUR 230 | 81836 | mid_81836 | 230 | 230 | BC HYDRO | BC HYDRO | 2 | Closed | TransformerWinding | YES | 0.00359 | 0.12568 | 0 | 168 | 168 | 199.5
50025 | MUR 230 | 81835 | mid_81835 | 230 | 230 | BC HYDRO | BC HYDRO | 8 | Closed | TransformerWinding | YES | 0.00273 | 0.09535 | 0 | 150 | 150 | 178.1
25265 | ALMASOL_TAP | 25240 | ALMASOL | 230 | 230 | SCE Red Bluff | SCE Red Bluff | 1 | Closed | Line | NO | 0.00049 | 0.00433 | 0.01882 | 609.5 | 717.1 | 609.5
50025 | MUR 230 | 51778 | MUR 50H | 230 | 230 | BC HYDRO | BC HYDRO | 1 | Closed | Line | NO | 0.00049 | 0.00282 | 0.39507 | 282.8 | 338.6 | 334.6
50025 | MUR 230 | 50028 | CSQ 230 | 230 | 230 | BC HYDRO | BC HYDRO | 1 | Closed | Line | NO | 5e-05 | 0.0002 | 0.0584 | 258.9 | 358.5 | 330.6
50024 | HPN 230 | 81906 | mid_81906 | 230 | 230 | BC HYDRO | BC HYDRO | 3 | Closed | TransformerWinding | YES | 0.00355 | 0.12425 | 0 | 150 | 150 | 178.1
50024 | HPN 230 | 81729 | mid_81729 | 230 | 230 | BC HYDRO | BC HYDRO | 7 | Closed | TransformerWinding | YES | 0.00075 | 0.0261 | 0 | 157.5 | 157.5 | 199.5
25233 | TOT789 | 25234 | TOT789_H | 230 | 230 | SCE EASTERN 500/230kV | SCE EASTERN 500/230kV | 1 | Closed | Line | NO | 4e-05 | 0.00048 | 0.00223 | 943 | 1132 | 943
50024 | HPN 230 | 81728 | mid_81728 | 230 | 230 | BC HYDRO | BC HYDRO | 8 | Closed | TransformerWinding | YES | 0.00077 | 0.02699 | 0 | 157.5 | 157.5 | 199.5
50024 | HPN 230 | 50028 | CSQ 230 | 230 | 230 | BC HYDRO | BC HYDRO | 2 | Closed | Line | NO | 0.00037 | 0.00357 | 0.6403 | 484 | 607.5 | 505.9
50024 | HPN 230 | 50028 | CSQ 230 | 230 | 230 | BC HYDRO | BC HYDRO | 1 | Closed | Line | NO | 0.0004 | 0.00332 | 0.54762 | 318.7 | 408.3 | 386.4
50024 | HPN 230 | 50026 | BND 2B2 | 230 | 230 | BC HYDRO | BC HYDRO | 1 | Closed | Line | NO | 0.00032 | 0.00379 | 0.6343 | 433.8 | 597.6 | 501.6
25100 | MERCHANT | 25116 | CMS4 HS | 230 | 230 | SCE Eldorado 230kV | SCE Eldorado 230kV | 1 | Closed | Line | NO | 0.00011 | 0.00071 | 0.00149 | 112 | 112 | 112
12101 | GLADSTON | 12100 | GLADSTON | 230 | 115 | TSGT: North NM | TSGT: North NM | 1 | Closed | Transformer | YES | 0.0009 | 0.05818 | 0 | 199.2 | 199.2 | 199.2
547026 | TRAVERS_5 | 549026 | TRAVERS_4 | 240 | 240 | AIES-Stavely | AIES-Stavely | 05 | Closed | Line | NO | 0 | 2e-05 | 7e-05 | 481 | 697 | 581.1
547004 | P2122_TAP | 549003 | P2122_POI | 240 | 240 | AIES-Medicine Hat | AIES-Medicine Hat | 74 | Closed | Line | NO | 4e-05 | 0.00054 | 0.00215 | 500 | 660 | 600
542002 | GARDENPLAIN4 | 547102 | 9LA59TAP | 240 | 240 | AIES-Hanna | AIES-Hanna | 59 | Closed | Line | NO | 0.00019 | 0.00041 | 0.00099 | 210.4 | 273 | 248.7
59669 | BOWMAN1 | 547004 | P2122_TAP | 240 | 240 | AIES-Medicine Hat | AIES-Medicine Hat | 74 | Closed | Line | NO | 0.00204 | 0.02634 | 0.10435 | 952 | 952 | 1142
59603 | KEARL240 | 99936 | mid_99936 | 240 | 240 | AIES-Fort McMurray | AIES-Fort McMurray | 01 | Closed | TransformerWinding | YES | 0.00121 | 0.01018 | 0 | 125 | 125 | 125
59603 | KEARL240 | 99935 | mid_99935 | 240 | 240 | AIES-Fort McMurray | AIES-Fort McMurray | 02 | Closed | TransformerWinding | YES | 0.00121 | 0.01018 | 0 | 150 | 150 | 150
59412 | LANESLK1 | 59413 | LANESLK2 | 240 | 240 | AIES-Hanna | AIES-Hanna | 19 | Closed | Line | NO | 0.00233 | 0.00867 | 0.02284 | 549 | 759 | 701
58640 | FORTYMILE | 59662 | WHITLA1 | 240 | 240 | AIES-Medicine Hat | AIES-Medicine Hat | 29 | Closed | Line | NO | 0.00063 | 0.00425 | 0.00971 | 377 | 524.2 | 482
56544 | ENMX65S4 | 56570 | ENMX65S7 | 240 | 138 | AIES-Calgary | AIES-Calgary | T2 | Closed | Transformer | YES | 0.00038 | 0.03188 | 0 | 400 | 400 | 400
56544 | ENMX65S4 | 56570 | ENMX65S7 | 240 | 138 | AIES-Calgary | AIES-Calgary | T1 | Closed | Transformer | YES | 0.00038 | 0.03204 | 0 | 400 | 400 | 400
56477 | ELKWATR1 | 547004 | P2122_TAP | 240 | 240 | AIES-Medicine Hat | AIES-Medicine Hat | 74 | Closed | Line | NO | 0.00021 | 0.00271 | 0.01074 | 952 | 952 | 1142
56477 | ELKWATR1 | 59662 | WHITLA1 | 240 | 240 | AIES-Medicine Hat | AIES-Medicine Hat | 83 | Closed | Line | NO | 0.00331 | 0.0427 | 0.16914 | 976 | 1047 | 1211
56291 | KETL RV4 | 99939 | mid_99939 | 240 | 240 | AIES-Fort McMurray | AIES-Fort McMurray | T1 | Closed | TransformerWinding | YES | 0.00059 | 0.09022 | 0 | 200 | 237.5 | 214
56291 | KETL RV4 | 99938 | mid_99938 | 240 | 240 | AIES-Fort McMurray | AIES-Fort McMurray | T2 | Closed | TransformerWinding | YES | 0.00063 | 0.0898 | 0 | 200 | 237.5 | 214
56214 | EDD34 | 56237 | EDD34T1 | 240 | 138 | AIES-Fort McMurray | AIES-Fort McMurray | T2 | Closed | Transformer | YES | 0.00191 | 0.09366 | 0 | 125 | 125 | 125
55963 | 963S_HV | 99940 | mid_99940 | 240 | 240 | AIES-Hanna | AIES-Hanna | T1 | Closed | TransformerWinding | YES | 0.00015 | 0.04526 | 0 | 300 | 356 | 321
55959 | LANFIN1 | 99941 | mid_99941 | 240 | 240 | AIES-Hanna | AIES-Hanna | 1T | Closed | TransformerWinding | YES | 0.00015 | 0.04523 | 0 | 300 | 333 | 321
55959 | LANFIN1 | 58413 | N_BRIGDEN | 240 | 240 | AIES-Hanna | AIES-Hanna | 46 | Closed | Line | NO | 0.00255 | 0.02554 | 0.10229 | 755 | 831 | 831
55946 | OAKLND1 | 55963 | 963S_HV | 240 | 240 | AIES-Hanna | AIES-Hanna | 29 | Closed | Line | NO | 0.00213 | 0.02134 | 0.08538 | 740 | 831 | 831
55946 | OAKLND1 | 55959 | LANFIN1 | 240 | 240 | AIES-Hanna | AIES-Hanna | 24 | Closed | Line | NO | 0.00581 | 0.05825 | 0.2337 | 740 | 831 | 831
55932 | PEMUKN1 | 99942 | mid_99942 | 240 | 240 | AIES-Hanna | AIES-Hanna | T1 | Closed | TransformerWinding | YES | 0.00015 | 0.04532 | 0 | 300 | 356 | 321
55932 | PEMUKN1 | 58413 | N_BRIGDEN | 240 | 240 | AIES-Hanna | AIES-Hanna | 51 | Closed | Line | NO | 0.00223 | 0.02234 | 0.08951 | 753 | 866 | 831
55831 | SEDALIA1 | 58413 | N_BRIGDEN | 240 | 240 | AIES-Hanna | AIES-Hanna | 67 | Closed | Line | NO | 0 | 3e-05 | 0.00013 | 332.1 | 431.9 | 332.1
55831 | SEDALIA1 | 58413 | N_BRIGDEN | 240 | 240 | AIES-Hanna | AIES-Hanna | 34 | Closed | Line | NO | 0 | 3e-05 | 0.00013 | 332.1 | 431.9 | 332.1
55788 | WOLFCREK | 55789 | WOLFCRE2 | 240 | 138 | AIES-Wetaskiwin | AIES-Wetaskiwin | T2 | Closed | Transformer | YES | 0.00098 | 0.0626 | 0 | 200 | 200 | 200
55788 | WOLFCREK | 55789 | WOLFCRE2 | 240 | 138 | AIES-Wetaskiwin | AIES-Wetaskiwin | T1 | Closed | Transformer | YES | 0.00098 | 0.06251 | 0 | 200 | 200 | 200
55736 | BSR_1 | 55737 | TRAVRS1 | 240 | 240 | AIES-Stavely | AIES-Stavely | 42 | Closed | Line | NO | 0.00129 | 0.01136 | 0.02497 | 488 | 586 | 606
55688 | EDD56-1 | 56214 | EDD34 | 240 | 240 | AIES-Fort McMurray | AIES-Fort McMurray | 15 | Closed | Line | NO | 0.0015 | 0.0102 | 0.02132 | 468.9 | 468.9 | 468.9
55680 | BITUMONT | 57612 | SECORD01 | 240 | 240 | AIES-Fort McMurray | AIES-Fort McMurray | 32 | Closed | Line | NO | 0.00045 | 0.0046 | 0.01773 | 761 | 831 | 831
55677 | EDD56 | 56214 | EDD34 | 240 | 240 | AIES-Fort McMurray | AIES-Fort McMurray | 14 | Closed | Line | NO | 0.0015 | 0.0102 | 0.02132 | 468.9 | 468.9 | 468.9
55669 | AMR_02 | 55670 | BWC01 | 240 | 240 | AIES-Fort McMurray | AIES-Fort McMurray | 28 | Closed | Line | NO | 0.00041 | 0.00272 | 0.00625 | 433 | 433 | 498
55655 | DAWES240 | 99945 | mid_99945 | 240 | 240 | AIES-Fort McMurray | AIES-Fort McMurray | T1 | Closed | TransformerWinding | YES | 0.00022 | -0.008 | 0 | 300 | 356 | 321
55653 | SC1B | 59952 | SC1A | 240 | 240 | AIES-Fort MacLeod | AIES-Fort MacLeod | S2 | Closed | Series Cap | NO | 0 | -0.02795 | 0 | 1247 | 1247 | 1247
55653 | SC1B | 59952 | SC1A | 240 | 240 | AIES-Fort MacLeod | AIES-Fort MacLeod | 02 | Open | Line | NO | 0 | 0.0001 | 0 | 1247 | 1247 | 1247
55649 | HANSMAN7 | 56649 | HANSMAN9 | 240 | 138 | AIES-Provost | AIES-Provost | T1 | Closed | Transformer | YES | 0.00105 | 0.06305 | 0 | 200 | 200 | 200
55649 | HANSMAN7 | 55932 | PEMUKN1 | 240 | 240 | AIES-Provost | AIES-Hanna | 66 | Closed | Line | NO | 0.00382 | 0.03906 | 0.15866 | 442 | 442 | 442
55626 | AMR_01 | 55670 | BWC01 | 240 | 240 | AIES-Fort McMurray | AIES-Fort McMurray | 19 | Closed | Line | NO | 0.00041 | 0.00272 | 0.00626 | 433 | 433 | 498
55618 | NEWELL1 | 55621 | NEWSVCP2 | 240 | 240 | AIES-Brooks | AIES-Brooks | 75 | Closed | Line | NO | 0 | 0.0001 | 0 | 9999 | 9999 | 9999
55618 | NEWELL1 | 55620 | NEWSVCP1 | 240 | 240 | AIES-Brooks | AIES-Brooks | 75 | Closed | Line | NO | 0 | 0.0001 | 0 | 9999 | 9999 | 9999
55610 | MCCLE_01 | 59603 | KEARL240 | 240 | 240 | AIES-Fort McMurray | AIES-Fort McMurray | 99 | Closed | Line | NO | 2e-05 | 0.00013 | 0.004 | 389.9 | 389.9 | 389.9
55610 | MCCLE_01 | 57612 | SECORD01 | 240 | 240 | AIES-Fort McMurray | AIES-Fort McMurray | 01 | Closed | Line | NO | 0.00215 | 0.02249 | 0.0835 | 759 | 831 | 831
55605 | THICKWD | 55655 | DAWES240 | 240 | 240 | AIES-Fort McMurray | AIES-Fort McMurray | 07 | Closed | Line | NO | 0.00599 | 0.03694 | 0.14828 | 629.7 | 791.5 | 791.5
55574 | NILREM3 | 57574 | NILREM5 | 240 | 138 | AIES-Wainwright | AIES-Wainwright | T2 | Closed | Transformer | YES | 0.00037 | 0.03588 | 0 | 400 | 400 | 400
55574 | NILREM3 | 57574 | NILREM5 | 240 | 138 | AIES-Wainwright | AIES-Wainwright | T1 | Closed | Transformer | YES | 0.00036 | 0.03579 | 0 | 400 | 400 | 400
55574 | NILREM3 | 55649 | HANSMAN7 | 240 | 240 | AIES-Wainwright | AIES-Provost | 47 | Closed | Line | NO | 0.00695 | 0.04247 | 0.17288 | 499 | 680 | 499
55499 | CORDEL 4 | 55574 | NILREM3 | 240 | 240 | AIES-Alliance/Battle River | AIES-Wainwright | 53 | Closed | Line | NO | 0.0138 | 0.05537 | 0.22629 | 544 | 641 | 663
55489 | BAT RV80 | 99946 | mid_99946 | 240 | 240 | AIES-Alliance/Battle River | AIES-Alliance/Battle River | T2 | Closed | TransformerWinding | YES | 0.00022 | 0.04879 | 0 | 299 | 299 | 299
55489 | BAT RV80 | 55499 | CORDEL 4 | 240 | 240 | AIES-Alliance/Battle River | AIES-Alliance/Battle River | 80 | Closed | Line | NO | 3e-05 | 0.00019 | 0.00078 | 499 | 499 | 499
55484 | ANDERSO4 | 547102 | 9LA59TAP | 240 | 240 | AIES-Sheerness | AIES-Hanna | 59 | Closed | Line | NO | 0.0065 | 0.04113 | 0.14995 | 549 | 759 | 700
55484 | ANDERSO4 | 55946 | OAKLND1 | 240 | 240 | AIES-Sheerness | AIES-Hanna | 97 | Closed | Line | NO | 0.00057 | 0.00576 | 0.0227 | 499 | 499 | 499
55484 | ANDERSO4 | 55946 | OAKLND1 | 240 | 240 | AIES-Sheerness | AIES-Hanna | 70 | Closed | Line | NO | 0.00057 | 0.00575 | 0.0227 | 499 | 499 | 499
55484 | ANDERSO4 | 55486 | SHEER 24 | 240 | 240 | AIES-Sheerness | AIES-Sheerness | 00 | Closed | Line | NO | 0.00017 | 0.00103 | 0.00414 | 470 | 499 | 499
55484 | ANDERSO4 | 55485 | ANDERSON | 240 | 138 | AIES-Sheerness | AIES-Sheerness | 1T | Closed | Transformer | YES | 0.00223 | 0.10005 | 0 | 125 | 125 | 125
55481 | SHEER 14 | 55484 | ANDERSO4 | 240 | 240 | AIES-Sheerness | AIES-Sheerness | 99 | Closed | Line | NO | 0.00016 | 0.00103 | 0.00408 | 470 | 499 | 499
55469 | BAT RV79 | 55499 | CORDEL 4 | 240 | 240 | AIES-Alliance/Battle River | AIES-Alliance/Battle River | 79 | Closed | Line | NO | 3e-05 | 0.00019 | 0.00078 | 498 | 498 | 499
55462 | YEO240 | 55670 | BWC01 | 240 | 240 | AIES-Fort McMurray | AIES-Fort McMurray | 44 | Closed | Line | NO | 0.00016 | 0.00108 | 0.0025 | 433.1 | 524.2 | 433.1
55435 | HALKIRK1 | 59412 | LANESLK1 | 240 | 240 | AIES-Hanna | AIES-Hanna | 93 | Closed | Line | NO | 0.00016 | 0.00108 | 0.00247 | 378 | 517 | 520
55431 | TNCHBRY1 | 547102 | 9LA59TAP | 240 | 240 | AIES-Alliance/Battle River | AIES-Hanna | 59 | Closed | Line | NO | 0.0065 | 0.04113 | 0.14995 | 549 | 759 | 700
55431 | TNCHBRY1 | 59412 | LANESLK1 | 240 | 240 | AIES-Alliance/Battle River | AIES-Hanna | 75 | Closed | Line | NO | 0.00145 | 0.00975 | 0.02227 | 377 | 525 | 483
55431 | TNCHBRY1 | 55499 | CORDEL 4 | 240 | 240 | AIES-Alliance/Battle River | AIES-Alliance/Battle River | 16 | Closed | Line | NO | 0.00136 | 0.00816 | 0.03451 | 499 | 499 | 499
55422 | NEVIS 4 | 55499 | CORDEL 4 | 240 | 240 | AIES-Hanna | AIES-Alliance/Battle River | 20 | Closed | Line | NO | 0.0083 | 0.0419 | 0.16508 | 429 | 501 | 540
55422 | NEVIS 4 | 55423 | NEVIS 7 | 240 | 138 | AIES-Hanna | AIES-Hanna | 1T | Closed | Transformer | YES | 0.00282 | 0.06569 | 0 | 100 | 100 | 100
55403 | PAINTRT4 | 55649 | HANSMAN7 | 240 | 240 | AIES-Alliance/Battle River | AIES-Provost | 48 | Closed | Line | NO | 0.01043 | 0.0517 | 0.21218 | 442 | 442 | 442
55403 | PAINTRT4 | 55499 | CORDEL 4 | 240 | 240 | AIES-Alliance/Battle River | AIES-Alliance/Battle River | 27 | Closed | Line | NO | 0.00349 | 0.01856 | 0.0659 | 442 | 442 | 442
55402 | SALTCR1 | 99950 | mid_99950 | 240 | 240 | AIES-Fort McMurray | AIES-Fort McMurray | 1T | Closed | TransformerWinding | YES | 0.00028 | 0.04798 | 0 | 300 | 356 | 321
55312 | MARG LK4 | 99952 | mid_99952 | 240 | 240 | AIES-Cold Lake | AIES-Cold Lake | 1T | Closed | TransformerWinding | YES | 0.00033 | 0.06377 | 0 | 200 | 200 | 200
55312 | MARG LK4 | 99951 | mid_99951 | 240 | 240 | AIES-Cold Lake | AIES-Cold Lake | 2T | Closed | TransformerWinding | YES | 5e-05 | 0.06255 | 0 | 200 | 200 | 200
55312 | MARG LK4 | 55348 | WHITFISH | 240 | 240 | AIES-Cold Lake | AIES-Cold Lake | 37 | Closed | Line | NO | 0.0074 | 0.0436 | 0.18014 | 547 | 663 | 663
55312 | MARG LK4 | 55348 | WHITFISH | 240 | 240 | AIES-Cold Lake | AIES-Cold Lake | 36 | Closed | Line | NO | 0.0074 | 0.0436 | 0.18014 | 547 | 663 | 663
55288 | LIVOCK01 | 99954 | mid_99954 | 240 | 240 | AIES-Fort McMurray | AIES-Fort McMurray | T1 | Closed | TransformerWinding | YES | 0.00014 | 0.04518 | 0 | 300 | 356.3 | 321
55288 | LIVOCK01 | 59602 | LIVOCKPS | 240 | 240 | AIES-Fort McMurray | AIES-Fort McMurray | PS | Closed | Transformer | YES | 0.0002 | 0.01732 | 0 | 600 | 713 | 600
55288 | LIVOCK01 | 59602 | LIVOCKPS | 240 | 240 | AIES-Fort McMurray | AIES-Fort McMurray | 39 | Open | Line | NO | 1e-05 | 0.0001 | 1e-05 | 599.8 | 599.8 | 599.8
55288 | LIVOCK01 | 55670 | BWC01 | 240 | 240 | AIES-Fort McMurray | AIES-Fort McMurray | 57 | Closed | Line | NO | 0.00861 | 0.04365 | 0.18188 | 493 | 584 | 660
55280 | BRINT02 | 59602 | LIVOCKPS | 240 | 240 | AIES-Fort McMurray | AIES-Fort McMurray | 10 | Closed | Line | NO | 0.00483 | 0.02447 | 0.10193 | 491 | 583 | 658
55277 | BLK_FLY1 | 55610 | MCCLE_01 | 240 | 240 | AIES-Fort McMurray | AIES-Fort McMurray | 69 | Closed | Line | NO | 0.00216 | 0.02155 | 0.08627 | 777 | 831 | 831
55277 | BLK_FLY1 | 55402 | SALTCR1 | 240 | 240 | AIES-Fort McMurray | AIES-Fort McMurray | 84 | Closed | Line | NO | 0.00516 | 0.05168 | 0.20738 | 775 | 831 | 831
55277 | BLK_FLY1 | 55286 | S-SHINE4 | 240 | 240 | AIES-Fort McMurray | AIES-Fort McMurray | 77 | Closed | Line | NO | 0.00126 | 0.00787 | 0.02988 | 560 | 689 | 753
55276 | S-SHINE1 | 55277 | BLK_FLY1 | 240 | 240 | AIES-Fort McMurray | AIES-Fort McMurray | 39 | Closed | Line | NO | 0.00126 | 0.00787 | 0.02988 | 560 | 689 | 753
55260 | LOU CR.4 | 99957 | mid_99957 | 240 | 240 | AIES-Swan Hills | AIES-Swan Hills | T1 | Closed | TransformerWinding | YES | 0.0006 | 0.06093 | 0 | 200 | 238 | 214
55260 | LOU CR.4 | 99956 | mid_99956 | 240 | 240 | AIES-Swan Hills | AIES-Swan Hills | T2 | Closed | TransformerWinding | YES | 0.0012 | 0.0609 | 0 | 200 | 245 | 214
55245 | KINOSIS1 | 99958 | mid_99958 | 240 | 240 | AIES-Fort McMurray | AIES-Fort McMurray | T2 | Closed | TransformerWinding | YES | 0.00031 | 0.06041 | 0 | 200 | 238 | 214
55245 | KINOSIS1 | 56291 | KETL RV4 | 240 | 240 | AIES-Fort McMurray | AIES-Fort McMurray | 45 | Closed | Line | NO | 0.00492 | 0.02896 | 0.12201 | 560 | 664 | 757
55245 | KINOSIS1 | 55402 | SALTCR1 | 240 | 240 | AIES-Fort McMurray | AIES-Fort McMurray | 85 | Closed | Line | NO | 0.00503 | 0.02834 | 0.11763 | 559 | 661 | 750
55236 | MUSKEG1 | 99960 | mid_99960 | 240 | 240 | AIES-Fort McMurray | AIES-Fort McMurray | T1 | Closed | TransformerWinding | YES | 0.00244 | 0.20889 | 0 | 150 | 150 | 150
55236 | MUSKEG1 | 99959 | mid_99959 | 240 | 240 | AIES-Fort McMurray | AIES-Fort McMurray | T2 | Closed | TransformerWinding | YES | 0.00244 | 0.20692 | 0 | 150 | 150 | 150
55236 | MUSKEG1 | 55289 | JACKPINE | 240 | 240 | AIES-Fort McMurray | AIES-Fort McMurray | 02 | Closed | Line | NO | 0.00053 | 0.00502 | 0.0211 | 317 | 378 | 399
55236 | MUSKEG1 | 55289 | JACKPINE | 240 | 240 | AIES-Fort McMurray | AIES-Fort McMurray | 01 | Closed | Line | NO | 0.00053 | 0.00502 | 0.0211 | 317 | 378 | 399
55228 | MITS E.4 | 99962 | mid_99962 | 240 | 240 | AIES-High Prairie | AIES-High Prairie | 1T | Closed | TransformerWinding | YES | 3e-05 | 0.06198 | 0 | 200 | 237.5 | 214
55228 | MITS E.4 | 99961 | mid_99961 | 240 | 240 | AIES-High Prairie | AIES-High Prairie | 2T | Closed | TransformerWinding | YES | 0.00036 | 0.06355 | 0 | 200 | 237.5 | 214
55228 | MITS E.4 | 55260 | LOU CR.4 | 240 | 240 | AIES-High Prairie | AIES-Swan Hills | 40 | Closed | Line | NO | 0.011 | 0.06457 | 0.27272 | 498 | 498 | 498
55226 | WABASCA4 | 55280 | BRINT02 | 240 | 240 | AIES-Fort McMurray | AIES-Fort McMurray | 56 | Closed | Line | NO | 0.00405 | 0.02037 | 0.08434 | 493 | 587 | 661
55226 | WABASCA4 | 55228 | MITS E.4 | 240 | 240 | AIES-Fort McMurray | AIES-High Prairie | 56 | Closed | Line | NO | 0.01135 | 0.05718 | 0.23745 | 493 | 587 | 661
55208 | MILLENN4 | 56214 | EDD34 | 240 | 240 | AIES-Fort McMurray | AIES-Fort McMurray | 6 | Closed | Line | NO | 0.0004 | 0.0035 | 0.00769 | 604 | 604 | 604
55208 | MILLENN4 | 56214 | EDD34 | 240 | 240 | AIES-Fort McMurray | AIES-Fort McMurray | 5 | Closed | Line | NO | 0.0004 | 0.0035 | 0.00769 | 604 | 604 | 604
55208 | MILLENN4 | 55213 | MIL_G6 4 | 240 | 240 | AIES-Fort McMurray | AIES-Fort McMurray | 93 | Closed | Line | NO | 0.0001 | 0.0009 | 0.00211 | 460.2 | 475.1 | 556.2
55208 | MILLENN4 | 55212 | MIL_G5 4 | 240 | 240 | AIES-Fort McMurray | AIES-Fort McMurray | 94 | Closed | Line | NO | 0.0001 | 0.0009 | 0.00211 | 460.2 | 475.1 | 556.2
55205 | SYNC_D04 | 55206 | AURORA 4 | 240 | 240 | AIES-Fort McMurray | AIES-Fort McMurray | L2 | Closed | Line | NO | 0.00449 | 0.02961 | 0 | 426.5 | 426.5 | 498.5
55205 | SYNC_D04 | 55206 | AURORA 4 | 240 | 240 | AIES-Fort McMurray | AIES-Fort McMurray | L1 | Closed | Line | NO | 0.00449 | 0.02961 | 0 | 426.5 | 426.5 | 498.5
55200 | RUTH LK4 | 99968 | mid_99968 | 240 | 240 | AIES-Fort McMurray | AIES-Fort McMurray | 1T | Closed | TransformerWinding | YES | 0.00494 | 0.15209 | 0 | 112 | 133 | 139
55200 | RUTH LK4 | 99967 | mid_99967 | 240 | 240 | AIES-Fort McMurray | AIES-Fort McMurray | 2T | Closed | TransformerWinding | YES | 0.00492 | 0.15317 | 0 | 112 | 133 | 139
55200 | RUTH LK4 | 55605 | THICKWD | 240 | 240 | AIES-Fort McMurray | AIES-Fort McMurray | 01 | Closed | Line | NO | 0.00375 | 0.02301 | 0.09309 | 631.8 | 794 | 794
55200 | RUTH LK4 | 55402 | SALTCR1 | 240 | 240 | AIES-Fort McMurray | AIES-Fort McMurray | 23 | Closed | Line | NO | 0.00637 | 0.03681 | 0.14724 | 553 | 670 | 742
55200 | RUTH LK4 | 55208 | MILLENN4 | 240 | 240 | AIES-Fort McMurray | AIES-Fort McMurray | 92 | Closed | Line | NO | 0.00086 | 0.00426 | 0.00956 | 831 | 831 | 831
55200 | RUTH LK4 | 55208 | MILLENN4 | 240 | 240 | AIES-Fort McMurray | AIES-Fort McMurray | 91 | Closed | Line | NO | 0.00086 | 0.00426 | 0.00956 | 831 | 831 | 831
55200 | RUTH LK4 | 55205 | SYNC_D04 | 240 | 240 | AIES-Fort McMurray | AIES-Fort McMurray | L2 | Closed | Line | NO | 0.00096 | 0.00663 | 0.02 | 831 | 831 | 831
55200 | RUTH LK4 | 55205 | SYNC_D04 | 240 | 240 | AIES-Fort McMurray | AIES-Fort McMurray | L1 | Closed | Line | NO | 0.00096 | 0.00663 | 0.02 | 831 | 831 | 831
55163 | L. SMOKY | 99971 | mid_99971 | 240 | 240 | AIES-Valleyview | AIES-Valleyview | 1T | Closed | TransformerWinding | YES | 0.00054 | 0.06297 | 0 | 200 | 200 | 200
55163 | L. SMOKY | 99970 | mid_99970 | 240 | 240 | AIES-Valleyview | AIES-Valleyview | 2T | Closed | TransformerWinding | YES | 0.00046 | 0.06176 | 0 | 200 | 200 | 200
55163 | L. SMOKY | 55260 | LOU CR.4 | 240 | 240 | AIES-Valleyview | AIES-Swan Hills | 05 | Closed | Line | NO | 0.0132 | 0.0779 | 0.32327 | 498 | 498 | 498
55163 | L. SMOKY | 55260 | LOU CR.4 | 240 | 240 | AIES-Valleyview | AIES-Swan Hills | 02 | Closed | Line | NO | 0.0132 | 0.0779 | 0.32327 | 498 | 498 | 498
55125 | HORIZON_EXP | 55680 | BITUMONT | 240 | 240 | AIES-Fort McMurray | AIES-Fort McMurray | 32 | Closed | Line | NO | 0.00099 | 0.00972 | 0.0418 | 753 | 831 | 831
55125 | HORIZON_EXP | 55263 | JOSLYN4 | 240 | 240 | AIES-Fort McMurray | AIES-Fort McMurray | 55 | Closed | Line | NO | 0.00054 | 0.00511 | 0.02224 | 816 | 1136.1 | 1045.9
55125 | HORIZON_EXP | 55263 | JOSLYN4 | 240 | 240 | AIES-Fort McMurray | AIES-Fort McMurray | 37 | Closed | Line | NO | 0.00054 | 0.00511 | 0.02224 | 816 | 1136.1 | 1045.9
55125 | HORIZON_EXP | 55262 | HORUP1 | 240 | 240 | AIES-Fort McMurray | AIES-Fort McMurray | 41 | Closed | Line | NO | 0.00017 | 0.00175 | 0.01302 | 407.8 | 468.9 | 522.9
55125 | HORIZON_EXP | 55262 | HORUP1 | 240 | 240 | AIES-Fort McMurray | AIES-Fort McMurray | 31 | Closed | Line | NO | 0.00017 | 0.00175 | 0.01302 | 407.8 | 468.9 | 522.9
55125 | HORIZON_EXP | 55236 | MUSKEG1 | 240 | 240 | AIES-Fort McMurray | AIES-Fort McMurray | 66 | Closed | Line | NO | 0.00188 | 0.01706 | 0.06756 | 376 | 524 | 483
55080 | WESLY C4 | 99977 | mid_99977 | 240 | 240 | AIES-Peace River | AIES-Peace River | 1T | Closed | TransformerWinding | YES | 0.00055 | 0.04484 | 0 | 299 | 299 | 299
55080 | WESLY C4 | 99976 | mid_99976 | 240 | 240 | AIES-Peace River | AIES-Peace River | 2T | Closed | TransformerWinding | YES | 0.00056 | 0.04506 | 0 | 299 | 299 | 299
55080 | WESLY C4 | 55280 | BRINT02 | 240 | 240 | AIES-Peace River | AIES-Fort McMurray | 15 | Closed | Line | NO | 0.02295 | 0.14545 | 0.57375 | 546 | 666 | 734
55080 | WESLY C4 | 55163 | L. SMOKY | 240 | 240 | AIES-Peace River | AIES-Valleyview | 11 | Closed | Line | NO | 0.01738 | 0.10244 | 0.43556 | 499 | 499 | 499
55012 | NEWELL2 | 59669 | BOWMAN1 | 240 | 240 | AIES-Brooks | AIES-Medicine Hat | 35 | Closed | Line | NO | 0.00642 | 0.08332 | 0.33038 | 952 | 1047 | 1142
55012 | NEWELL2 | 55618 | NEWELL1 | 240 | 240 | AIES-Brooks | AIES-Brooks | 75 | Closed | Line | NO | 0 | 0.0001 | 0 | 9999 | 9999 | 9999
54990 | SHAMROCK | 59662 | WHITLA1 | 240 | 240 | AIES-Medicine Hat | AIES-Medicine Hat | 48 | Closed | Line | NO | 0.00123 | 0.01073 | 0.02382 | 490 | 588 | 608
54974 | PIKE_01 | 56974 | PIKE_02 | 240 | 138 | AIES-Fort McMurray | AIES-Fort McMurray | T2 | Closed | Transformer | YES | 0.00074 | 0.0636 | 0 | 200 | 200 | 200
54974 | PIKE_01 | 56974 | PIKE_02 | 240 | 138 | AIES-Fort McMurray | AIES-Fort McMurray | T1 | Closed | Transformer | YES | 0.00074 | 0.06415 | 0 | 200 | 200 | 200
54949 | ILAKE_01 | 55949 | ILAKE_02 | 240 | 138 | AIES-Athabasca/Lac La Biche | AIES-Athabasca/Lac La Biche | T2 | Closed | Transformer | YES | 0.001 | 0.06305 | 0 | 200 | 200 | 200
54949 | ILAKE_01 | 54974 | PIKE_01 | 240 | 240 | AIES-Athabasca/Lac La Biche | AIES-Fort McMurray | 16 | Closed | Line | NO | 0.00115 | 0.01406 | 0.06266 | 931 | 1024 | 1117
54943 | MILO 1 | 547026 | TRAVERS_5 | 240 | 240 | AIES-Brooks | AIES-Stavely | 05 | Closed | Line | NO | 0.00421 | 0.02948 | 0.0915 | 481 | 697 | 581.1
54943 | MILO 1 | 55737 | TRAVRS1 | 240 | 240 | AIES-Brooks | AIES-Stavely | 36 | Closed | Line | NO | 0.00533 | 0.02972 | 0.11389 | 481 | 577 | 581
54943 | MILO 1 | 55012 | NEWELL2 | 240 | 240 | AIES-Brooks | AIES-Brooks | 23 | Closed | Line | NO | 0.00659 | 0.03503 | 0.14031 | 547 | 656 | 676
54918 | CASS01 | 59669 | BOWMAN1 | 240 | 240 | AIES-Brooks | AIES-Medicine Hat | 34 | Closed | Line | NO | 0.00663 | 0.08489 | 0.33683 | 931.2 | 1024 | 1117
54918 | CASS01 | 55012 | NEWELL2 | 240 | 240 | AIES-Brooks | AIES-Brooks | 88 | Closed | Line | NO | 0.00037 | 0.00478 | 0.01877 | 931 | 1024 | 1117
54918 | CASS01 | 55012 | NEWELL2 | 240 | 240 | AIES-Brooks | AIES-Brooks | 87 | Closed | Line | NO | 0.0008 | 0.00476 | 0.01906 | 547 | 656 | 676
54918 | CASS01 | 54943 | MILO 1 | 240 | 240 | AIES-Brooks | AIES-Brooks | 35 | Closed | Line | NO | 0.00705 | 0.0376 | 0.15113 | 547 | 656 | 675.9
54902 | BCKSP_01 | 54974 | PIKE_01 | 240 | 240 | AIES-Fort McMurray | AIES-Fort McMurray | 15 | Closed | Line | NO | 0.00112 | 0.01364 | 0.06079 | 931 | 1024 | 1117
54893 | 908 TP | 56546 | EAST IN2 | 240 | 240 | AIES-Edmonton | AIES-Edmonton | 08 | Closed | Line | NO | 6e-05 | 0.0001 | 0.00013 | 587 | 704 | 754
54879 | 539S_240 | 54902 | BCKSP_01 | 240 | 240 | AIES-Fort McMurray | AIES-Fort McMurray | 18 | Closed | Line | NO | 0.00012 | 0.00149 | 0.00379 | 646.8 | 776 | 801.9
54878 | JFISH01 | 54902 | BCKSP_01 | 240 | 240 | AIES-Fort McMurray | AIES-Fort McMurray | 99 | Closed | Line | NO | 0.0006 | 0.00495 | 0.01548 | 624 | 749 | 764
54851 | MUSKEG T | 55236 | MUSKEG1 | 240 | 240 | AIES-Fort McMurray | AIES-Fort McMurray | L2 | Open | Line | NO | 0 | 0.001 | 0 | 100 | 100 | 100
54785 | 1059A_TP | 54891 | 904AL TP | 240 | 240 | AIES-Edmonton | AIES-Edmonton | 59 | Closed | Line | NO | 0.00022 | 0.00114 | 0.00458 | 499 | 499 | 499
54778 | ED1000-2 | 57612 | SECORD01 | 240 | 240 | AIES-Fort McMurray | AIES-Fort McMurray | 01 | Closed | Line | NO | 0.00035 | 0.00229 | 0.00526 | 476.4 | 476.4 | 596.9
54778 | ED1000-2 | 56778 | ED1000-4 | 240 | 138 | AIES-Fort McMurray | AIES-Fort McMurray | 01 | Closed | Transformer | YES | 0.00057 | 0.03778 | 0 | 332 | 332 | 332
54777 | ED1000-1 | 57612 | SECORD01 | 240 | 240 | AIES-Fort McMurray | AIES-Fort McMurray | 00 | Closed | Line | NO | 0.00038 | 0.00246 | 0.00564 | 476.4 | 492.6 | 596.9
54777 | ED1000-1 | 55777 | ED1000-3 | 240 | 138 | AIES-Fort McMurray | AIES-Fort McMurray | 00 | Closed | Transformer | YES | 0.00057 | 0.03778 | 0 | 332 | 332 | 332
54772 | ENMX25S7 | 56544 | ENMX65S4 | 240 | 240 | AIES-Calgary | AIES-Calgary | 80 | Closed | Line | NO | 0.00077 | 0.00661 | 0.02313 | 487 | 584 | 604
54772 | ENMX25S7 | 56544 | ENMX65S4 | 240 | 240 | AIES-Calgary | AIES-Calgary | 09 | Closed | Line | NO | 0.00078 | 0.00659 | 0.02347 | 487 | 584 | 604
54767 | VOY260 | 55605 | THICKWD | 240 | 240 | AIES-Fort McMurray | AIES-Fort McMurray | 93 | Closed | Line | NO | 0.00237 | 0.02222 | 0.09159 | 806 | 1064 | 967
54767 | VOY260 | 55605 | THICKWD | 240 | 240 | AIES-Fort McMurray | AIES-Fort McMurray | 62 | Closed | Line | NO | 0.00237 | 0.02222 | 0.09159 | 806 | 1064 | 967
54767 | VOY260 | 55208 | MILLENN4 | 240 | 240 | AIES-Fort McMurray | AIES-Fort McMurray | 17 | Closed | Line | NO | 0.00163 | 0.00918 | 0.0182 | 513.8 | 658 | 589.9
54767 | VOY260 | 55208 | MILLENN4 | 240 | 240 | AIES-Fort McMurray | AIES-Fort McMurray | 16 | Closed | Line | NO | 0.00163 | 0.00918 | 0.0182 | 513.8 | 658 | 589.9
54767 | VOY260 | 54868 | INGLIS 2 | 240 | 240 | AIES-Fort McMurray | AIES-Fort McMurray | 25 | Closed | Line | NO | 0.00044 | 0.0031 | 0.00706 | 485 | 648 | 590
54767 | VOY260 | 54867 | INGLIS 1 | 240 | 240 | AIES-Fort McMurray | AIES-Fort McMurray | 24 | Closed | Line | NO | 0.00044 | 0.0031 | 0.00706 | 485 | 648 | 590
54751 | FIDLER01 | 56346 | GOOSEL4 | 240 | 240 | AIES-Fort MacLeod | AIES-Fort MacLeod | 94 | Closed | Line | NO | 0.00064 | 0.00832 | 0.03265 | 831 | 1047 | 831
54751 | FIDLER01 | 54752 | FIDLER02 | 240 | 138 | AIES-Fort MacLeod | AIES-Fort MacLeod | T1 | Closed | Transformer | YES | 0.00038 | 0.0359 | 0 | 400 | 400 | 400
54746 | WINDYFLATS | 59952 | SC1A | 240 | 240 | AIES-Fort MacLeod | AIES-Fort MacLeod | 38 | Closed | Line | NO | 0.00346 | 0.04481 | 0.1758 | 973 | 1071 | 1208
54746 | WINDYFLATS | 54745 | WINDYFLAT2 | 240 | 138 | AIES-Fort MacLeod | AIES-Fort MacLeod | T2 | Closed | Transformer | YES | 0.0004 | 0.03407 | 0 | 400 | 400 | 400
54720 | 964ALTAP | 59669 | BOWMAN1 | 240 | 240 | AIES-Medicine Hat | AIES-Medicine Hat | 64 | Closed | Line | NO | 0.00514 | 0.06664 | 0.26372 | 952 | 1238 | 1142
54720 | 964ALTAP | 59662 | WHITLA1 | 240 | 240 | AIES-Medicine Hat | AIES-Medicine Hat | 64 | Closed | Line | NO | 0.0004 | 0.00517 | 0.02046 | 952 | 1238 | 1142
54720 | 964ALTAP | 54994 | GRANLEA1 | 240 | 240 | AIES-Medicine Hat | AIES-Medicine Hat | X1 | Closed | Line | NO | 1e-05 | 8e-05 | 0.00019 | 952 | 1238 | 1142
54676 | EDD651 | 56676 | EDD65M2 | 240 | 240 | AIES-Fort McMurray | AIES-Fort McMurray | T2 | Closed | Transformer | YES | 0.00014 | 0.04588 | 0 | 300 | 300 | 300
54676 | EDD651 | 56214 | EDD34 | 240 | 240 | AIES-Fort McMurray | AIES-Fort McMurray | 13 | Closed | Line | NO | 0.00421 | 0.03298 | 0.10983 | 550 | 550 | 722.1
54676 | EDD651 | 56214 | EDD34 | 240 | 240 | AIES-Fort McMurray | AIES-Fort McMurray | 12 | Closed | Line | NO | 0.00421 | 0.03298 | 0.10983 | 550 | 550 | 722.1
54676 | EDD651 | 55676 | EDD65M1 | 240 | 240 | AIES-Fort McMurray | AIES-Fort McMurray | T1 | Closed | Transformer | YES | 0.00014 | 0.04598 | 0 | 300 | 300 | 300
54677 | CYPRES2 | 54674 | CYPRES1 | 240 | 138 | AIES-Empress | AIES-Empress | T2 | Closed | Transformer | YES | 0.00086 | 0.06145 | 0 | 200 | 200 | 200
54677 | CYPRES2 | 54674 | CYPRES1 | 240 | 138 | AIES-Empress | AIES-Empress | T1 | Closed | Transformer | YES | 0.00086 | 0.06135 | 0 | 200 | 200 | 200
54666 | DOVER | 55670 | BWC01 | 240 | 240 | AIES-Fort McMurray | AIES-Fort McMurray | 74 | Closed | Line | NO | 0.00465 | 0.02808 | 0.09355 | 423 | 501 | 575
54666 | DOVER | 55605 | THICKWD | 240 | 240 | AIES-Fort McMurray | AIES-Fort McMurray | 30 | Closed | Line | NO | 0.00421 | 0.02585 | 0.10445 | 631.8 | 794 | 794
54666 | DOVER | 55605 | THICKWD | 240 | 240 | AIES-Fort McMurray | AIES-Fort McMurray | 12 | Closed | Line | NO | 0.0043 | 0.02633 | 0.10702 | 629.7 | 791.5 | 791.5
54666 | DOVER | 55274 | MACKAY | 240 | 240 | AIES-Fort McMurray | AIES-Fort McMurray | 43 | Closed | Line | NO | 0.00029 | 0.00177 | 0.00748 | 457 | 653 | 578
54666 | DOVER | 55263 | JOSLYN4 | 240 | 240 | AIES-Fort McMurray | AIES-Fort McMurray | 09 | Closed | Line | NO | 0.00227 | 0.02186 | 0.09544 | 457 | 714 | 578
54666 | DOVER | 55263 | JOSLYN4 | 240 | 240 | AIES-Fort McMurray | AIES-Fort McMurray | 08 | Closed | Line | NO | 0.00227 | 0.02186 | 0.09544 | 457 | 714 | 578
54666 | DOVER | 55200 | RUTH LK4 | 240 | 240 | AIES-Fort McMurray | AIES-Fort McMurray | 58 | Closed | Line | NO | 0.00394 | 0.02357 | 0.09983 | 416 | 585 | 565
54661 | HAZLWOD1 | 55787 | HAZLWOD2 | 240 | 138 | AIES-Didsbury | AIES-Didsbury | T1 | Closed | Transformer | YES | 0.00098 | 0.06224 | 0 | 200 | 200 | 200
59669 | BOWMAN1 | 54659 | BOWMAN2 | 240 | 138 | AIES-Medicine Hat | AIES-Medicine Hat | T2 | Closed | Transformer | YES | 0.00098 | 0.06215 | 0 | 200 | 200 | 200
59669 | BOWMAN1 | 54659 | BOWMAN2 | 240 | 138 | AIES-Medicine Hat | AIES-Medicine Hat | T1 | Closed | Transformer | YES | 0.00097 | 0.06215 | 0 | 200 | 200 | 200
54746 | WINDYFLATS | 54654 | WINDYFLAT3 | 240 | 138 | AIES-Fort MacLeod | AIES-Fort MacLeod | T1 | Closed | Transformer | YES | 0.00031 | 0.03434 | 0 | 400 | 400 | 400
54642 | SC1C | 59643 | SC1D | 240 | 240 | AIES-Fort MacLeod | AIES-Fort MacLeod | S1 | Closed | Series Cap | NO | 0 | -0.02795 | 0 | 1247 | 1247 | 1247
54642 | SC1C | 59643 | SC1D | 240 | 240 | AIES-Fort MacLeod | AIES-Fort MacLeod | 01 | Open | Line | NO | 0 | 0.0001 | 0 | 1247 | 1247 | 1247
54642 | SC1C | 54746 | WINDYFLATS | 240 | 240 | AIES-Fort MacLeod | AIES-Fort MacLeod | 37 | Closed | Line | NO | 0.00344 | 0.04484 | 0.17578 | 973 | 1071 | 1208
54639 | JOHNSON1 | 55790 | JOHNSON2 | 240 | 138 | AIES-Didsbury | AIES-Didsbury | T1 | Closed | Transformer | YES | 0.00098 | 0.06242 | 0 | 200 | 200 | 200
54617 | FOOTHLL1 | 59643 | SC1D | 240 | 240 | AIES-High River | AIES-Fort MacLeod | 37 | Closed | Line | NO | 0.00272 | 0.03537 | 0.13872 | 973 | 1071 | 1208
54617 | FOOTHLL1 | 56544 | ENMX65S4 | 240 | 240 | AIES-High River | AIES-Calgary | 07 | Closed | Line | NO | 0.00226 | 0.02887 | 0.1168 | 971 | 1071 | 1207
54617 | FOOTHLL1 | 56544 | ENMX65S4 | 240 | 240 | AIES-High River | AIES-Calgary | 06 | Closed | Line | NO | 0.00227 | 0.02887 | 0.11679 | 971 | 1071 | 1207
54617 | FOOTHLL1 | 55653 | SC1B | 240 | 240 | AIES-High River | AIES-Fort MacLeod | 38 | Closed | Line | NO | 0.00273 | 0.03534 | 0.13874 | 973 | 1071 | 1208
54617 | FOOTHLL1 | 54640 | FOOTHLL2 | 240 | 138 | AIES-High River | AIES-High River | T2 | Closed | Transformer | YES | 0.0004 | 0.03411 | 0 | 400 | 400 | 400
54617 | FOOTHLL1 | 54640 | FOOTHLL2 | 240 | 138 | AIES-High River | AIES-High River | T1 | Closed | Transformer | YES | 0.0004 | 0.03407 | 0 | 400 | 400 | 400
54545 | EAST IN4 | 54785 | 1059A_TP | 240 | 240 | AIES-Edmonton | AIES-Edmonton | 59 | Closed | Line | NO | 0 | 0.0001 | 6e-05 | 499 | 499 | 499
54531 | WILDRO1 | 99979 | mid_99979 | 240 | 240 | AIES-Medicine Hat | AIES-Medicine Hat | T2 | Closed | TransformerWinding | YES | 0.00132 | 0.00346 | 0 | 72 | 96 | 120
54531 | WILDRO1 | 99978 | mid_99978 | 240 | 240 | AIES-Medicine Hat | AIES-Medicine Hat | T1 | Closed | TransformerWinding | YES | 0.00132 | 0.00346 | 0 | 72 | 96 | 120
54531 | WILDRO1 | 56477 | ELKWATR1 | 240 | 240 | AIES-Medicine Hat | AIES-Medicine Hat | 78 | Closed | Line | NO | 0.00354 | 0.03013 | 0.07124 | 488 | 606 | 606
54521 | PETROLIA | 54979 | RIVERVIEW1 | 240 | 240 | AIES-Edmonton | AIES-Edmonton | 64 | Closed | Line | NO | 0.00023 | 0.00296 | 0.01214 | 831 | 831 | 831
54519 | CASTLEDN | 54520 | VIC_2 | 240 | 240 | AIES-Edmonton | AIES-Edmonton | 05 | Closed | Line | NO | 0.0004 | 0.00388 | 0.44233 | 475 | 475 | 503
54513 | LAMBTON4 | 55764 | 1058JOIN | 240 | 240 | AIES-Edmonton | AIES-Edmonton | 58 | Closed | Line | NO | 0.00024 | 0.00139 | 0.00544 | 498.8 | 498.8 | 498.8
54513 | LAMBTON4 | 54891 | 904AL TP | 240 | 240 | AIES-Edmonton | AIES-Edmonton | 59 | Closed | Line | NO | 0.00026 | 0.00148 | 0.00579 | 578 | 694 | 711
54511 | SUMMERS1 | 55764 | 1058JOIN | 240 | 240 | AIES-Edmonton | AIES-Edmonton | 58 | Closed | Line | NO | 0.00147 | 0.0079 | 0.03152 | 577.8 | 694 | 710.8
54509 | ARGYLL W | 54521 | PETROLIA | 240 | 240 | AIES-Edmonton | AIES-Edmonton | 55 | Closed | Line | NO | 0.00115 | 0.00801 | 0.01848 | 331 | 397 | 459
54509 | ARGYLL W | 54518 | ARGYLL E | 240 | 240 | AIES-Edmonton | AIES-Edmonton | 1 | Open | Line | NO | 0 | 0.0001 | 0 | 999 | 999 | 999
54506 | BELLAMY4 | 54518 | ARGYLL E | 240 | 240 | AIES-Edmonton | AIES-Edmonton | A2 | Closed | Line | NO | 0.00021 | 0.00108 | 0.33575 | 400 | 473 | 479
54506 | BELLAMY4 | 54509 | ARGYLL W | 240 | 240 | AIES-Edmonton | AIES-Edmonton | A3 | Closed | Line | NO | 0.00021 | 0.00106 | 0.33024 | 400 | 473 | 479
54505 | JASPER 4 | 57783 | 1045L TAP | 240 | 240 | AIES-Edmonton | AIES-Lake Wabamun Generation | 45 | Closed | Line | NO | 0.0078 | 0.04219 | 0.17064 | 481 | 577 | 581
54505 | JASPER 4 | 54955 | PDMAKER1 | 240 | 240 | AIES-Edmonton | AIES-Edmonton | 98 | Closed | Line | NO | 0.00023 | 0.00197 | 0.00472 | 487.2 | 487.2 | 599
54505 | JASPER 4 | 54521 | PETROLIA | 240 | 240 | AIES-Edmonton | AIES-Edmonton | 44 | Closed | Line | NO | 0.00193 | 0.01112 | 0.04595 | 481 | 577 | 581
54480 | BENNETTS | 99982 | mid_99982 | 240 | 500 | AIES-Calgary | AIES-Calgary | T1 | Closed | TransformerWinding | YES | -3e-05 | -0.00243 | 0 | 1200 | 1200 | 1200
54462 | EAGLEBUTE1 | 99981 | mid_99981 | 240 | 240 | AIES-Medicine Hat | AIES-Medicine Hat | T1 | Closed | TransformerWinding | YES | 0.00138 | 0.00361 | 0 | 69 | 92 | 115
54462 | EAGLEBUTE1 | 99980 | mid_99980 | 240 | 240 | AIES-Medicine Hat | AIES-Medicine Hat | T2 | Closed | TransformerWinding | YES | 0.00138 | 0.00361 | 0 | 69 | 92 | 115
54462 | EAGLEBUTE1 | 56477 | ELKWATR1 | 240 | 240 | AIES-Medicine Hat | AIES-Medicine Hat | 76 | Closed | Line | NO | 5e-05 | 0.00042 | 0.00099 | 488 | 606 | 606
54451 | MATLB1 | 547026 | TRAVERS_5 | 240 | 240 | AIES-Glenwood | AIES-Stavely | 05 | Closed | Line | NO | 0.00421 | 0.02948 | 0.0915 | 481 | 697 | 581.1
54451 | MATLB1 | 56451 | MATLB2 | 240 | 230 | AIES-Glenwood | AIES-Glenwood | PS | Closed | Transformer | YES | 0.00061 | 0.04219 | 0 | 330 | 330 | 330
54443 | BANN_240 | 99984 | mid_99984 | 240 | 240 | AIES-Fort Saskatchewan 2000 | AIES-Fort Saskatchewan 2000 | T1 | Closed | TransformerWinding | YES | 0.00021 | 0.00677 | 0 | 200 | 200 | 200
54443 | BANN_240 | 99983 | mid_99983 | 240 | 240 | AIES-Fort Saskatchewan 2000 | AIES-Fort Saskatchewan 2000 | T2 | Closed | TransformerWinding | YES | 0.0001 | 0.0098 | 0 | 200 | 200 | 200
54430 | W BROOK4 | 54918 | CASS01 | 240 | 240 | AIES-Brooks | AIES-Brooks | 52 | Closed | Line | NO | 7e-05 | 0.00048 | 0.00186 | 614.8 | 738 | 665.1
54430 | W BROOK4 | 54918 | CASS01 | 240 | 240 | AIES-Brooks | AIES-Brooks | 51 | Closed | Line | NO | 7e-05 | 0.00048 | 0.00186 | 614.8 | 738 | 665.1
54420 | KEEPHIL4 | 57783 | 1045L TAP | 240 | 240 | AIES-Lake Wabamun Generation | AIES-Lake Wabamun Generation | 45 | Closed | Line | NO | 0.00045 | 0.00244 | 0.00968 | 603 | 724 | 745
54420 | KEEPHIL4 | 54423 | KEEPHIL7 | 240 | 138 | AIES-Lake Wabamun Generation | AIES-Lake Wabamun Generation | T1 | Closed | Transformer | YES | 0.00067 | 0.04222 | 0 | 286.8 | 286.8 | 286.8
54421 | KEEPHIL5 | 54420 | KEEPHIL4 | 240 | 240 | AIES-Lake Wabamun Generation | AIES-Lake Wabamun Generation | PS | Closed | Transformer | YES | 0.0002 | 0.0173 | 0 | 600 | 600 | 600
54420 | KEEPHIL4 | 54421 | KEEPHIL5 | 240 | 240 | AIES-Lake Wabamun Generation | AIES-Lake Wabamun Generation | 20 | Open | Line | NO | 1e-05 | 0.0001 | 1e-05 | 1200.1 | 1200.1 | 1200.1
54405 | CONKLIN1 | 54902 | BCKSP_01 | 240 | 240 | AIES-Fort McMurray | AIES-Fort McMurray | 71 | Closed | Line | NO | 0.00208 | 0.01321 | 0.05008 | 624 | 749 | 764
54369 | CHRISLK1 | 54878 | JFISH01 | 240 | 240 | AIES-Fort McMurray | AIES-Fort McMurray | 90 | Closed | Line | NO | 0.00024 | 0.00267 | 0.00679 | 594 | 654 | 712.9
54348 | LEISMER4 | 56291 | KETL RV4 | 240 | 240 | AIES-Fort McMurray | AIES-Fort McMurray | 90 | Closed | Line | NO | 0.00392 | 0.02309 | 0.09712 | 556 | 654 | 713
54348 | LEISMER4 | 54468 | LEISMER7 | 240 | 138 | AIES-Fort McMurray | AIES-Fort McMurray | T2 | Closed | Transformer | YES | 0.00038 | 0.0349 | 0 | 400 | 400 | 400
54348 | LEISMER4 | 54369 | CHRISLK1 | 240 | 240 | AIES-Fort McMurray | AIES-Fort McMurray | 57 | Closed | Line | NO | 0.00226 | 0.01429 | 0.05431 | 594 | 654 | 712.9
54341 | HEARTLAN | 54443 | BANN_240 | 240 | 240 | AIES-Fort Saskatchewan 2000 | AIES-Fort Saskatchewan 2000 | 61 | Closed | Line | NO | 0.00175 | 0.02237 | 0.07787 | 628 | 754 | 706
54313 | JOSEPH1 | 54968 | URSUS_07 | 240 | 240 | AIES-Fort Saskatchewan 2000 | AIES-Fort Saskatchewan 2000 | 27 | Closed | Line | NO | 7e-05 | 0.0009 | 0.00227 | 499 | 654 | 499
54313 | JOSEPH1 | 54771 | AMELIA1 | 240 | 240 | AIES-Fort Saskatchewan 2000 | AIES-Fort Saskatchewan 2000 | 20 | Closed | Line | NO | 0.00055 | 0.00709 | 0.01781 | 594 | 654 | 706
54313 | JOSEPH1 | 54314 | JOSEPH2 | 240 | 138 | AIES-Fort Saskatchewan 2000 | AIES-Fort Saskatchewan 2000 | T2 | Closed | Transformer | YES | 0.00053 | 0.02658 | 0 | 336 | 336 | 336
54313 | JOSEPH1 | 54314 | JOSEPH2 | 240 | 138 | AIES-Fort Saskatchewan 2000 | AIES-Fort Saskatchewan 2000 | T1 | Closed | Transformer | YES | 0.00053 | 0.02667 | 0 | 336 | 336 | 336
56346 | GOOSEL4 | 54296 | GOOSEL7 | 240 | 138 | AIES-Fort MacLeod | AIES-Fort MacLeod | T1 | Closed | Transformer | YES | 0.00039 | 0.03315 | 0 | 400 | 400 | 400
54282 | HEARTLAK1 | 99986 | mid_99986 | 240 | 240 | AIES-Athabasca/Lac La Biche | AIES-Athabasca/Lac La Biche | T2 | Closed | TransformerWinding | YES | 0.0004 | 0.0679 | 0 | 200 | 238 | 214
54282 | HEARTLAK1 | 55348 | WHITFISH | 240 | 240 | AIES-Athabasca/Lac La Biche | AIES-Cold Lake | 81 | Closed | Line | NO | 0.00743 | 0.04488 | 0.19127 | 557 | 663 | 663
54282 | HEARTLAK1 | 55348 | WHITFISH | 240 | 240 | AIES-Athabasca/Lac La Biche | AIES-Cold Lake | 22 | Closed | Line | NO | 0.00782 | 0.04628 | 0.18443 | 457 | 663 | 578
54282 | HEARTLAK1 | 54949 | ILAKE_01 | 240 | 240 | AIES-Athabasca/Lac La Biche | AIES-Athabasca/Lac La Biche | 17 | Closed | Line | NO | 0.0028 | 0.03412 | 0.15225 | 831 | 831 | 831
54282 | HEARTLAK1 | 54920 | ROUND01 | 240 | 240 | AIES-Athabasca/Lac La Biche | AIES-Fort McMurray | 47 | Closed | Line | NO | 0.00561 | 0.03932 | 0.14151 | 457 | 677 | 578
54282 | HEARTLAK1 | 54348 | LEISMER4 | 240 | 240 | AIES-Athabasca/Lac La Biche | AIES-Fort McMurray | 30 | Closed | Line | NO | 0.00794 | 0.04795 | 0.20438 | 535 | 654 | 713
54430 | W BROOK4 | 54276 | W BROOK7 | 240 | 138 | AIES-Brooks | AIES-Brooks | 2T | Closed | Transformer | YES | 0.00038 | 0.03311 | 0 | 400 | 400 | 400
54430 | W BROOK4 | 54276 | W BROOK7 | 240 | 138 | AIES-Brooks | AIES-Brooks | 1T | Closed | Transformer | YES | 0.00037 | 0.03265 | 0 | 400 | 400 | 400
54262 | DOME EM4 | 99988 | mid_99988 | 240 | 240 | AIES-Empress | AIES-Empress | T2 | Closed | TransformerWinding | YES | 0.00122 | 0.00995 | 0 | 150 | 150 | 150
54262 | DOME EM4 | 99987 | mid_99987 | 240 | 240 | AIES-Empress | AIES-Empress | T1 | Closed | TransformerWinding | YES | 0.00121 | 0.01018 | 0 | 150 | 150 | 150
54262 | DOME EM4 | 54677 | CYPRES2 | 240 | 240 | AIES-Empress | AIES-Empress | 11 | Closed | Line | NO | 0.0005 | 0.00275 | 0.01062 | 333 | 499 | 333
54262 | DOME EM4 | 54267 | DOME EM7 | 240 | 138 | AIES-Empress | AIES-Empress | T5 | Closed | Transformer | YES | 0.0012 | 0.0619 | 0 | 191.2 | 191.2 | 191.2
54260 | JENNER 4 | 99990 | mid_99990 | 240 | 240 | AIES-Empress | AIES-Empress | T1 | Closed | TransformerWinding | YES | 0.00253 | 0.02748 | 0 | 83 | 83 | 83
54260 | JENNER 4 | 99989 | mid_99989 | 240 | 240 | AIES-Empress | AIES-Empress | T2 | Closed | TransformerWinding | YES | 0.00255 | 0.02769 | 0 | 83 | 83 | 83
54260 | JENNER 4 | 54677 | CYPRES2 | 240 | 240 | AIES-Empress | AIES-Empress | 45 | Closed | Line | NO | 0.00936 | 0.04963 | 0.19869 | 550 | 660 | 678.8
54260 | JENNER 4 | 54461 | HALSBURY | 240 | 240 | AIES-Empress | AIES-Empress | 49 | Closed | Line | NO | 0.00151 | 0.0106 | 0.03053 | 500 | 550 | 600
54260 | JENNER 4 | 54262 | DOME EM4 | 240 | 240 | AIES-Empress | AIES-Empress | 02 | Closed | Line | NO | 0.00982 | 0.05198 | 0.20829 | 333 | 499 | 333
54225 | WARE JCT | 55484 | ANDERSO4 | 240 | 240 | AIES-Brooks | AIES-Sheerness | 50 | Closed | Line | NO | 0.00697 | 0.04088 | 0.17145 | 499 | 499 | 499
54225 | WARE JCT | 55484 | ANDERSO4 | 240 | 240 | AIES-Brooks | AIES-Sheerness | 34 | Closed | Line | NO | 0.00694 | 0.0407 | 0.16778 | 499 | 499 | 499
54225 | WARE JCT | 55484 | ANDERSO4 | 240 | 240 | AIES-Brooks | AIES-Sheerness | 33 | Closed | Line | NO | 0.00694 | 0.04071 | 0.16778 | 550 | 651 | 748
54225 | WARE JCT | 54918 | CASS01 | 240 | 240 | AIES-Brooks | AIES-Brooks | 53 | Closed | Line | NO | 0.00202 | 0.02602 | 0.10246 | 831 | 1047 | 831
54225 | WARE JCT | 54430 | W BROOK4 | 240 | 240 | AIES-Brooks | AIES-Brooks | 75 | Closed | Line | NO | 0.00413 | 0.02348 | 0.09434 | 592 | 654 | 665
54225 | WARE JCT | 54430 | W BROOK4 | 240 | 240 | AIES-Brooks | AIES-Brooks | 31 | Closed | Line | NO | 0.00413 | 0.02348 | 0.09434 | 592 | 654 | 665
54225 | WARE JCT | 54260 | JENNER 4 | 240 | 240 | AIES-Brooks | AIES-Empress | 51 | Closed | Line | NO | 0.00822 | 0.04676 | 0.18744 | 550 | 654 | 679
54225 | WARE JCT | 54260 | JENNER 4 | 240 | 240 | AIES-Brooks | AIES-Empress | 44 | Closed | Line | NO | 0.00822 | 0.04676 | 0.18744 | 550 | 660 | 679
54221 | CRR-W1 | 56346 | GOOSEL4 | 240 | 240 | AIES-Fort MacLeod | AIES-Fort MacLeod | 72 | Closed | Line | NO | 0.00047 | 0.00583 | 0.02274 | 967 | 1160 | 1203
54221 | CRR-W1 | 54751 | FIDLER01 | 240 | 240 | AIES-Fort MacLeod | AIES-Fort MacLeod | 71 | Closed | Line | NO | 0.00074 | 0.00948 | 0.03706 | 952 | 1047 | 1142
54204 | MCMILLA4 | 99993 | mid_99993 | 240 | 240 | AIES-Fort McMurray | AIES-Fort McMurray | T2 | Closed | TransformerWinding | YES | 0.0004 | 0.06793 | 0 | 200 | 238 | 214
54204 | MCMILLA4 | 55655 | DAWES240 | 240 | 240 | AIES-Fort McMurray | AIES-Fort McMurray | 89 | Closed | Line | NO | 0.0077 | 0.04809 | 0.19082 | 499 | 683 | 609
54204 | MCMILLA4 | 54920 | ROUND01 | 240 | 240 | AIES-Fort McMurray | AIES-Fort McMurray | 55 | Closed | Line | NO | 0.00681 | 0.04691 | 0.17129 | 499 | 662 | 609
54187 | BEDDING1 | 54639 | JOHNSON1 | 240 | 240 | AIES-Calgary | AIES-Didsbury | 18 | Closed | Line | NO | 0.00881 | 0.05198 | 0.20613 | 340 | 408 | 553
54167 | N LETHB4 | 55737 | TRAVRS1 | 240 | 240 | AIES-Lethbridge | AIES-Stavely | 41 | Closed | Line | NO | 0.00491 | 0.04181 | 0.09866 | 444 | 533 | 499
54167 | N LETHB4 | 54746 | WINDYFLATS | 240 | 240 | AIES-Lethbridge | AIES-Fort MacLeod | 68 | Closed | Line | NO | 0.00574 | 0.03544 | 0.13935 | 499 | 733 | 499
54167 | N LETHB4 | 54746 | WINDYFLATS | 240 | 240 | AIES-Lethbridge | AIES-Fort MacLeod | 67 | Closed | Line | NO | 0.00575 | 0.03543 | 0.13936 | 499 | 599 | 499
54167 | N LETHB4 | 54692 | N LETHB7 | 240 | 138 | AIES-Lethbridge | AIES-Lethbridge | T6 | Closed | Transformer | YES | 0.00116 | 0.06396 | 0 | 200 | 200 | 200
54167 | N LETHB4 | 54692 | N LETHB7 | 240 | 138 | AIES-Lethbridge | AIES-Lethbridge | T5 | Closed | Transformer | YES | 0.00122 | 0.06305 | 0 | 200 | 200 | 200
54167 | N LETHB4 | 54692 | N LETHB7 | 240 | 138 | AIES-Lethbridge | AIES-Lethbridge | T3 | Closed | Transformer | YES | 0.00129 | 0.06305 | 0 | 193.6 | 224 | 193.6
54167 | N LETHB4 | 54451 | MATLB1 | 240 | 240 | AIES-Lethbridge | AIES-Glenwood | 40 | Closed | Line | NO | 0.00149 | 0.01263 | 0.02981 | 481 | 577 | 499
54165 | PEIGAN 4 | 56346 | GOOSEL4 | 240 | 240 | AIES-Fort MacLeod | AIES-Fort MacLeod | 56 | Closed | Line | NO | 0.0033 | 0.02021 | 0.0797 | 611 | 751 | 751
54165 | PEIGAN 4 | 56346 | GOOSEL4 | 240 | 240 | AIES-Fort MacLeod | AIES-Fort MacLeod | 55 | Closed | Line | NO | 0.0033 | 0.02019 | 0.07971 | 611.1 | 751 | 751.2
54165 | PEIGAN 4 | 54746 | WINDYFLATS | 240 | 240 | AIES-Fort MacLeod | AIES-Fort MacLeod | 49 | Closed | Line | NO | 0.00073 | 0.0045 | 0.0177 | 611 | 751 | 751
54165 | PEIGAN 4 | 54746 | WINDYFLATS | 240 | 240 | AIES-Fort MacLeod | AIES-Fort MacLeod | 48 | Closed | Line | NO | 0.00073 | 0.00449 | 0.01771 | 611 | 751 | 751
54165 | PEIGAN 4 | 54166 | PEIGAN 7 | 240 | 138 | AIES-Fort MacLeod | AIES-Fort MacLeod | T1 | Closed | Transformer | YES | 0.00111 | 0.05579 | 0 | 179 | 179 | 179
54163 | SAGITAW4 | 55260 | LOU CR.4 | 240 | 240 | AIES-Swan Hills | AIES-Swan Hills | 39 | Closed | Line | NO | 0.00687 | 0.04037 | 0.16872 | 500 | 614 | 624
54163 | SAGITAW4 | 55260 | LOU CR.4 | 240 | 240 | AIES-Swan Hills | AIES-Swan Hills | 38 | Closed | Line | NO | 0.00682 | 0.04043 | 0.16872 | 500 | 642 | 644
54163 | SAGITAW4 | 54298 | ALB NEWS | 240 | 240 | AIES-Swan Hills | AIES-Swan Hills | 07 | Closed | Line | NO | 0.00342 | 0.01813 | 0.07237 | 578 | 654 | 624
54163 | SAGITAW4 | 54164 | SAGITAW7 | 240 | 138 | AIES-Swan Hills | AIES-Swan Hills | T2 | Closed | Transformer | YES | 0.00108 | 0.05897 | 0 | 200 | 200 | 200
54163 | SAGITAW4 | 54164 | SAGITAW7 | 240 | 138 | AIES-Swan Hills | AIES-Swan Hills | T1 | Closed | Transformer | YES | 0.00318 | 0.05836 | 0 | 200 | 200 | 200
54162 | E CALGAR | 54600 | ENMAXGIS | 240 | 138 | AIES-Calgary | AIES-Calgary | T2 | Closed | Transformer | YES | 0.00037 | 0.0359 | 0 | 400 | 400 | 400
54162 | E CALGAR | 54600 | ENMAXGIS | 240 | 138 | AIES-Calgary | AIES-Calgary | T1 | Closed | Transformer | YES | 0.0004 | 0.03411 | 0 | 400 | 400 | 400
54161 | SARCEE 4 | 99995 | mid_99995 | 240 | 138 | AIES-Calgary | AIES-Calgary | T1 | Closed | TransformerWinding | YES | 0.00055 | 0.03488 | 0 | 340.6 | 400 | 374.7
54161 | SARCEE 4 | 99994 | mid_99994 | 240 | 138 | AIES-Calgary | AIES-Calgary | T2 | Closed | TransformerWinding | YES | 0.00055 | 0.03488 | 0 | 340.6 | 400 | 374.7
54161 | SARCEE 4 | 54162 | E CALGAR | 240 | 240 | AIES-Calgary | AIES-Calgary | 16 | Closed | Line | NO | 0.00127 | 0.00906 | 0.19997 | 408 | 490 | 494
54160 | JANET 4 | 54988 | CROSSF T | 240 | 240 | AIES-Calgary | AIES-Airdrie | 01 | Closed | Line | NO | 0.00522 | 0.03798 | 0.11584 | 337 | 404 | 407
54160 | JANET 4 | 54772 | ENMX25S7 | 240 | 240 | AIES-Calgary | AIES-Calgary | 85 | Closed | Line | NO | 0.0002 | 0.00249 | 0.02446 | 973.1 | 1017 | 1038.8
54160 | JANET 4 | 54772 | ENMX25S7 | 240 | 240 | AIES-Calgary | AIES-Calgary | 03 | Closed | Line | NO | 0.0002 | 0.00252 | 0.02587 | 973 | 1017 | 1039
54160 | JANET 4 | 54661 | HAZLWOD1 | 240 | 240 | AIES-Calgary | AIES-Didsbury | 29 | Closed | Line | NO | 0.01411 | 0.08212 | 0.29673 | 441 | 529 | 581
54160 | JANET 4 | 54187 | BEDDING1 | 240 | 240 | AIES-Calgary | AIES-Calgary | 32 | Closed | Line | NO | 0.00327 | 0.02509 | 0.06789 | 481 | 577 | 581
54159 | LANGDON4 | 54943 | MILO 1 | 240 | 240 | AIES-Calgary | AIES-Brooks | 27 | Closed | Line | NO | 0.01244 | 0.07265 | 0.29103 | 576 | 691 | 711
54159 | LANGDON4 | 54943 | MILO 1 | 240 | 240 | AIES-Calgary | AIES-Brooks | 24 | Closed | Line | NO | 0.01328 | 0.07279 | 0.2902 | 547 | 656 | 675.9
54159 | LANGDON4 | 54485 | CROSS1 | 240 | 240 | AIES-Calgary | AIES-Calgary | DC | Closed | Line | NO | 0 | 0.0001 | 0 | 9999 | 9999 | 9999
54159 | LANGDON4 | 54480 | BENNETTS | 240 | 240 | AIES-Calgary | AIES-Calgary | 14 | Closed | Line | NO | 1e-05 | 0.00087 | 0.00038 | 1359.3 | 1495 | 1528.1
54159 | LANGDON4 | 54162 | E CALGAR | 240 | 240 | AIES-Calgary | AIES-Calgary | 37 | Closed | Line | NO | 0.00253 | 0.0249 | 0.06763 | 487 | 584 | 604
54159 | LANGDON4 | 54162 | E CALGAR | 240 | 240 | AIES-Calgary | AIES-Calgary | 36 | Closed | Line | NO | 0.00253 | 0.02502 | 0.06852 | 487 | 584 | 604
54159 | LANGDON4 | 54160 | JANET 4 | 240 | 240 | AIES-Calgary | AIES-Calgary | 65 | Closed | Line | NO | 0.00091 | 0.01157 | 0.04715 | 974 | 1169 | 1208
54159 | LANGDON4 | 54160 | JANET 4 | 240 | 240 | AIES-Calgary | AIES-Calgary | 64 | Closed | Line | NO | 0.00091 | 0.01157 | 0.04712 | 974 | 1039 | 1039
54156 | E CROSS4 | 54988 | CROSSF T | 240 | 240 | AIES-Airdrie | AIES-Airdrie | 01 | Closed | Line | NO | 0 | 0.0001 | 2e-05 | 481 | 577 | 581
54156 | E CROSS4 | 54312 | E CROSS7 | 240 | 138 | AIES-Airdrie | AIES-Airdrie | T2 | Closed | Transformer | YES | 0.00107 | 0.05844 | 0 | 191.2 | 191.2 | 191.2
54155 | BENALTO4 | 54639 | JOHNSON1 | 240 | 240 | AIES-Red Deer | AIES-Didsbury | 81 | Closed | Line | NO | 0.0068 | 0.04351 | 0.16662 | 447 | 499 | 499
54155 | BENALTO4 | 54420 | KEEPHIL4 | 240 | 240 | AIES-Red Deer | AIES-Lake Wabamun Generation | 90 | Closed | Line | NO | 0.01452 | 0.09046 | 0.35596 | 362 | 434 | 499
54155 | BENALTO4 | 54420 | KEEPHIL4 | 240 | 240 | AIES-Red Deer | AIES-Lake Wabamun Generation | 03 | Closed | Line | NO | 0.01455 | 0.09077 | 0.35573 | 460 | 552 | 499
54155 | BENALTO4 | 54161 | SARCEE 4 | 240 | 240 | AIES-Red Deer | AIES-Calgary | 28 | Closed | Line | NO | 0.01526 | 0.0976 | 0.35374 | 449 | 499 | 499
54155 | BENALTO4 | 54161 | SARCEE 4 | 240 | 240 | AIES-Red Deer | AIES-Calgary | 06 | Closed | Line | NO | 0.01719 | 0.09759 | 0.35521 | 350 | 420 | 469
54152 | RED DEE4 | 55788 | WOLFCREK | 240 | 240 | AIES-Red Deer | AIES-Wetaskiwin | 83 | Closed | Line | NO | 0.0076 | 0.04137 | 0.16345 | 466 | 512 | 559
54152 | RED DEE4 | 55422 | NEVIS 4 | 240 | 240 | AIES-Red Deer | AIES-Hanna | 12 | Closed | Line | NO | 0.0079 | 0.0416 | 0.15797 | 561 | 624 | 624
54152 | RED DEE4 | 54988 | CROSSF T | 240 | 240 | AIES-Red Deer | AIES-Airdrie | 01 | Closed | Line | NO | 0.00955 | 0.0594 | 0.2291 | 408 | 490 | 494
54152 | RED DEE4 | 54661 | HAZLWOD1 | 240 | 240 | AIES-Red Deer | AIES-Didsbury | 82 | Closed | Line | NO | 0.00276 | 0.01461 | 0.05862 | 489 | 587 | 607
54152 | RED DEE4 | 54160 | JANET 4 | 240 | 240 | AIES-Red Deer | AIES-Calgary | 25 | Closed | Line | NO | 0.01679 | 0.09695 | 0.3464 | 476 | 524 | 571.1
54152 | RED DEE4 | 54155 | BENALTO4 | 240 | 240 | AIES-Red Deer | AIES-Red Deer | 00 | Closed | Line | NO | 0.00308 | 0.01923 | 0.07413 | 584 | 646 | 705
54150 | W.GRN TP | 54995 | WILLESD4 | 240 | 240 | AIES-Drayton Valley | AIES-Drayton Valley | 95 | Closed | Line | NO | 0 | 0.00042 | 0.00097 | 481 | 577 | 581
54150 | W.GRN TP | 54155 | BENALTO4 | 240 | 240 | AIES-Drayton Valley | AIES-Red Deer | 95 | Closed | Line | NO | 0.00756 | 0.04503 | 0.17424 | 400 | 400 | 400
54150 | W.GRN TP | 54153 | BRAZEAU4 | 240 | 240 | AIES-Drayton Valley | AIES-Drayton Valley | 95 | Closed | Line | NO | 0.00386 | 0.02432 | 0.09232 | 333 | 499 | 333
54147 | GAETZ 4 | 54152 | RED DEE4 | 240 | 240 | AIES-Red Deer | AIES-Red Deer | 14 | Closed | Line | NO | 0.00188 | 0.01109 | 0.04247 | 499 | 652 | 499
54138 | N BARRH4 | 55228 | MITS E.4 | 240 | 240 | AIES-Lake Wabamun Generation | AIES-High Prairie | 13 | Closed | Line | NO | 0.01605 | 0.08173 | 0.32492 | 496 | 499 | 499
54138 | N BARRH4 | 54488 | CHERHIL1 | 240 | 240 | AIES-Lake Wabamun Generation | AIES-Lake Wabamun Generation | 13 | Closed | Line | NO | 0.00525 | 0.02795 | 0.10408 | 337 | 404 | 407
54137 | N CALDE4 | 54955 | PDMAKER1 | 240 | 240 | AIES-Edmonton | AIES-Edmonton | 30 | Closed | Line | NO | 0.00097 | 0.00822 | 0.01928 | 481 | 577 | 499
54137 | N CALDE4 | 54519 | CASTLEDN | 240 | 240 | AIES-Edmonton | AIES-Edmonton | 20 | Closed | Line | NO | 0.00096 | 0.00648 | 0.01457 | 419 | 503 | 499
54136 | E EDMON4 | 54893 | 908 TP | 240 | 240 | AIES-Edmonton | AIES-Edmonton | 08 | Closed | Line | NO | 0.00037 | 0.00214 | 0.00835 | 499 | 599 | 499
54136 | E EDMON4 | 54785 | 1059A_TP | 240 | 240 | AIES-Edmonton | AIES-Edmonton | 59 | Closed | Line | NO | 0.0004 | 0.00212 | 0.00849 | 498.8 | 599 | 498.8
54136 | E EDMON4 | 54514 | CLOVERB4 | 240 | 240 | AIES-Edmonton | AIES-Edmonton | 15 | Closed | Line | NO | 0.00058 | 0.00494 | 0.01164 | 492 | 590 | 499
54135 | SUNDANC4 | 57783 | 1045L TAP | 240 | 240 | AIES-Lake Wabamun Generation | AIES-Lake Wabamun Generation | 45 | Open | Line | NO | 0.00112 | 0.0063 | 0.02575 | 481 | 577 | 581
54135 | SUNDANC4 | 54512 | DOME 4 | 240 | 240 | AIES-Lake Wabamun Generation | AIES-Edmonton | 09 | Closed | Line | NO | 0.00908 | 0.04842 | 0.19476 | 481 | 481 | 499
54135 | SUNDANC4 | 54488 | CHERHIL1 | 240 | 240 | AIES-Lake Wabamun Generation | AIES-Lake Wabamun Generation | 46 | Closed | Line | NO | 0.00562 | 0.03315 | 0.11613 | 325 | 390 | 407
54135 | SUNDANC4 | 54163 | SAGITAW4 | 240 | 240 | AIES-Lake Wabamun Generation | AIES-Swan Hills | 89 | Closed | Line | NO | 0.01243 | 0.06923 | 0.27848 | 489 | 587 | 599
54135 | SUNDANC4 | 54163 | SAGITAW4 | 240 | 240 | AIES-Lake Wabamun Generation | AIES-Swan Hills | 19 | Closed | Line | NO | 0.01167 | 0.06578 | 0.2576 | 489 | 587 | 599
54135 | SUNDANC4 | 54155 | BENALTO4 | 240 | 240 | AIES-Lake Wabamun Generation | AIES-Red Deer | 26 | Closed | Line | NO | 0.01792 | 0.09721 | 0.37189 | 241 | 289 | 448
54135 | SUNDANC4 | 54155 | BENALTO4 | 240 | 240 | AIES-Lake Wabamun Generation | AIES-Red Deer | 22 | Closed | Line | NO | 0.01763 | 0.09738 | 0.37099 | 252 | 302 | 457
54133 | WABAMUN4 | 54137 | N CALDE4 | 240 | 240 | AIES-Lake Wabamun Generation | AIES-Edmonton | 05 | Closed | Line | NO | 0.00786 | 0.05342 | 0.12038 | 339 | 407 | 463
54133 | WABAMUN4 | 54135 | SUNDANC4 | 240 | 240 | AIES-Lake Wabamun Generation | AIES-Lake Wabamun Generation | 02 | Closed | Line | NO | 0.00224 | 0.01426 | 0.0517 | 411 | 493 | 499
54133 | WABAMUN4 | 54134 | WABAMUN7 | 240 | 138 | AIES-Lake Wabamun Generation | AIES-Lake Wabamun Generation | 10 | Closed | Transformer | YES | 0.00115 | 0.06163 | 0 | 200 | 200 | 200
54135 | SUNDANC4 | 54132 | SUNDANC7 | 240 | 138 | AIES-Lake Wabamun Generation | AIES-Lake Wabamun Generation | 36 | Closed | Transformer | YES | 0.00134 | 0.05645 | 0 | 168 | 168 | 168
54128 | ELLERSLI | 54893 | 908 TP | 240 | 240 | AIES-Edmonton | AIES-Edmonton | 08 | Closed | Line | NO | 0.00159 | 0.00913 | 0.03563 | 505.1 | 606 | 648.1
54128 | ELLERSLI | 54521 | PETROLIA | 240 | 240 | AIES-Edmonton | AIES-Edmonton | 08 | Closed | Line | NO | 0.00117 | 0.00626 | 0.02438 | 383 | 460 | 572
54128 | ELLERSLI | 54518 | ARGYLL E | 240 | 240 | AIES-Edmonton | AIES-Edmonton | 56 | Closed | Line | NO | 0.00096 | 0.00594 | 0.0189 | 419 | 503 | 517
54128 | ELLERSLI | 54514 | CLOVERB4 | 240 | 240 | AIES-Edmonton | AIES-Edmonton | 47 | Closed | Line | NO | 0.00258 | 0.0161 | 0.05745 | 493 | 592 | 611.1
54128 | ELLERSLI | 54512 | DOME 4 | 240 | 240 | AIES-Edmonton | AIES-Edmonton | 09 | Closed | Line | NO | 0.00052 | 0.0031 | 0.01131 | 499 | 499 | 499
54128 | ELLERSLI | 54511 | SUMMERS1 | 240 | 240 | AIES-Edmonton | AIES-Edmonton | 57 | Closed | Line | NO | 1e-05 | 0.00013 | 0.00031 | 594 | 654 | 712.9
54128 | ELLERSLI | 54136 | E EDMON4 | 240 | 240 | AIES-Edmonton | AIES-Edmonton | 46 | Closed | Line | NO | 0.00197 | 0.01111 | 0.04582 | 493.8 | 593 | 498.8
54187 | BEDDING1 | 54127 | BEDDING2 | 240 | 138 | AIES-Calgary | AIES-Calgary | T2 | Closed | Transformer | YES | 0.00035 | 0.03443 | 0 | 400 | 400 | 400
54187 | BEDDING1 | 54127 | BEDDING2 | 240 | 138 | AIES-Calgary | AIES-Calgary | T1 | Closed | Transformer | YES | 0.00035 | 0.0343 | 0 | 400 | 400 | 400
54152 | RED DEE4 | 54118 | RED DE B | 240 | 138 | AIES-Red Deer | AIES-Red Deer | T2 | Closed | Transformer | YES | 0.00098 | 0.06242 | 0 | 200 | 200 | 200
54152 | RED DEE4 | 54117 | RED DE A | 240 | 138 | AIES-Red Deer | AIES-Red Deer | T1 | Closed | Transformer | YES | 0.00116 | 0.06216 | 0 | 200 | 200 | 200
54109 | DEERLAN4 | 55348 | WHITFISH | 240 | 240 | AIES-Fort Saskatchewan 2000 | AIES-Cold Lake | 61 | Closed | Line | NO | 0.0147 | 0.087 | 0.36194 | 457 | 624 | 457
54109 | DEERLAN4 | 55348 | WHITFISH | 240 | 240 | AIES-Fort Saskatchewan 2000 | AIES-Cold Lake | 60 | Closed | Line | NO | 0.0147 | 0.087 | 0.36194 | 457 | 624 | 457
54109 | DEERLAN4 | 54771 | AMELIA1 | 240 | 240 | AIES-Fort Saskatchewan 2000 | AIES-Fort Saskatchewan 2000 | 43 | Closed | Line | NO | 0.00096 | 0.0124 | 0.03115 | 456.9 | 654 | 456.9
54109 | DEERLAN4 | 54341 | HEARTLAN | 240 | 240 | AIES-Fort Saskatchewan 2000 | AIES-Fort Saskatchewan 2000 | 54 | Closed | Line | NO | 0.00142 | 0.01816 | 0.06397 | 594 | 654 | 624
54109 | DEERLAN4 | 54106 | DEERLAN7 | 240 | 138 | AIES-Fort Saskatchewan 2000 | AIES-Fort Saskatchewan 2000 | T2 | Closed | Transformer | YES | 0.00044 | 0.04161 | 0 | 286.8 | 286.8 | 286.8
54155 | BENALTO4 | 54099 | BENALTO7 | 240 | 138 | AIES-Red Deer | AIES-Red Deer | T3 | Closed | Transformer | YES | 0.00098 | 0.06206 | 0 | 200 | 200 | 200
54155 | BENALTO4 | 54099 | BENALTO7 | 240 | 138 | AIES-Red Deer | AIES-Red Deer | T2 | Closed | Transformer | YES | 0.00106 | 0.05836 | 0 | 200 | 200 | 200
54092 | HSMITH1 | 55092 | HSMITH7 | 240 | 138 | AIES-Lake Wabamun Generation | AIES-Lake Wabamun Generation | T2 | Closed | Transformer | YES | 0.00039 | 0.03436 | 0 | 400 | 400 | 400
54092 | HSMITH1 | 55092 | HSMITH7 | 240 | 138 | AIES-Lake Wabamun Generation | AIES-Lake Wabamun Generation | T1 | Closed | Transformer | YES | 0.00039 | 0.03446 | 0 | 400 | 400 | 400
54092 | HSMITH1 | 54979 | RIVERVIEW1 | 240 | 240 | AIES-Lake Wabamun Generation | AIES-Edmonton | 39 | Closed | Line | NO | 0.00082 | 0.01056 | 0.04338 | 831 | 831 | 831
54092 | HSMITH1 | 54420 | KEEPHIL4 | 240 | 240 | AIES-Lake Wabamun Generation | AIES-Lake Wabamun Generation | 43 | Closed | Line | NO | 0.00257 | 0.03001 | 0.12276 | 603 | 724 | 745
54090 | BICKERD4 | 549014 | WHISKY1 | 240 | 240 | AIES-Hinton/Edson | AIES-Hinton/Edson | 84 | Closed | Line | NO | 0.0001 | 0.00063 | 0.00263 | 603 | 819 | 759
54090 | BICKERD4 | 549014 | WHISKY1 | 240 | 240 | AIES-Hinton/Edson | AIES-Hinton/Edson | 68 | Closed | Line | NO | 0.0001 | 0.00063 | 0.00263 | 603 | 819 | 759
54090 | BICKERD4 | 549014 | WHISKY1 | 240 | 240 | AIES-Hinton/Edson | AIES-Hinton/Edson | 35 | Closed | Line | NO | 0.0001 | 0.00063 | 0.00263 | 603 | 819 | 759
54090 | BICKERD4 | 99997 | mid_99997 | 240 | 240 | AIES-Hinton/Edson | AIES-Hinton/Edson | T1 | Closed | TransformerWinding | YES | 0.0003 | 0.01563 | 0 | 269 | 269 | 269
54090 | BICKERD4 | 99996 | mid_99996 | 240 | 240 | AIES-Hinton/Edson | AIES-Hinton/Edson | T2 | Closed | TransformerWinding | YES | 0.0003 | 0.01563 | 0 | 269 | 269 | 269
54090 | BICKERD4 | 54135 | SUNDANC4 | 240 | 240 | AIES-Hinton/Edson | AIES-Lake Wabamun Generation | 74 | Closed | Line | NO | 0.01811 | 0.08955 | 0.35557 | 333 | 499 | 333
54090 | BICKERD4 | 54135 | SUNDANC4 | 240 | 240 | AIES-Hinton/Edson | AIES-Lake Wabamun Generation | 73 | Closed | Line | NO | 0.01691 | 0.08953 | 0.35556 | 333 | 499 | 333
54136 | E EDMON4 | 54089 | E EDMON7 | 240 | 138 | AIES-Edmonton | AIES-Edmonton | T4 | Closed | Transformer | YES | 0.00036 | 0.03279 | 0 | 341.8 | 400 | 341.8
54136 | E EDMON4 | 54089 | E EDMON7 | 240 | 138 | AIES-Edmonton | AIES-Edmonton | T1 | Closed | Transformer | YES | 0.00042 | 0.03441 | 0 | 341.8 | 400 | 341.8
54087 | METIS644 | 55649 | HANSMAN7 | 240 | 240 | AIES-Provost | AIES-Provost | 54 | Closed | Line | NO | 5e-05 | 0.00029 | 0.00125 | 333 | 499 | 333
54081 | BIGSTON4 | 54147 | GAETZ 4 | 240 | 240 | AIES-Wetaskiwin | AIES-Red Deer | 14 | Closed | Line | NO | 0.0094 | 0.05336 | 0.21422 | 499 | 599 | 499
54087 | METIS644 | 54074 | METIS647 | 240 | 138 | AIES-Provost | AIES-Provost | T3 | Closed | Transformer | YES | 0.0012 | 0.06121 | 0 | 200 | 200 | 200
54057 | LAMOURE4 | 54968 | URSUS_07 | 240 | 240 | AIES-Fort Saskatchewan 2000 | AIES-Fort Saskatchewan 2000 | 97 | Closed | Line | NO | 0.00052 | 0.00665 | 0.01672 | 594 | 654 | 624
54057 | LAMOURE4 | 54519 | CASTLEDN | 240 | 240 | AIES-Fort Saskatchewan 2000 | AIES-Edmonton | 20 | Closed | Line | NO | 0.00218 | 0.02223 | 0.05341 | 419 | 503 | 499
54057 | LAMOURE4 | 54514 | CLOVERB4 | 240 | 240 | AIES-Fort Saskatchewan 2000 | AIES-Edmonton | 21 | Closed | Line | NO | 0.00168 | 0.01938 | 0.04846 | 417 | 500 | 499
54057 | LAMOURE4 | 54443 | BANN_240 | 240 | 240 | AIES-Fort Saskatchewan 2000 | AIES-Fort Saskatchewan 2000 | 42 | Closed | Line | NO | 0.00098 | 0.01268 | 0.03545 | 499 | 654 | 499
54057 | LAMOURE4 | 54063 | LAMOURE7 | 240 | 138 | AIES-Fort Saskatchewan 2000 | AIES-Fort Saskatchewan 2000 | T2 | Closed | Transformer | YES | 0.00043 | 0.03234 | 0 | 400 | 400 | 400
54057 | LAMOURE4 | 54063 | LAMOURE7 | 240 | 138 | AIES-Fort Saskatchewan 2000 | AIES-Fort Saskatchewan 2000 | T1 | Closed | Transformer | YES | 0.00047 | 0.03461 | 0 | 448 | 448 | 448
54138 | N BARRH4 | 54041 | N BARRH7 | 240 | 138 | AIES-Lake Wabamun Generation | AIES-Lake Wabamun Generation | T4 | Closed | Transformer | YES | 0.00323 | 0.06001 | 0 | 179 | 179 | 179
54137 | N CALDE4 | 54040 | N CALDE7 | 240 | 138 | AIES-Edmonton | AIES-Edmonton | T6 | Closed | Transformer | YES | 0.00048 | 0.03443 | 0 | 286.8 | 286.8 | 286.8
54024 | SAUL_01 | 55788 | WOLFCREK | 240 | 240 | AIES-Edmonton | AIES-Wetaskiwin | 10 | Closed | Line | NO | 0.00823 | 0.04397 | 0.1752 | 481 | 577 | 581
54024 | SAUL_01 | 55024 | SAUL_02 | 240 | 138 | AIES-Edmonton | AIES-Edmonton | T2 | Closed | Transformer | YES | 0.0004 | 0.03539 | 0 | 400 | 400 | 400
54024 | SAUL_01 | 55024 | SAUL_02 | 240 | 138 | AIES-Edmonton | AIES-Edmonton | T1 | Closed | Transformer | YES | 0.0004 | 0.03526 | 0 | 400 | 400 | 400
54024 | SAUL_01 | 54128 | ELLERSLI | 240 | 240 | AIES-Edmonton | AIES-Edmonton | 40 | Closed | Line | NO | 0.00191 | 0.01066 | 0.04094 | 481 | 577 | 581
54024 | SAUL_01 | 54128 | ELLERSLI | 240 | 240 | AIES-Edmonton | AIES-Edmonton | 12 | Closed | Line | NO | 0.00178 | 0.01062 | 0.04087 | 481 | 577 | 581
54024 | SAUL_01 | 54081 | BIGSTON4 | 240 | 240 | AIES-Edmonton | AIES-Wetaskiwin | 14 | Closed | Line | NO | 0.00364 | 0.02107 | 0.08339 | 481 | 577 | 499
80768 | KIT 287W | 81740 | mid_81740 | 287 | 287 | ALCAN | ALCAN | 2 | Closed | TransformerWinding | YES | 0.00057 | 0.02004 | 0 | 219 | 219 | 260.1
80919 | TAT 287 | 81773 | mid_81773 | 287 | 287 | BC HYDRO | BC HYDRO | 1 | Closed | TransformerWinding | YES | 0.02091 | 0.7317 | 0 | 16.6 | 16.6 | 16.6
80797 | VOL 287 | 80809 | VOL 379P | 287 | 287 | BC HYDRO | BC HYDRO | 1 | Closed | Line | NO | 6e-05 | 0.00072 | 0.00362 | 417.6 | 417.6 | 548.3
80768 | KIT 287W | 81741 | mid_81741 | 287 | 287 | ALCAN | ALCAN | 1 | Closed | TransformerWinding | YES | 0.00057 | 0.02004 | 0 | 219 | 219 | 260.1
80768 | KIT 287W | 81739 | mid_81739 | 287 | 287 | ALCAN | ALCAN | 3 | Closed | TransformerWinding | YES | 0.00057 | 0.02004 | 0 | 219 | 219 | 260.1
80768 | KIT 287W | 81738 | mid_81738 | 287 | 287 | ALCAN | ALCAN | 4 | Closed | TransformerWinding | YES | 0.00057 | 0.02004 | 0 | 219 | 219 | 260.1
80768 | KIT 287W | 81737 | mid_81737 | 287 | 287 | ALCAN | ALCAN | 5 | Closed | TransformerWinding | YES | 0.00057 | 0.02004 | 0 | 219 | 219 | 260.1
80767 | KMO 287S | 81883 | mid_81883 | 287 | 287 | ALCAN | ALCAN | 3 | Closed | TransformerWinding | YES | -1e-05 | -0.00029 | 0 | 375 | 375 | 375
80767 | KMO 287S | 81882 | mid_81882 | 287 | 287 | ALCAN | ALCAN | 4 | Closed | TransformerWinding | YES | 1e-05 | 0.00029 | 0 | 375 | 375 | 375
80767 | KMO 287S | 80770 | KSC SC88S | 287 | 287 | ALCAN | ALCAN | 2 | Closed | Line | NO | 0.00355 | 0.04641 | 0.21901 | 675.6 | 675.6 | 783.4
80598 | FKR 287 | 81933 | mid_81933 | 287 | 287 | BC HYDRO | BC HYDRO | 4 | Closed | TransformerWinding | YES | 0.00231 | 0.08089 | 0 | 86.5 | 86.5 | 102.7
80598 | FKR 287 | 80809 | VOL 379P | 287 | 287 | BC HYDRO | BC HYDRO | 1 | Closed | Line | NO | 0.00028 | 0.00349 | 0.01749 | 417.6 | 417.6 | 548.3
26267 | VIC13-16 | 26266 | VIC15-13 | 287 | 287 | LA EASTERN-AC | LA EASTERN-AC | 1 | Closed | Line | NO | 0 | 0.0003 | 0 | 596 | 596 | 596
26265 | VIC18-15 | 26266 | VIC15-13 | 287 | 287 | LA EASTERN-AC | LA EASTERN-AC | 1 | Closed | Line | NO | 0 | 0.0003 | 0 | 596 | 596 | 596
26267 | VIC13-16 | 26104 | VIC16-18 | 287 | 287 | LA EASTERN-AC | LA EASTERN-AC | 1 | Closed | Line | NO | 0 | 0.0003 | 0 | 994 | 994 | 994
26265 | VIC18-15 | 26104 | VIC16-18 | 287 | 287 | LA EASTERN-AC | LA EASTERN-AC | 1 | Closed | Line | NO | 0 | 0.0003 | 0 | 994 | 994 | 994
26104 | VIC16-18 | 26264 | VIC KDUM | 287 | 500 | LA EASTERN-AC | LA EASTERN-AC | K | Closed | Transformer | YES | 0 | -0.00125 | 0 | 887 | 995 | 960
51113 | RDC 287 | 80919 | TAT 287 | 287 | 287 | BC HYDRO | BC HYDRO | 1 | Closed | Line | NO | 0.00105 | 0.00729 | 0.05718 | 723.8 | 723.8 | 915.7
51112 | BQN 287 | 80919 | TAT 287 | 287 | 287 | BC HYDRO | BC HYDRO | 1 | Closed | Line | NO | 0.00557 | 0.04452 | 0.33421 | 596.5 | 596.5 | 596.5
51112 | BQN 287 | 80809 | VOL 379P | 287 | 287 | BC HYDRO | BC HYDRO | 1 | Closed | Line | NO | 0.00151 | 0.01952 | 0.09001 | 417.6 | 417.6 | 548.3
51112 | BQN 287 | 80685 | BQN 2CX | 287 | 287 | BC HYDRO | BC HYDRO | CX | Closed | Series Cap | NO | 0 | -0.0533 | 0 | 323.1 | 436.5 | 323.1
51112 | BQN 287 | 80685 | BQN 2CX | 287 | 287 | BC HYDRO | BC HYDRO | BP | Open | Line | NO | 0 | 7e-05 | 0 | 723.8 | 723.8 | 723.8
50890 | KSC SC88N | 80770 | KSC SC88S | 287 | 287 | ALCAN | ALCAN | CX | Closed | Series Cap | NO | 0 | -0.01663 | 0 | 790.4 | 1067.3 | 790.4
50890 | KSC SC88N | 80770 | KSC SC88S | 287 | 287 | ALCAN | ALCAN | BP | Open | Line | NO | 0 | 7e-05 | 0 | 994.2 | 994.2 | 994.2
50890 | KSC SC88N | 80768 | KIT 287W | 287 | 287 | ALCAN | ALCAN | 2 | Closed | Line | NO | 0.00017 | 0.00232 | 0.01162 | 675.6 | 675.6 | 783.4
50889 | KSC SC87N | 80769 | KSC SC87S | 287 | 287 | ALCAN | ALCAN | CX | Closed | Series Cap | NO | 0 | -0.01663 | 0 | 790.4 | 1067.3 | 790.4
50889 | KSC SC87N | 80769 | KSC SC87S | 287 | 287 | ALCAN | ALCAN | BP | Open | Line | NO | 0 | 7e-05 | 0 | 994.2 | 994.2 | 994.2
50889 | KSC SC87N | 80768 | KIT 287W | 287 | 287 | ALCAN | ALCAN | 1 | Closed | Line | NO | 0.00017 | 0.00232 | 0.01162 | 675.6 | 675.6 | 783.4
26071 | CNTURY2 | 26265 | VIC18-15 | 287 | 287 | LA EASTERN-AC | LA EASTERN-AC | 1 | Closed | Line | NO | 0.0107 | 0.07905 | 0.3667 | 446 | 738 | 446
26070 | CNTURY1 | 26267 | VIC13-16 | 287 | 287 | LA EASTERN-AC | LA EASTERN-AC | 1 | Closed | Line | NO | 0.0107 | 0.07905 | 0.3667 | 447 | 738 | 447
26071 | CNTURY2 | 26069 | CNTURY | 287 | 138 | LA EASTERN-AC | LA BASIN | G | Closed | Transformer | YES | 0.00022 | 0.01802 | 0 | 480 | 478 | 480
26070 | CNTURY1 | 26069 | CNTURY | 287 | 138 | LA EASTERN-AC | LA BASIN | F2 | Open | Transformer | YES | 0.00022 | 0.01819 | 0 | 420 | 510 | 420
26070 | CNTURY1 | 26069 | CNTURY | 287 | 138 | LA EASTERN-AC | LA BASIN | F | Closed | Transformer | YES | 0.00057 | 0.01524 | 0 | 420 | 478 | 420
26051 | MEAD | 26266 | VIC15-13 | 287 | 287 | LA EASTERN-AC | LA EASTERN-AC | 1 | Closed | Line | NO | 0.02443 | 0.17602 | 0.77994 | 446 | 596 | 446
50460 | KMO 287N | 81885 | mid_81885 | 287 | 287 | ALCAN | ALCAN | 1 | Closed | TransformerWinding | YES | -1e-05 | -0.00029 | 0 | 375 | 375 | 375
50460 | KMO 287N | 81884 | mid_81884 | 287 | 287 | ALCAN | ALCAN | 2 | Closed | TransformerWinding | YES | -1e-05 | -0.0003 | 0 | 375 | 375 | 375
50460 | KMO 287N | 80769 | KSC SC87S | 287 | 287 | ALCAN | ALCAN | 1 | Closed | Line | NO | 0.00353 | 0.0462 | 0.21901 | 675.6 | 675.6 | 783.4
50460 | KMO 287N | 80767 | KMO 287S | 287 | 287 | ALCAN | ALCAN | 1 | Closed | Line | NO | 0 | 7e-05 | 0 | 1491.3 | 1491.3 | 1491.3
50459 | KIT 287E | 80768 | KIT 287W | 287 | 287 | ALCAN | ALCAN | 1 | Closed | Line | NO | 0 | 7e-05 | 0 | 1988.4 | 1988.4 | 1988.4
50458 | MIN 287 | 81852 | mid_81852 | 287 | 287 | BC HYDRO | BC HYDRO | 2 | Closed | TransformerWinding | YES | 0.00061 | 0.02133 | 0 | 112 | 112 | 134.4
50458 | MIN 287 | 81851 | mid_81851 | 287 | 287 | BC HYDRO | BC HYDRO | 3 | Closed | TransformerWinding | YES | -0.00081 | -0.02839 | 0 | 100 | 105 | 120
50458 | MIN 287 | 51038 | KTB 287B | 287 | 287 | BC HYDRO | BC HYDRO | 1 | Closed | Line | NO | 8e-05 | 0.00073 | 0.00604 | 596.5 | 596.5 | 596.5
50458 | MIN 287 | 50462 | KTB 287A | 287 | 287 | BC HYDRO | BC HYDRO | 2 | Closed | Line | NO | 7e-05 | 0.00059 | 0.00489 | 720.8 | 720.8 | 720.8
50458 | MIN 287 | 50459 | KIT 287E | 287 | 287 | BC HYDRO | ALCAN | 1 | Closed | Line | NO | 0.00015 | 0.00148 | 0.00697 | 314.2 | 314.2 | 596.5
50456 | SKA 287 | 81791 | mid_81791 | 287 | 500 | BC HYDRO | BC HYDRO | 1 | Closed | TransformerWinding | YES | -7e-05 | -0.00465 | 0 | 672 | 672 | 798
50456 | SKA 287 | 81790 | mid_81790 | 287 | 500 | BC HYDRO | BC HYDRO | 2 | Closed | TransformerWinding | YES | -6e-05 | -0.00398 | 0 | 672 | 672 | 798
50456 | SKA 287 | 81788 | mid_81788 | 287 | 287 | BC HYDRO | BC HYDRO | 5 | Closed | TransformerWinding | YES | 0.005 | 0.17493 | 0 | 93 | 93 | 110.4
50456 | SKA 287 | 81787 | mid_81787 | 287 | 287 | BC HYDRO | BC HYDRO | 6 | Closed | TransformerWinding | YES | 0.00263 | 0.09184 | 0 | 93 | 93 | 110
50456 | SKA 287 | 80685 | BQN 2CX | 287 | 287 | BC HYDRO | BC HYDRO | 1 | Closed | Line | NO | 0.00816 | 0.14697 | 1.2646 | 323.1 | 323.1 | 323.1
50456 | SKA 287 | 50458 | MIN 287 | 287 | 287 | BC HYDRO | BC HYDRO | 1 | Closed | Line | NO | 0.00357 | 0.03496 | 0.16661 | 682.5 | 741.2 | 745.7
50455 | RUP 287 | 50456 | SKA 287 | 287 | 287 | BC HYDRO | BC HYDRO | 1 | Closed | Line | NO | 0.00823 | 0.07487 | 0.34818 | 198.8 | 198.8 | 198.8
40795 | OLYMPIA | 40793 | OLYMPIA | 300 | 230 | Seattle Area, Olympic Peninsula | Seattle Area, Olympic Peninsula | 3 | Closed | Transformer | YES | 0.00034 | 0.01447 | 0 | 471.6 | 559.7 | 579.6
40285 | GRAND_COULEE | 41357 | GND_COULE_S2 | 300 | 230 | Central Washington | Central Washington | 1 | Closed | Transformer | YES | 0.00032 | 0.01394 | 0 | 400 | 400 | 400
40285 | GRAND_COULEE | 40795 | OLYMPIA | 300 | 300 | Central Washington | Seattle Area, Olympic Peninsula | 1 | Closed | Line | NO | 0.0207 | 0.20125 | 1.0892 | 332.6 | 332.6 | 670.3
10403 | CABEZON | 999939 | CABRIO11 | 345 | 345 | PNM: EHV and Gen | PNM: EHV and Gen | 1 | Closed | Line | NO | 0.00159 | 0.01611 | 0.27097 | 1004 | 1195 | 1004
11093 | LUNA | 10393 | LEF | 345 | 345 | EPE - Native Load | PNM: EHV and Gen | 1 | Closed | Line | NO | 3e-05 | 0.00031 | 0.0052 | 863 | 1172 | 863
999995 | FOURIO11 | 10390 | RIOPUERC | 345 | 345 | PNM: EHV and Gen | PNM: EHV and Gen | 1 | Open | Series Cap | NO | 0 | -0.027 | 0 | 1004 | 1195 | 1004
999939 | CABRIO11 | 10390 | RIOPUERC | 345 | 345 | PNM: EHV and Gen | PNM: EHV and Gen | 1 | Closed | Series Cap | NO | 0 | -0.02705 | 0 | 1004 | 1195 | 1004
999936 | PINRIO11 | 10390 | RIOPUERC | 345 | 345 | PNM: EHV and Gen | PNM: EHV and Gen | 1 | Closed | Series Cap | NO | 0 | -0.02214 | 0 | 1004 | 1195 | 1004
10390 | RIOPUERC | 10478 | RIOPUERC | 345 | 115 | PNM: EHV and Gen | PNM: Sandoval | 1 | Closed | Transformer | YES | 0.00037 | 0.0314 | 0 | 448 | 448 | 450
18002 | HA PS | 67657 | UTAH-NEV | 345 | 345 | ZoneN2 | UT RED PAC | 1 | Closed | Line | NO | 0.0033 | 0.0338 | 0.55745 | 717.1 | 717.1 | 717.1
18002 | HA PS | 18001 | H ALLEN | 345 | 345 | ZoneN2 | ZoneN2 | 2 | Closed | Transformer | YES | 0.00062 | 0.03978 | 0 | 300 | 360 | 300
18002 | HA PS | 18001 | H ALLEN | 345 | 345 | ZoneN2 | ZoneN2 | 1 | Closed | Transformer | YES | 0.00062 | 0.03978 | 0 | 300 | 360 | 300
160302 | MCKINLEY | 10382 | YAHTAHEY | 345 | 115 | TEP | PNM: Northwestern | 2 | Closed | Transformer | YES | 1e-05 | 0.04694 | 0 | 300 | 300 | 300
160302 | MCKINLEY | 10382 | YAHTAHEY | 345 | 115 | TEP | PNM: Northwestern | 1 | Closed | Transformer | YES | 0.00098 | 0.05374 | 0 | 224 | 224 | 224
160312 | WINCHESTER | 17105 | WINCHESTER | 345 | 230 | TEP | AEPCO | 1 | Closed | Transformer | YES | 0.00381 | 0.02827 | 0 | 420 | 525 | 420
17010 | GREEN-AE | 160301 | GREENLEE | 345 | 345 | AEPCO: Graham/Duncan | TEP | 1 | Closed | Line | NO | 3e-05 | 0.0003 | 0.00379 | 1182 | 1536 | 1182
17010 | GREEN-AE | 17009 | GREEN-AE | 345 | 230 | AEPCO: Graham/Duncan | AEPCO: Graham/Duncan | 1 | Closed | Transformer | YES | 0.00705 | 0.04444 | 0 | 193 | 241.3 | 193
160316 | OSO_HV1 | 11317 | EMPIRE | 345 | 345 | OSO Grande | EPE - Native Load | 1 | Closed | Line | NO | 0.0017 | 0.01621 | 0.15001 | 1083 | 1083 | 1083
11317 | EMPIRE | 13401 | ARTESIAR | 345 | 345 | EPE - Native Load | EPE - ZoneE | 1 | Closed | Line | NO | 2e-05 | 0.0002 | 0.00363 | 893.9 | 893.9 | 893.9
17005 | BICKNELL | 160308 | VAIL | 345 | 345 | AEPCO: Trico | TEP | 1 | Closed | Line | NO | 0.00108 | 0.01185 | 0.1964 | 956 | 956 | 956
11315 | OTERO | 11380 | ESCONDIDO | 345 | 345 | EPE - Native Load | EPE - Native Load | 1 | Closed | Line | NO | 0 | 0.001 | 0 | 554.5 | 739.8 | 554.5
10369 | WESTMESA | 11017 | ARROYO | 345 | 345 | PNM: EHV and Gen | EPE - Native Load | 1 | Open | Line | NO | 0.01023 | 0.0999 | 1.7598 | 681 | 681 | 681
11315 | OTERO | 11338 | BV_STA | 345 | 345 | EPE - Native Load | EPE - Native Load | 1 | Closed | Line | NO | 2e-05 | 0.00025 | 0.0042 | 647 | 647 | 647
17005 | BICKNELL | 17004 | BICKNELL | 345 | 230 | AEPCO: Trico | AEPCO: Trico | 1 | Closed | Transformer | YES | 0.00012 | 0.03412 | 0 | 420 | 525 | 420
10369 | WESTMESA | 11014 | ARR___PS | 345 | 345 | PNM: EHV and Gen | EPE - Native Load | 1 | Closed | Line | NO | 0.01023 | 0.0999 | 1.7598 | 681 | 681 | 681
11315 | OTERO | 11322 | BATTERY_E | 345 | 345 | EPE - Native Load | EPE - Native Load | 1 | Closed | Line | NO | 5e-05 | 0.00049 | 0.00219 | 496.3 | 659.1 | 496.3
10965 | PAJARITO | 10369 | WESTMESA | 345 | 345 | PNM: EHV and Gen | PNM: EHV and Gen | 1 | Closed | Line | NO | 0.00048 | 0.00475 | 0.0817 | 1309 | 1309 | 1635
10390 | RIOPUERC | 10369 | WESTMESA | 345 | 345 | PNM: EHV and Gen | PNM: EHV and Gen | 2 | Closed | Line | NO | 0.001 | 0.0099 | 0.1664 | 1195 | 1195 | 1195
10390 | RIOPUERC | 10369 | WESTMESA | 345 | 345 | PNM: EHV and Gen | PNM: EHV and Gen | 1 | Closed | Line | NO | 0.001 | 0.0098 | 0.1688 | 1076 | 1076 | 1076
11266 | PICANTE | 11315 | OTERO | 345 | 345 | EPE - Native Load | EPE - Native Load | 1 | Closed | Line | NO | 0.00082 | 0.0077 | 0.13866 | 785.2 | 785.2 | 785.2
10369 | WESTMESA | 10371 | WESTMS_2 | 345 | 115 | PNM: EHV and Gen | PNM: Albuquerque | 1 | Closed | Transformer | YES | 0.00046 | 0.02603 | 0 | 448 | 448 | 450
10369 | WESTMESA | 10370 | WESTMS_1 | 345 | 115 | PNM: EHV and Gen | PNM: Albuquerque | 1 | Closed | Transformer | YES | 0.00048 | 0.02654 | 0 | 448 | 448 | 448
11217 | AFTON | 11242 | AFTON_N | 345 | 345 | EPE - Native Load | EPE - Native Load | 1 | Closed | Line | NO | 1e-05 | 0.0003 | 1e-05 | 1039.8 | 1395.8 | 1039.8
999937 | PAJWSP11 | 999938 | PAJWSP12 | 345 | 345 | PNM: EHV and Gen | PNM: EHV and Gen | 1 | Closed | Series Cap | NO | 0 | -0.03957 | 0 | 1211 | 1211 | 1211
999863 | GREVAI11 | 999862 | GREVAI12 | 345 | 345 | TEP | TEP | 1 | Closed | Series Cap | NO | 0 | -0.0242 | 0 | 1195 | 1195 | 1195
999859 | SPRVAI11 | 999858 | SPRVAI12 | 345 | 345 | TEP | TEP | 1 | Open | Series Cap | NO | 0 | -0.02004 | 0 | 1195 | 1494 | 1195
999858 | SPRVAI12 | 999857 | SPRVAI13 | 345 | 345 | TEP | TEP | 1 | Open | Line | NO | 0.00592 | 0.0614 | 1.1396 | 1450 | 2426 | 1195
999857 | SPRVAI13 | 999856 | SPRVAI14 | 345 | 345 | TEP | TEP | 1 | Open | Series Cap | NO | 0 | -0.0242 | 0 | 1195 | 1494 | 1195
999852 | WINVAIA1 | 999853 | WINVAIA2 | 345 | 345 | TEP | TEP | 1A | Closed | Series Cap | NO | 0 | -0.0174 | 0 | 1195 | 1494 | 1195
999850 | CW_GRE11 | 999851 | CW_GRE12 | 345 | 345 | TEP | TEP | 1 | Open | Series Cap | NO | 0 | -0.0206 | 0 | 1195 | 1195 | 1195
999848 | CW_GREA1 | 999849 | CW_GREA2 | 345 | 345 | TEP | TEP | 1A | Closed | Series Cap | NO | 0 | -0.02 | 0 | 1315 | 1422 | 1315
999846 | CW_GRE21 | 999847 | CW_GRE22 | 345 | 345 | TEP | TEP | 2 | Closed | Series Cap | NO | 0 | -0.02 | 0 | 1315 | 1422 | 1315
641120 | DODGEFLAT | 641121 | DGEFLT MPT1 | 345 | 345 | SPP-TM Load | SPP-TM Load | 1 | Closed | TransformerWinding | YES | -8e-05 | -0.00315 | 0 | 225 | 225 | 225
640916 | FISHSPRNG | 640917 | FSHSP-TER1 | 345 | 345 | SPP-TM Load | SPP-TM Load | 1 | Closed | TransformerWinding | YES | -0.00014 | -0.00579 | 0 | 115 | 115 | 115
623434 | NEXT_345_34 | 623435 | NEXT_345 | 345 | 345 | COLSTRIP_MT | COLSTRIP_MT | 1 | Closed | Line | NO | 0.00055 | 0.00467 | 0.08916 | 1084 | 1207.1 | 1084
623431 | NEXT_COL1 | 623444 | NEXT_SC | 345 | 345 | COLSTRIP_MT | COLSTRIP_MT | 1 | Closed | Line | NO | 0.00442 | 0.03743 | 0.71505 | 1084 | 1207.1 | 1084
623431 | NEXT_COL1 | 623434 | NEXT_345_34 | 345 | 345 | COLSTRIP_MT | COLSTRIP_MT | 1 | Closed | Line | NO | 0.00053 | 0.00448 | 0.08555 | 1084 | 1207.1 | 1084
623400 | NEXT_POI | 623444 | NEXT_SC | 345 | 345 | COLSTRIP_MT | COLSTRIP_MT | 1 | Closed | Series Cap | NO | 0 | -0.01497 | 0 | 1010 | 1212 | 1010
10116 | GUADLUPE | 10999 | TAIBANMS | 345 | 345 | PNM: EHV and Gen | PNM: EHV and Gen | 1 | Closed | Line | NO | 0.00353 | 0.03415 | 0.62011 | 1076 | 1076 | 1076
164300 | COPPER_VERDE | 164200 | COPPER_VERDE | 345 | 230 | FMI(TEP) | FMI(TEP) | 2 | Closed | Transformer | YES | 0 | 0.03608 | 0 | 200 | 224 | 200
164300 | COPPER_VERDE | 164200 | COPPER_VERDE | 345 | 230 | FMI(TEP) | FMI(TEP) | 1 | Closed | Transformer | YES | 0 | 0.03608 | 0 | 200 | 224 | 200
160315 | CW_POI | 999850 | CW_GRE11 | 345 | 345 | TEP | TEP | 1 | Open | Line | NO | 0.00417 | 0.0398 | 0.881 | 1195 | 1195 | 1195
160315 | CW_POI | 999848 | CW_GREA1 | 345 | 345 | TEP | TEP | 1A | Closed | Line | NO | 0.00417 | 0.0398 | 0.881 | 1315 | 1422 | 1315
160315 | CW_POI | 999846 | CW_GRE21 | 345 | 345 | TEP | TEP | 2 | Closed | Line | NO | 0.00417 | 0.0398 | 0.881 | 1195 | 1195 | 1195
160312 | WINCHESTER | 999854 | WINVAI11 | 345 | 345 | TEP | TEP | 1 | Open | Line | NO | 0.00185 | 0.019 | 0.35347 | 925 | 1110 | 925
160312 | WINCHESTER | 999852 | WINVAIA1 | 345 | 345 | TEP | TEP | 1A | Closed | Line | NO | 0.00185 | 0.019 | 0.35347 | 1313 | 1422 | 1313
999862 | GREVAI12 | 160308 | VAIL | 345 | 345 | TEP | TEP | 1 | Closed | Line | NO | 0 | 0.0003 | 0 | 1195 | 1195 | 1195
999855 | WINVAI12 | 160308 | VAIL | 345 | 345 | TEP | TEP | 1 | Open | Line | NO | 0 | 0.0003 | 0 | 925 | 1110 | 925
999853 | WINVAIA2 | 160308 | VAIL | 345 | 345 | TEP | TEP | 1A | Closed | Line | NO | 0 | 0.0003 | 0 | 1313 | 1422 | 1313
160306 | SPRINGRVILLE | 999860 | SPRGRE11 | 345 | 345 | TEP | TEP | 1 | Open | Line | NO | 0.00511 | 0.05386 | 0.962 | 1195 | 1195 | 1195
160306 | SPRINGRVILLE | 160315 | CW_POI | 345 | 345 | TEP | TEP | 2 | Closed | Line | NO | 0.00093 | 0.0088 | 0.1958 | 1315 | 1422 | 1315
160306 | SPRINGRVILLE | 160315 | CW_POI | 345 | 345 | TEP | TEP | 1A | Closed | Line | NO | 0.00093 | 0.0088 | 0.1958 | 1315 | 1422 | 1315
160306 | SPRINGRVILLE | 160315 | CW_POI | 345 | 345 | TEP | TEP | 1 | Open | Line | NO | 0.00093 | 0.0088 | 0.1958 | 1195 | 1195 | 1195
160310 | WESTWING | 160304 | PINAL_WEST | 345 | 345 | TEP | TEP | 1 | Closed | Line | NO | 0.00275 | 0.02882 | 0.67559 | 925 | 1110 | 925
160304 | PINAL_WEST | 160305 | SOUTH | 345 | 345 | TEP | TEP | 1 | Closed | Line | NO | 0.00542 | 0.05668 | 1.06 | 1195 | 1195 | 1195
999943 | SANMCK11 | 160302 | MCKINLEY | 345 | 345 | TEP | TEP | 1 | Closed | Series Cap | NO | 0 | -0.01294 | 0 | 777 | 1016 | 777
160302 | MCKINLEY | 160306 | SPRINGRVILLE | 345 | 345 | TEP | TEP | 2 | Closed | Line | NO | 0.00491 | 0.05135 | 0.9418 | 925 | 1110 | 925
160302 | MCKINLEY | 160306 | SPRINGRVILLE | 345 | 345 | TEP | TEP | 1 | Closed | Line | NO | 0.00498 | 0.05195 | 0.9508 | 925 | 1110 | 925
160301 | GREENLEE | 999863 | GREVAI11 | 345 | 345 | TEP | TEP | 1 | Closed | Line | NO | 0.00592 | 0.0614 | 1.1396 | 1313 | 1422 | 1313
999851 | CW_GRE12 | 160301 | GREENLEE | 345 | 345 | TEP | TEP | 1 | Open | Line | NO | 0 | 0.0003 | 0 | 1195 | 1195 | 1195
999849 | CW_GREA2 | 160301 | GREENLEE | 345 | 345 | TEP | TEP | 1A | Closed | Line | NO | 0 | 0.0003 | 0 | 1315 | 1422 | 1315
999847 | CW_GRE22 | 160301 | GREENLEE | 345 | 345 | TEP | TEP | 2 | Closed | Line | NO | 0 | 0.0003 | 0 | 1315 | 1422 | 1315
160301 | GREENLEE | 160312 | WINCHESTER | 345 | 345 | TEP | TEP | 1 | Closed | Line | NO | 0.00407 | 0.04244 | 0.77763 | 925 | 1110 | 925
160306 | SPRINGRVILLE | 160300 | CORONADO | 345 | 345 | TEP | TEP | 1 | Closed | Line | NO | 0.00101 | 0.01057 | 0.194 | 1354 | 1445 | 1354
160316 | OSO_HV1 | 160266 | OSO.3WP2 | 345 | 345 | OSO Grande | OSO Grande | 1 | Closed | TransformerWinding | YES | 0.0015 | 0.04498 | 0 | 166 | 166 | 166
160316 | OSO_HV1 | 160265 | OSO.3WP1 | 345 | 345 | OSO Grande | OSO Grande | 1 | Closed | TransformerWinding | YES | 0.0015 | 0.04498 | 0 | 166 | 166 | 166
160308 | VAIL | 160202 | VAIL | 345 | 230 | TEP | TEP | 2 | Open | Transformer | YES | 0 | 0.01614 | 0 | 450 | 450 | 450
160308 | VAIL | 160202 | VAIL | 345 | 230 | TEP | TEP | 1 | Open | Transformer | YES | 0 | 0.01614 | 0 | 450 | 450 | 450
160308 | VAIL | 160155 | VAIL2 | 345 | 138 | TEP | TEP | 3 | Open | Transformer | YES | 0.00015 | 0.01614 | 0 | 672 | 806 | 672
160308 | VAIL | 160154 | VAIL | 345 | 138 | TEP | TEP | 3 | Closed | Transformer | YES | 0.00015 | 0.01614 | 0 | 672 | 806 | 672
160308 | VAIL | 160154 | VAIL | 345 | 138 | TEP | TEP | 2 | Closed | Transformer | YES | 0.00015 | 0.01614 | 0 | 672 | 806 | 672
10116 | GUADLUPE | 10991 | ARAGONNE | 345 | 138 | PNM: EHV and Gen | PNM: EHV and Gen | 1 | Closed | Transformer | YES | 0.00087 | 0.03653 | 0 | 260 | 260 | 260
160305 | SOUTH | 160146 | SOUTH | 345 | 138 | TEP | TEP | 2 | Closed | Transformer | YES | 0.00021 | 0.01814 | 0 | 672 | 806 | 672
11266 | PICANTE | 11111 | NEWMAN | 345 | 345 | EPE - Native Load | EPE - Native Load | 1 | Closed | Line | NO | 0.00081 | 0.00795 | 0.14231 | 786.4 | 786.4 | 786.4
11111 | NEWMAN | 11242 | AFTON_N | 345 | 345 | EPE - Native Load | EPE - Native Load | 1 | Closed | Line | NO | 0.00166 | 0.01481 | 0.26051 | 923.8 | 1027.8 | 923.8
11111 | NEWMAN | 11204 | NEWMAN_B | 345 | 345 | EPE - Native Load | EPE - Native Load | 1 | Closed | TransformerWinding | YES | 0.00064 | 0.05808 | 0 | 230 | 264.5 | 230
10968 | CLINECORNER | 10116 | GUADLUPE | 345 | 345 | PNM: EHV and Gen | PNM: EHV and Gen | 1 | Closed | Line | NO | 0.002 | 0.01946 | 0.35338 | 1076 | 1076 | 1076
10025 | B-A | 10024 | B-A | 345 | 115 | PNM: EHV and Gen | PNM: Sandoval | 1 | Closed | Transformer | YES | 0.00045 | 0.02316 | 0 | 472 | 516 | 472
79266 | MEEKER | 79356 | MCBRYDE | 345 | 345 | Zone69 | Zone69 | 1 | Closed | Line | NO | 0.0009 | 0.0134 | 0.2296 | 647 | 647 | 647
79072 | HESPERUS | 96143 | mid_96143 | 345 | 345 | ZoneR4 | ZoneR4 | 1 | Closed | TransformerWinding | YES | 0.00054 | -0.0049 | 0 | 276 | 276 | 276
79072 | HESPERUS | 96142 | mid_96142 | 345 | 345 | ZoneR4 | ZoneR4 | 2 | Closed | TransformerWinding | YES | 0.00051 | -0.00591 | 0 | 280 | 280 | 280
79072 | HESPERUS | 79990 | WATRFLW | 345 | 345 | ZoneR4 | ZoneR4 | 1 | Closed | Line | NO | 0.00149 | 0.02338 | 0.41278 | 717 | 717 | 717
79064 | SHIPROCK | 96144 | mid_96144 | 345 | 345 | WAPA-RMRAZ | WAPA-RMRAZ | 1 | Closed | TransformerWinding | YES | 0 | 0.0192 | 0 | 600 | 720 | 600
79060 | SANJN PS | 79990 | WATRFLW | 345 | 345 | ZoneR4 | ZoneR4 | 3 | Open | Line | NO | 0 | 0.0003 | 0 | 717 | 717 | 717
79060 | SANJN PS | 79990 | WATRFLW | 345 | 345 | ZoneR4 | ZoneR4 | 2 | Closed | Transformer | YES | 0.00052 | 0.03541 | 0 | 300 | 359 | 300
79060 | SANJN PS | 79990 | WATRFLW | 345 | 345 | ZoneR4 | ZoneR4 | 1 | Closed | Transformer | YES | 0.00052 | 0.03531 | 0 | 300 | 359 | 300
79058 | RIFLE_CU | 79266 | MEEKER | 345 | 345 | ZoneRW | Zone69 | 1 | Closed | Line | NO | 0.00149 | 0.01962 | 0.35505 | 947 | 947 | 947
79049 | MONTROSE | 96146 | mid_96146 | 345 | 345 | ZoneR4 | ZoneR4 | 1 | Closed | TransformerWinding | YES | 0.00059 | 0.06266 | 0 | 239 | 239 | 239
79049 | MONTROSE | 79072 | HESPERUS | 345 | 345 | ZoneR4 | ZoneR4 | 1 | Closed | Line | NO | 0.00354 | 0.05606 | 1.0014 | 717 | 717 | 717
79036 | GRANDJCT | 79058 | RIFLE_CU | 345 | 345 | ZoneR4 | ZoneRW | 1 | Closed | Line | NO | 0.00184 | 0.02842 | 0.48318 | 717 | 717 | 717
79036 | GRANDJCT | 79049 | MONTROSE | 345 | 345 | ZoneR4 | ZoneR4 | 1 | Closed | Line | NO | 0.00201 | 0.02831 | 0.46594 | 925 | 925 | 925
79014 | CRAIG | 79013 | CRAIG | 345 | 230 | Zone69 | ZoneR4 | 2 | Closed | Transformer | YES | 0.00019 | 0.01284 | 0 | 535 | 535 | 535
79014 | CRAIG | 79013 | CRAIG | 345 | 230 | Zone69 | ZoneR4 | 1 | Closed | Transformer | YES | 0.00021 | 0.01317 | 0 | 561 | 561 | 561
10110 | DIAMOND_TAIL | 10968 | CLINECORNER | 345 | 345 | PNM: EHV and Gen | PNM: EHV and Gen | 2 | Closed | Line | NO | 0.00204 | 0.01988 | 0.34151 | 1113 | 1113 | 1399
10110 | DIAMOND_TAIL | 10968 | CLINECORNER | 345 | 345 | PNM: EHV and Gen | PNM: EHV and Gen | 1 | Closed | Line | NO | 0.00213 | 0.01928 | 0.35349 | 1113 | 1113 | 1399
11093 | LUNA | 11217 | AFTON | 345 | 345 | EPE - Native Load | EPE - Native Load | 1 | Closed | Line | NO | 0.00319 | 0.02837 | 0.49963 | 921.4 | 987.2 | 921.4
10965 | PAJARITO | 10294 | SANDIA | 345 | 345 | PNM: EHV and Gen | PNM: EHV and Gen | 1 | Closed | Line | NO | 0.00072 | 0.00725 | 0.1246 | 1309 | 1309 | 1635
10294 | SANDIA | 10296 | SANDIA_2 | 345 | 115 | PNM: EHV and Gen | PNM: Albuquerque | 1 | Closed | Transformer | YES | 0.00047 | 0.02791 | 0 | 448 | 448 | 450
73193 | STORY | 96164 | mid_96164 | 345 | 345 | ZoneEC | ZoneEC | 1 | Closed | TransformerWinding | YES | 0 | 0.01521 | 0 | 500 | 500 | 500
73193 | STORY | 96163 | mid_96163 | 345 | 345 | ZoneEC | ZoneEC | 2 | Closed | TransformerWinding | YES | 5e-05 | 0.01475 | 0 | 500 | 500 | 500
10292 | SAN_JUAN | 999943 | SANMCK11 | 345 | 345 | PNM: EHV and Gen | TEP | 1 | Closed | Line | NO | 0.00416 | 0.04341 | 0.7932 | 925 | 1110 | 925
10110 | DIAMOND_TAIL | 10229 | NORTON | 345 | 345 | PNM: EHV and Gen | PNM: EHV and Gen | 1 | Closed | Line | NO | 0.00194 | 0.01931 | 0.32906 | 1113 | 1113 | 1399
73108 | LAR.RIVR | 96173 | mid_96173 | 345 | 345 | ZoneEW | ZoneEW | 1 | Closed | TransformerWinding | YES | 6e-05 | 0.01385 | 0 | 600 | 714 | 600
10292 | SAN_JUAN | 999942 | SANMCK21 | 345 | 345 | PNM: EHV and Gen | TEP | 2 | Closed | Line | NO | 0.00416 | 0.04341 | 0.7932 | 845 | 1014 | 845
79064 | SHIPROCK | 10292 | SAN_JUAN | 345 | 345 | WAPA-RMRAZ | PNM: EHV and Gen | 1 | Closed | Line | NO | 0 | 0.001 | 0.0172 | 1076 | 1076 | 1195
10292 | SAN_JUAN | 79060 | SANJN PS | 345 | 345 | PNM: EHV and Gen | ZoneR4 | 1 | Closed | Line | NO | 3e-05 | 0.00046 | 0.0075 | 717 | 717 | 717
73012 | AULT | 79014 | CRAIG | 345 | 345 | ZoneFH | Zone69 | 1 | Closed | Line | NO | 0.0061 | 0.0927 | 1.4628 | 717 | 717 | 717
73012 | AULT | 73108 | LAR.RIVR | 345 | 345 | ZoneFH | ZoneEW | 1 | Closed | Line | NO | 0.00388 | 0.05428 | 0.95379 | 1195 | 1195 | 1195
11080 | HIDALGO | 160301 | GREENLEE | 345 | 345 | EPE - Native Load | TEP | 1 | Closed | Line | NO | 0.00332 | 0.03036 | 0.51423 | 763.7 | 763.7 | 763.7
72811 | WL_CHILD | 73108 | LAR.RIVR | 345 | 345 | ZoneEW | ZoneEW | 1 | Closed | Line | NO | 0.00226 | 0.03543 | 0.63536 | 1195 | 1195 | 1195
11080 | HIDALGO | 13007 | HIDALGO | 345 | 115 | EPE - Native Load | PNM: Southwest | 2 | Closed | Transformer | YES | 0.00097 | 0.05524 | 0 | 224 | 224 | 224
14101 | FOURCORN | 10292 | SAN_JUAN | 345 | 345 | APS | PNM: EHV and Gen | 1 | Closed | Line | NO | 0.0005 | 0.0053 | 0.0888 | 1195 | 1195 | 1195
72720 | AXIAL_HV1 | 79266 | MEEKER | 345 | 345 | Zone69 | Zone69 | 1 | Open | Line | NO | 0.00124 | 0.01708 | 0.30454 | 896 | 896 | 896
72720 | AXIAL_HV1 | 79014 | CRAIG | 345 | 345 | Zone69 | Zone69 | 1 | Open | Line | NO | 0.0003 | 0.00406 | 0.07237 | 896 | 896 | 896
72720 | AXIAL_HV1 | 72721 | AXIAL_HV2 | 345 | 345 | Zone69 | Zone69 | 1 | Open | Line | NO | 0.00066 | 0.00724 | 0.01468 | 220 | 220 | 220
11080 | HIDALGO | 13007 | HIDALGO | 345 | 115 | EPE - Native Load | PNM: Southwest | 1 | Closed | Transformer | YES | 0.00097 | 0.05524 | 0 | 224 | 224 | 224
10292 | SAN_JUAN | 10842 | JICARILLA | 345 | 345 | PNM: EHV and Gen | PNM: EHV and Gen | 1 | Closed | Line | NO | 0.00411 | 0.04158 | 0.71149 | 450 | 450 | 450
72140 | KEOTA | 73193 | STORY | 345 | 345 | ZoneEC | ZoneEC | 1 | Closed | Line | NO | 0.00181 | 0.02852 | 0.5107 | 956 | 956 | 956
72140 | KEOTA | 72811 | WL_CHILD | 345 | 345 | ZoneEC | ZoneEW | 1 | Closed | Line | NO | 0.00126 | 0.01982 | 0.35538 | 1627 | 1627 | 1627
72140 | KEOTA | 72141 | KEOTA | 345 | 115 | ZoneEC | ZoneEC | 2 | Closed | Transformer | YES | 0.00103 | 0.04666 | 0 | 225 | 225 | 225
72140 | KEOTA | 72141 | KEOTA | 345 | 115 | ZoneEC | ZoneEC | 1 | Closed | Transformer | YES | 0.00101 | 0.0468 | 0 | 225 | 225 | 225
11093 | LUNA | 11080 | HIDALGO | 345 | 345 | EPE - Native Load | EPE - Native Load | 1 | Closed | Line | NO | 0.00279 | 0.02557 | 0.43319 | 658.5 | 658.5 | 658.5
70778 | CHEYRGW_CTRL | 70730 | CHEYRDG_EST | 345 | 345 | ZoneRD | ZoneRD | 1 | Closed | Line | NO | 0.00035 | 0.00582 | 0.08843 | 242.6 | 242.6 | 242.6
70653 | TUNDRA | 70754 | NEPTUNE | 345 | 345 | ZoneRS | ZoneRS | 1 | Closed | Line | NO | 1e-05 | 0.0003 | 0.0004 | 359 | 359 | 359
70653 | TUNDRA | 70654 | COMANCHE | 345 | 345 | ZoneRS | ZoneRS | 2 | Closed | Line | NO | 0.00044 | 0.00494 | 0.09628 | 1195 | 1195 | 1262
70778 | CHEYRGW_CTRL | 70632 | CHEYRDGE_W | 345 | 345 | ZoneRD | ZoneRD | 1 | Closed | Line | NO | 0 | 0.002 | 0 | 526.4 | 526.4 | 526.4
70750 | BRONCOPLNS | 70630 | SHORTGRASS | 345 | 345 | ZoneRD | ZoneRD | 1 | Closed | Line | NO | 0.0004 | 0.0062 | 0.10763 | 717 | 717 | 717
70630 | SHORTGRASS | 70632 | CHEYRDGE_W | 345 | 345 | ZoneRD | ZoneRD | 1 | Closed | Line | NO | 0 | 0.04 | 0 | 717 | 717 | 717
70764 | RUSHCK1_W1W2 | 70628 | PRONGHORN | 345 | 345 | ZoneRD | ZoneRD | 1 | Closed | Line | NO | 0 | 0.0003 | 0 | 717 | 717 | 717
70628 | PRONGHORN | 70630 | SHORTGRASS | 345 | 345 | ZoneRD | ZoneRD | 1 | Closed | Line | NO | 0.00154 | 0.02382 | 0.41331 | 1637 | 1637 | 1637
70626 | LIMON2 | 70627 | LIMON3 | 345 | 345 | ZoneRD | ZoneRD | 1 | Closed | Line | NO | 0.00022 | 0.00215 | 0.04004 | 810 | 810 | 810
70625 | LIMON1 | 70626 | LIMON2 | 345 | 345 | ZoneRD | ZoneRD | 1 | Closed | Line | NO | 0.00173 | 0.01671 | 0.31139 | 810 | 810 | 810
70624 | MIS_SITE | 99524 | mid_99524 | 345 | 345 | ZoneRD | ZoneRD | T1 | Closed | TransformerWinding | YES | 7e-05 | 0.00975 | 0 | 560 | 756 | 560
70624 | MIS_SITE | 70628 | PRONGHORN | 345 | 345 | ZoneRD | ZoneRD | 1 | Closed | Line | NO | 0.00133 | 0.02006 | 0.35734 | 1449 | 1637 | 1449
70624 | MIS_SITE | 70625 | LIMON1 | 345 | 345 | ZoneRD | ZoneRD | 1 | Closed | Line | NO | 0.0113 | 0.0119 | 0.074 | 810 | 810 | 810
10420 | FC_SOLAR | 10292 | SAN_JUAN | 345 | 345 | PNM: EHV and Gen | PNM: EHV and Gen | 1 | Closed | Line | NO | 0.00348 | 0.00578 | 0.05947 | 1046 | 1046 | 1046
70601 | DANIELPK | 70654 | COMANCHE | 345 | 345 | ZoneRS | ZoneRS | 1 | Closed | Line | NO | 0.00439 | 0.04943 | 0.96275 | 1183 | 1183 | 1183
70601 | DANIELPK | 70653 | TUNDRA | 345 | 345 | ZoneRS | ZoneRS | 2 | Closed | Line | NO | 0.00395 | 0.04449 | 0.86647 | 1183 | 1183 | 1249
70601 | DANIELPK | 70624 | MIS_SITE | 345 | 345 | ZoneRS | ZoneRD | 1 | Closed | Line | NO | 0.00242 | 0.03531 | 0.67214 | 1449 | 1696 | 1449
70599 | SMOKYHIL | 70624 | MIS_SITE | 345 | 345 | ZoneRD | ZoneRD | 1 | Closed | Line | NO | 0.00141 | 0.02022 | 0.38453 | 956 | 956 | 956
70598 | PAWNEE | 99526 | mid_99526 | 345 | 345 | ZoneRN | ZoneRN | T3 | Closed | TransformerWinding | YES | 7e-05 | 0.00975 | 0 | 560 | 756 | 560
70598 | PAWNEE | 99525 | mid_99525 | 345 | 345 | ZoneRN | ZoneRN | T2 | Closed | TransformerWinding | YES | 7e-05 | 0.00975 | 0 | 560 | 756 | 560
70598 | PAWNEE | 70624 | MIS_SITE | 345 | 345 | ZoneRN | ZoneRD | 2 | Closed | Line | NO | 0.00172 | 0.02501 | 0.47512 | 1146 | 1260 | 1146
70598 | PAWNEE | 70624 | MIS_SITE | 345 | 345 | ZoneRN | ZoneRD | 1 | Closed | Line | NO | 0.00178 | 0.02508 | 0.4803 | 1686 | 1775 | 1686
70597 | HARVEST_MI | 70601 | DANIELPK | 345 | 345 | ZoneRD | ZoneRS | 1 | Closed | Line | NO | 0.00107 | 0.01509 | 0.28709 | 1623 | 1775 | 1793
70597 | HARVEST_MI | 70599 | SMOKYHIL | 345 | 345 | ZoneRD | ZoneRD | 2 | Closed | Line | NO | 3e-05 | 0.00048 | 0.00901 | 1685 | 1793 | 1685
70597 | HARVEST_MI | 70596 | HARVEST_MI | 345 | 230 | ZoneRD | ZoneRD | T2 | Closed | Transformer | YES | 0.00016 | 0.01551 | 0 | 560 | 756 | 560
70597 | HARVEST_MI | 70596 | HARVEST_MI | 345 | 230 | ZoneRD | ZoneRD | T1 | Closed | Transformer | YES | 0.00016 | 0.01551 | 0 | 560 | 756 | 560
10292 | SAN_JUAN | 10403 | CABEZON | 345 | 345 | PNM: EHV and Gen | PNM: EHV and Gen | 1 | Closed | Line | NO | 0.00521 | 0.05269 | 0.88593 | 1195 | 1195 | 1195
70466 | WATERTON | 99561 | mid_99561 | 345 | 345 | ZoneRD | ZoneRS | T3 | Closed | TransformerWinding | YES | 7e-05 | 0.00975 | 0 | 560 | 756 | 560
70465 | MIDWAYPS | 99560 | mid_99560 | 345 | 345 | ZoneRD | ZoneRD | T3 | Closed | TransformerWinding | YES | 7e-05 | 0.00975 | 0 | 560 | 756 | 560
70465 | MIDWAYPS | 70466 | WATERTON | 345 | 345 | ZoneRD | ZoneRD | 1 | Closed | Line | NO | 0.00336 | 0.03896 | 0.74719 | 1183 | 1183 | 1183
70599 | SMOKYHIL | 70396 | SMOKYHIL | 345 | 230 | ZoneRD | ZoneRD | T5 | Closed | Transformer | YES | 0.00016 | 0.01551 | 0 | 560 | 756 | 560
70599 | SMOKYHIL | 70396 | SMOKYHIL | 345 | 230 | ZoneRD | ZoneRD | T4 | Closed | Transformer | YES | 0.00016 | 0.01551 | 0 | 560 | 756 | 560
11061 | DIABLO | 11202 | DIABLO_B | 345 | 345 | EPE - Native Load | EPE - Native Load | 1 | Closed | TransformerWinding | YES | 0.00067 | 0.05764 | 0 | 0 | 0 | 0
11093 | LUNA | 11061 | DIABLO | 345 | 345 | EPE - Native Load | EPE - Native Load | 1 | Closed | Line | NO | 0.00392 | 0.04187 | 0.74302 | 939.4 | 939.4 | 939.4
69731 | ESCALANT SOL | 69736 | ESCAL_MTR 3 | 345 | 345 | UT SIGURD | UT SIGURD | 1 | Closed | Line | NO | 0 | 0.0003 | 0 | 200 | 200 | 200
69731 | ESCALANT SOL | 69735 | ESCAL_MTR12 | 345 | 345 | UT SIGURD | UT SIGURD | 1 | Closed | Line | NO | 0 | 0.0003 | 0 | 200 | 200 | 200
69730 | HICKORY | 69998 | SIGURD&2 | 345 | 345 | UT SIGURD | UT RED PAC | 1 | Closed | Line | NO | 0.0041 | 0.04536 | 0.73407 | 1115 | 1389 | 1612
69730 | HICKORY | 69783 | PEARSON | 345 | 345 | UT SIGURD | UT SIGURD | 1 | Closed | Line | NO | 1e-05 | 0.0003 | 0.00166 | 161 | 161 | 161
69730 | HICKORY | 69731 | ESCALANT SOL | 345 | 345 | UT SIGURD | UT SIGURD | 1 | Closed | Line | NO | 0 | 4e-05 | 0.00066 | 1013 | 1138 | 1350
11047 | MACHOSPG | 160306 | SPRINGRVILLE | 345 | 345 | EPE - Native Load | TEP | 1 | Closed | Line | NO | 0.00929 | 0.09719 | 1.7855 | 727.8 | 727.8 | 727.8
11047 | MACHOSPG | 11286 | MACHOSPRNGHV | 345 | 345 | EPE - Native Load | EPE - Native Load | 1 | Closed | Line | NO | 0 | 0.005 | 0 | 60 | 60 | 60
999986 | BORPOP11 | 67790 | POPULUS | 345 | 345 | ID NPC | ID NPC | 1 | Closed | Line | NO | 0.00166 | 0.02217 | 0.42139 | 892 | 1353 | 1353
999985 | BORPOP21 | 67790 | POPULUS | 345 | 345 | ID NPC | ID NPC | 2 | Closed | Line | NO | 0.00217 | 0.02379 | 0.39146 | 1165 | 1353 | 1353
999980 | KINPOP11 | 67790 | POPULUS | 345 | 345 | ID NPC | ID NPC | 1 | Closed | Line | NO | 0.00143 | 0.01986 | 0.35841 | 1215 | 1434 | 1434
999928 | BRIPOP11 | 67790 | POPULUS | 345 | 345 | ID NPC | ID NPC | 1 | Closed | Series Cap | NO | 0 | -0.03893 | 0 | 986 | 1331 | 986
999927 | BRIPOP21 | 67790 | POPULUS | 345 | 345 | ID NPC | ID NPC | 2 | Closed | Series Cap | NO | 0 | -0.03893 | 0 | 986 | 1331 | 986
11047 | MACHOSPG | 11093 | LUNA | 345 | 345 | EPE - Native Load | EPE - Native Load | 1 | Closed | Line | NO | 0.00115 | 0.01229 | 0.2173 | 1031.4 | 1195 | 1031.4
11038 | CALIENTE | 11266 | PICANTE | 345 | 345 | EPE - Native Load | EPE - Native Load | 2 | Closed | Line | NO | 0.00038 | 0.00357 | 0.06357 | 785.2 | 785.2 | 785.2
66510 | TERMINAL | 67790 | POPULUS | 345 | 345 | UT SALT LAKE | ID NPC | 1 | Closed | Line | NO | 0.0055 | 0.06836 | 1.1492 | 1122 | 1243 | 1438
66510 | TERMINAL | 66520 | TERMINAL | 345 | 138 | UT SALT LAKE | UT SALT LAKE | 4 | Closed | Transformer | YES | 0.00022 | 0.02043 | 0 | 700 | 784 | 840
66510 | TERMINAL | 66520 | TERMINAL | 345 | 138 | UT SALT LAKE | UT SALT LAKE | 3 | Closed | Transformer | YES | 0.00021 | 0.02036 | 0 | 700 | 784 | 840
66476 | SYRACUSE | 66510 | TERMINAL | 345 | 345 | UT OGDEN | UT SALT LAKE | 1 | Closed | Line | NO | 0.00093 | 0.01313 | 0.22461 | 1341 | 1488 | 1793
66476 | SYRACUSE | 66480 | SYRACUSE | 345 | 138 | UT OGDEN | UT OGDEN | 2 | Closed | Transformer | YES | 0.00019 | 0.01862 | 0 | 700 | 784 | 840
66476 | SYRACUSE | 66480 | SYRACUSE | 345 | 138 | UT OGDEN | UT OGDEN | 1 | Closed | Transformer | YES | 0.00046 | 0.02716 | 0 | 394 | 441.3 | 472.8
11038 | CALIENTE | 11266 | PICANTE | 345 | 345 | EPE - Native Load | EPE - Native Load | 1 | Closed | Line | NO | 0.00033 | 0.00357 | 0.06357 | 787.6 | 787.6 | 787.6
66400 | SPAN FRK | 66405 | SPAN FRK | 345 | 138 | UT UTAH VALL | UT UTAH VALL | 2 | Closed | Transformer | YES | 0.00022 | 0.02031 | 0 | 700 | 784 | 784
66400 | SPAN FRK | 66405 | SPAN FRK | 345 | 138 | UT UTAH VALL | UT UTAH VALL | 1 | Closed | Transformer | YES | 0.00021 | 0.01826 | 0 | 700 | 784 | 784
66340 | SIGURD | 69730 | HICKORY | 345 | 345 | UT SIGURD | UT SIGURD | 1 | Closed | Line | NO | 0.00374 | 0.04162 | 0.66532 | 1115 | 1273 | 1612
66340 | SIGURD | 66345 | SIGURD | 345 | 230 | UT SIGURD | UT SIGURD | 2 | Closed | Transformer | YES | 0.00034 | 0.01608 | 0 | 448 | 501.8 | 537.6
66340 | SIGURD | 66345 | SIGURD | 345 | 230 | UT SIGURD | UT SIGURD | 1 | Closed | Transformer | YES | 0.00034 | 0.016 | 0 | 448 | 501.8 | 537.6
66281 | REDBUSVC | 66282 | RED BU MSC | 345 | 345 | UT RED PAC | UT SIGURD | 1 | Closed | Line | NO | 0 | 0.0005 | 0 | 1000 | 1200 | 1000
66280 | REDBUTTE | 69998 | SIGURD&2 | 345 | 345 | UT RED PAC | UT RED PAC | 2 | Open | Series Cap | NO | 0 | -0.03781 | 0 | 1076 | 1291 | 1076
66280 | REDBUTTE | 69998 | SIGURD&2 | 345 | 345 | UT RED PAC | UT RED PAC | 1 | Closed | Line | NO | 0 | 0.0001 | 0 | 1115 | 1389 | 1612
66280 | REDBUTTE | 67657 | UTAH-NEV | 345 | 345 | UT RED PAC | UT RED PAC | 1 | Closed | Line | NO | 0.00152 | 0.01701 | 0.28012 | 717 | 717 | 955
66280 | REDBUTTE | 66281 | REDBUSVC | 345 | 345 | UT RED PAC | UT RED PAC | 1 | Closed | Line | NO | 0 | 0.0005 | 0 | 956 | 1147 | 956
66280 | REDBUTTE | 66274 | REDBUTTE | 345 | 138 | UT RED PAC | UT RED PAC | 1 | Closed | Transformer | YES | 0.00033 | 0.01621 | 0 | 448 | 501.8 | 537.6
66225 | PINTO | 98277 | mid_98277 | 345 | 345 | UT MOAB PINT | UT MOAB PINT | 1 | Closed | TransformerWinding | YES | 0.00141 | -0.01619 | 0 | 112 | 125.4 | 134.4
66225 | PINTO | 98276 | mid_98276 | 345 | 345 | UT MOAB PINT | UT MOAB PINT | 2 | Closed | TransformerWinding | YES | 0.00138 | -0.01869 | 0 | 112 | 125.4 | 134.4
66225 | PINTO | 67582 | PINTO &1 | 345 | 345 | UT MOAB PINT | UT MOAB PINT | 3 | Open | Line | NO | 0 | 0.0001 | 0 | 980 | 980 | 1427
66225 | PINTO | 67582 | PINTO &1 | 345 | 345 | UT MOAB PINT | UT MOAB PINT | 2 | Open | Series Cap | NO | 0 | -0.04789 | 0 | 807 | 956 | 807
66225 | PINTO | 67582 | PINTO &1 | 345 | 345 | UT MOAB PINT | UT MOAB PINT | 1 | Closed | Series Cap | NO | 0 | -0.02394 | 0 | 807 | 956 | 807
66225 | PINTO | 66235 | PINTO PS | 345 | 345 | UT MOAB PINT | UT MOAB PINT | 3 | Closed | Transformer | YES | 0.00045 | 0.03122 | 0 | 400 | 500 | 400
66225 | PINTO | 66235 | PINTO PS | 345 | 345 | UT MOAB PINT | UT MOAB PINT | 2 | Closed | Transformer | YES | 0.00075 | 0.04177 | 0 | 315 | 394 | 315
66225 | PINTO | 66235 | PINTO PS | 345 | 345 | UT MOAB PINT | UT MOAB PINT | 1 | Closed | Transformer | YES | 0.00071 | 0.04236 | 0 | 315 | 394 | 315
66133 | OQUIRRH | 67808 | LIMBER | 345 | 345 | UT SALT LAKE | UT SALT LAKE | 1 | Closed | Line | NO | 0.0011 | 0.01563 | 0.26359 | 1331 | 1671 | 1924
66133 | OQUIRRH | 66510 | TERMINAL | 345 | 345 | UT SALT LAKE | UT SALT LAKE | 2 | Closed | Line | NO | 0.0005 | 0.00666 | 0.12849 | 1331 | 1671 | 1727
66133 | OQUIRRH | 66510 | TERMINAL | 345 | 345 | UT SALT LAKE | UT SALT LAKE | 1 | Closed | Line | NO | 0.0005 | 0.00666 | 0.12849 | 1331 | 1671 | 1727
66133 | OQUIRRH | 66135 | OQUIRRH | 345 | 138 | UT SALT LAKE | UT SALT LAKE | 1 | Closed | Transformer | YES | 0.00021 | 0.01894 | 0 | 700 | 784 | 840
66080 | NINETY S | 66510 | TERMINAL | 345 | 345 | UT SALT LAKE | UT SALT LAKE | 1 | Closed | Line | NO | 0.00055 | 0.00755 | 0.13866 | 1342 | 1680 | 1727
66080 | NINETY S | 66085 | NINETY S | 345 | 138 | UT SALT LAKE | UT SALT LAKE | 2 | Closed | Transformer | YES | 0.00023 | 0.02063 | 0 | 700 | 784 | 840
66080 | NINETY S | 66085 | NINETY S | 345 | 138 | UT SALT LAKE | UT SALT LAKE | 1 | Closed | Transformer | YES | 0.00022 | 0.02079 | 0 | 700 | 784 | 840
65996 | CLOVER | 67808 | LIMBER | 345 | 345 | UT CLOVER | UT SALT LAKE | 1 | Closed | Line | NO | 0.00107 | 0.03335 | 0.58397 | 2032 | 2032 | 2032
65996 | CLOVER | 66340 | SIGURD | 345 | 345 | UT CLOVER | UT SIGURD | 2 | Closed | Line | NO | 0.00304 | 0.0334 | 0.54931 | 1169 | 1429 | 1434
65996 | CLOVER | 66340 | SIGURD | 345 | 345 | UT CLOVER | UT SIGURD | 1 | Closed | Line | NO | 0.00304 | 0.0334 | 0.54931 | 1043 | 1273 | 1452
65996 | CLOVER | 65997 | CLOVER | 345 | 138 | UT CLOVER | UT CLOVER | 1 | Closed | Transformer | YES | 0.00039 | 0.03079 | 0 | 448 | 501.8 | 537.6
65995 | MONA | 69600 | MONHUN_SR | 345 | 345 | UT CLOVER | UT CARB PRIC | 1 | Closed | Line | NO | 0 | 0.01512 | 0 | 1255 | 1434 | 1255
65995 | MONA | 66009 | CLOVER SOL | 345 | 345 | UT CLOVER | UT CLOVER | 1 | Closed | Line | NO | 2e-05 | 0.00024 | 0.00084 | 230 | 230 | 230
65995 | MONA | 65996 | CLOVER | 345 | 345 | UT CLOVER | UT CLOVER | 2 | Closed | Line | NO | 0.00013 | 0.00153 | 0.02606 | 1169 | 1429 | 1452
65995 | MONA | 65996 | CLOVER | 345 | 345 | UT CLOVER | UT CLOVER | 1 | Closed | Line | NO | 0.00013 | 0.00153 | 0.02606 | 1043 | 1273 | 1452
65945 | MIDVALLY | 66510 | TERMINAL | 345 | 345 | UT SALT LAKE | UT SALT LAKE | 1 | Closed | Line | NO | 0.0003 | 0.00409 | 0.075 | 1342 | 1680 | 1980
65945 | MIDVALLY | 66080 | NINETY S | 345 | 345 | UT SALT LAKE | UT SALT LAKE | 1 | Closed | Line | NO | 0.00025 | 0.00347 | 0.06366 | 1342 | 1680 | 1980
65945 | MIDVALLY | 65946 | MIDVALLY | 345 | 138 | UT SALT LAKE | UT SALT LAKE | 2 | Closed | Transformer | YES | 0.00046 | 0.02855 | 0 | 450 | 504 | 540
65945 | MIDVALLY | 65946 | MIDVALLY | 345 | 138 | UT SALT LAKE | UT SALT LAKE | 1 | Closed | Transformer | YES | 0.00045 | 0.02811 | 0 | 700 | 784 | 700
65805 | HUNTNGTN | 69600 | MONHUN_SR | 345 | 345 | UT HUNT EMER | UT CARB PRIC | 1 | Closed | Line | NO | 0.00276 | 0.03034 | 0.49208 | 937 | 1434 | 1578
65805 | HUNTNGTN | 67582 | PINTO &1 | 345 | 345 | UT HUNT EMER | UT MOAB PINT | 1 | Closed | Line | NO | 0.00874 | 0.08147 | 1.2944 | 980 | 980 | 1427
65805 | HUNTNGTN | 66400 | SPAN FRK | 345 | 345 | UT HUNT EMER | UT UTAH VALL | 1 | Closed | Line | NO | 0.00343 | 0.03933 | 0.65544 | 1127 | 1383 | 1434
65805 | HUNTNGTN | 65810 | HUNTNGTN | 345 | 138 | UT HUNT EMER | UT HUNT EMER | 2 | Closed | Transformer | YES | 0.00155 | 0.08417 | 0 | 150 | 168 | 180
65805 | HUNTNGTN | 65810 | HUNTNGTN | 345 | 138 | UT HUNT EMER | UT HUNT EMER | 1 | Open | Transformer | YES | 0.00527 | 0.16817 | 0 | 75 | 84 | 90
65665 | GOSHEN | 98281 | mid_98281 | 345 | 345 | ID NPC | ID NPC | 2 | Closed | TransformerWinding | YES | 0.0003 | 0.02756 | 0 | 448 | 501.8 | 537.6
65665 | GOSHEN | 98280 | mid_98280 | 345 | 345 | ID NPC | ID NPC | 1 | Closed | TransformerWinding | YES | 0.00012 | 0.02722 | 0 | 448 | 501.8 | 537.6
65665 | GOSHEN | 65670 | GOSHEN | 345 | 161 | ID NPC | ID NPC | 3 | Closed | Transformer | YES | 0.00024 | 0.01524 | 0 | 700 | 784 | 840
65511 | STEEL MILL | 66400 | SPAN FRK | 345 | 345 | UT UTAH VALL | UT UTAH VALL | 1 | Closed | Line | NO | 0.00072 | 0.0101 | 0.17635 | 1335 | 1482 | 1727
65510 | EMERY | 66400 | SPAN FRK | 345 | 345 | UT HUNT EMER | UT UTAH VALL | 1 | Closed | Line | NO | 0.00396 | 0.04297 | 0.71235 | 1116 | 1236 | 1554
65510 | EMERY | 66340 | SIGURD | 345 | 345 | UT HUNT EMER | UT SIGURD | 2 | Closed | Line | NO | 0.00343 | 0.03741 | 0.62495 | 1135 | 1390 | 1195
65510 | EMERY | 66340 | SIGURD | 345 | 345 | UT HUNT EMER | UT SIGURD | 1 | Closed | Line | NO | 0.00342 | 0.03737 | 0.62118 | 1135 | 1390 | 1195
65510 | EMERY | 65805 | HUNTNGTN | 345 | 345 | UT HUNT EMER | UT HUNT EMER | 1 | Closed | Line | NO | 0.0009 | 0.00986 | 0.16282 | 856 | 1188 | 1186
65510 | EMERY | 65515 | EMERY | 345 | 138 | UT HUNT EMER | UT HUNT EMER | 2 | Closed | Transformer | YES | 0.00188 | 0.09654 | 0 | 168 | 188.2 | 201.6
65510 | EMERY | 65515 | EMERY | 345 | 138 | UT HUNT EMER | UT HUNT EMER | 1 | Closed | Transformer | YES | 0.00184 | 0.09565 | 0 | 168 | 188.2 | 201.6
65394 | CURRNT CREEK | 65995 | MONA | 345 | 345 | UT CLOVER | UT CLOVER | 1 | Closed | Line | NO | 2e-05 | 0.00017 | 0.00332 | 1076 | 1434 | 1642
999929 | 3MIBRI11 | 65385 | BRIDGER | 345 | 345 | WY CENTRAL | WY CENTRAL | 1 | Closed | Line | NO | 0.00617 | 0.08345 | 1.5218 | 956 | 1135 | 956
65385 | BRIDGER | 999928 | BRIPOP11 | 345 | 345 | WY CENTRAL | ID NPC | 1 | Closed | Line | NO | 0.00695 | 0.09485 | 1.6729 | 892 | 1190 | 1259
65385 | BRIDGER | 999927 | BRIPOP21 | 345 | 345 | WY CENTRAL | ID NPC | 2 | Closed | Line | NO | 0.00695 | 0.09493 | 1.6741 | 892 | 1190 | 1259
65385 | BRIDGER | 67827 | ANTICLIN | 345 | 345 | WY CENTRAL | WY CENTRAL | 1 | Closed | Line | NO | 0.00012 | 0.00235 | 0.04612 | 1918 | 2436 | 2581
65384 | 3MIKNOLL | 999929 | 3MIBRI11 | 345 | 345 | ID NPC | WY CENTRAL | 1 | Closed | Series Cap | NO | 0 | -0.0479 | 0 | 986 | 1331 | 986
65384 | 3MIKNOLL | 65665 | GOSHEN | 345 | 345 | ID NPC | ID NPC | 1 | Closed | Line | NO | 0.00186 | 0.02503 | 0.4693 | 1195 | 1195 | 1195
66280 | REDBUTTE | 65315 | CENTRAL | 345 | 138 | UT RED PAC | UT RED PAC | 2 | Closed | Transformer | YES | 0.00091 | 0.04486 | 0 | 280 | 313.6 | 322
66280 | REDBUTTE | 65315 | CENTRAL | 345 | 138 | UT RED PAC | UT RED PAC | 1 | Closed | Transformer | YES | 0.00088 | 0.04506 | 0 | 280 | 313.6 | 322
65312 | THREE PK | 66280 | REDBUTTE | 345 | 345 | UT SIGURD | UT RED PAC | 1 | Closed | Line | NO | 0.00206 | 0.02313 | 0.37865 | 1175 | 1436 | 1195
65312 | THREE PK | 65313 | THREE PK | 345 | 138 | UT SIGURD | UT SIGURD | 1 | Closed | Transformer | YES | 0.00037 | 0.02826 | 0 | 450 | 504 | 540
65311 | THREE &1 | 66340 | SIGURD | 345 | 345 | UT SIGURD | UT SIGURD | 1 | Closed | Line | NO | 0.00496 | 0.05589 | 0.91049 | 1148 | 1409 | 1494
65311 | THREE &1 | 65312 | THREE PK | 345 | 345 | UT SIGURD | UT SIGURD | 2 | Open | Line | NO | 0 | 0.0001 | 0 | 1148 | 1409 | 1494
65311 | THREE &1 | 65312 | THREE PK | 345 | 345 | UT SIGURD | UT SIGURD | 1 | Closed | Series Cap | NO | 0 | -0.02941 | 0 | 1076 | 1291 | 1076
65384 | 3MIKNOLL | 65291 | 3MIKNOLL | 345 | 138 | ID NPC | ID SPC | 1 | Closed | Transformer | YES | 0.00021 | 0.01895 | 0 | 700 | 784 | 840
65260 | CAMP WIL | 66400 | SPAN FRK | 345 | 345 | UT SALT LAKE | UT UTAH VALL | 1 | Closed | Line | NO | 0.00123 | 0.01719 | 0.29909 | 1334 | 1672 | 1727
65260 | CAMP WIL | 66133 | OQUIRRH | 345 | 345 | UT SALT LAKE | UT SALT LAKE | 2 | Closed | Line | NO | 0.00029 | 0.0039 | 0.07515 | 1331 | 1671 | 1727
65260 | CAMP WIL | 66133 | OQUIRRH | 345 | 345 | UT SALT LAKE | UT SALT LAKE | 1 | Closed | Line | NO | 0.00029 | 0.0039 | 0.07515 | 1331 | 1671 | 1727
65260 | CAMP WIL | 66080 | NINETY S | 345 | 345 | UT SALT LAKE | UT SALT LAKE | 4 | Closed | Line | NO | 0.0003 | 0.00529 | 0.09206 | 1453 | 1818 | 2151
65260 | CAMP WIL | 66080 | NINETY S | 345 | 345 | UT SALT LAKE | UT SALT LAKE | 3 | Closed | Line | NO | 0.0003 | 0.00529 | 0.09206 | 1453 | 1818 | 2151
65260 | CAMP WIL | 66080 | NINETY S | 345 | 345 | UT SALT LAKE | UT SALT LAKE | 2 | Closed | Line | NO | 0.00037 | 0.00509 | 0.09351 | 1336 | 1671 | 1787
65260 | CAMP WIL | 66080 | NINETY S | 345 | 345 | UT SALT LAKE | UT SALT LAKE | 1 | Closed | Line | NO | 0.00037 | 0.00509 | 0.09351 | 1336 | 1674 | 1817
65260 | CAMP WIL | 65995 | MONA | 345 | 345 | UT SALT LAKE | UT CLOVER | 3 | Closed | Line | NO | 0.00215 | 0.02365 | 0.38406 | 1116 | 1392 | 1635
65260 | CAMP WIL | 65995 | MONA | 345 | 345 | UT SALT LAKE | UT CLOVER | 1 | Closed | Line | NO | 0.00165 | 0.02272 | 0.40909 | 1331 | 1434 | 1961
65260 | CAMP WIL | 65511 | STEEL MILL | 345 | 345 | UT SALT LAKE | UT UTAH VALL | 1 | Closed | Line | NO | 0.00051 | 0.0072 | 0.12528 | 1335 | 1673 | 1974
65260 | CAMP WIL | 65261 | CAMP WIL | 345 | 138 | UT SALT LAKE | UT SALT LAKE | 1 | Closed | Transformer | YES | 0.00145 | 0.0773 | 0 | 167 | 187 | 200.4
65259 | CAMPSVC | 65260 | CAMP WIL | 345 | 345 | UT SALT LAKE | UT SALT LAKE | 1 | Closed | Line | NO | 0 | 0.0005 | 0 | 1000 | 1200 | 1000
65258 | CAMP W MSC | 65259 | CAMPSVC | 345 | 345 | UT SALT LAKE | UT SALT LAKE | 1 | Closed | Line | NO | 0 | 0.0005 | 0 | 1000 | 1200 | 1000
65257 | MERCER | 65995 | MONA | 345 | 345 | UT UTAH VALL | UT CLOVER | 4 | Closed | Line | NO | 0.0015 | 0.01655 | 0.26717 | 1107 | 1384 | 1634
65257 | MERCER | 65995 | MONA | 345 | 345 | UT UTAH VALL | UT CLOVER | 2 | Closed | Line | NO | 0.00149 | 0.01647 | 0.26785 | 1107 | 1384 | 1635
65257 | MERCER | 65260 | CAMP WIL | 345 | 345 | UT UTAH VALL | UT SALT LAKE | 4 | Closed | Line | NO | 0.00074 | 0.00807 | 0.13287 | 1107 | 1384 | 1634
65257 | MERCER | 65260 | CAMP WIL | 345 | 345 | UT UTAH VALL | UT SALT LAKE | 2 | Closed | Line | NO | 0.00074 | 0.00806 | 0.13299 | 1083 | 1384 | 1511
65193 | BONANZA | 79014 | CRAIG | 345 | 345 | UT UINTAH | Zone69 | 1 | Closed | Line | NO | 0.0027 | 0.05184 | 0.91162 | 896 | 896 | 896
65193 | BONANZA | 65995 | MONA | 345 | 345 | UT UINTAH | UT CLOVER | 1 | Closed | Line | NO | 0.00472 | 0.08225 | 1.4911 | 750 | 912 | 750
65193 | BONANZA | 65192 | BONANZA | 345 | 138 | UT UINTAH | UT UINTAH | 2 | Closed | Transformer | YES | 0.0005 | 0.031 | 0 | 392 | 470 | 392
65193 | BONANZA | 65192 | BONANZA | 345 | 138 | UT UINTAH | UT UINTAH | 1 | Closed | Transformer | YES | 0.0005 | 0.031 | 0 | 392 | 470 | 392
65135 | BENLOMND | 67790 | POPULUS | 345 | 345 | UT OGDEN | ID NPC | 2 | Closed | Line | NO | 0.00301 | 0.04161 | 0.74137 | 1331 | 1478 | 1971
65135 | BENLOMND | 67790 | POPULUS | 345 | 345 | UT OGDEN | ID NPC | 1 | Closed | Line | NO | 0.00302 | 0.04037 | 0.68541 | 1331 | 1478 | 1971
65135 | BENLOMND | 66510 | TERMINAL | 345 | 345 | UT OGDEN | UT SALT LAKE | 4 | Closed | Line | NO | 0.00163 | 0.0228 | 0.39961 | 1340 | 1488 | 1971
65135 | BENLOMND | 66510 | TERMINAL | 345 | 345 | UT OGDEN | UT SALT LAKE | 3 | Closed | Line | NO | 0.00163 | 0.0228 | 0.39961 | 1340 | 1488 | 1971
65135 | BENLOMND | 66476 | SYRACUSE | 345 | 345 | UT OGDEN | UT OGDEN | 1 | Closed | Line | NO | 0.00071 | 0.01017 | 0.16912 | 1154 | 1658 | 1727
65135 | BENLOMND | 65145 | BENLOMND | 345 | 138 | UT OGDEN | UT OGDEN | 2 | Closed | Transformer | YES | 0.00047 | 0.03154 | 0 | 421 | 471.5 | 505.2
65135 | BENLOMND | 65145 | BENLOMND | 345 | 138 | UT OGDEN | UT OGDEN | 1 | Closed | Transformer | YES | 0.00047 | 0.03129 | 0 | 400 | 448 | 480
65135 | BENLOMND | 65140 | BENLOMND | 345 | 230 | UT OGDEN | UT OGDEN | 2 | Closed | Transformer | YES | 0.00032 | 0.01821 | 0 | 448 | 501.8 | 537.6
65135 | BENLOMND | 65140 | BENLOMND | 345 | 230 | UT OGDEN | UT OGDEN | 1 | Closed | Transformer | YES | 0.00032 | 0.01866 | 0 | 448 | 501.8 | 537.6
64900 | FT SAGE | 640916 | FISHSPRNG | 345 | 345 | SPP-TM Load | SPP-TM Load | 1 | Closed | Line | NO | 1e-05 | 0.00013 | 0.00203 | 1084 | 1192 | 1084
64901 | FTSAGEPS | 64900 | FT SAGE | 345 | 345 | SPP-TM Load | SPP-TM Load | 2 | Closed | Line | NO | 0 | 0.0007 | 0 | 478 | 621 | 478
64891 | RBFLCSC1 | 64892 | RBFLCSC2 | 345 | 345 | SPP-East Tie | SPP-Carlin Trend | 1 | Closed | Line | NO | 0.00758 | 0.07937 | 1.4786 | 1131.2 | 1131.2 | 1131.2
64884 | RBGONPS | 64885 | ROBINSON | 345 | 345 | SPP-East Tie | SPP-East Tie | 2 | Closed | Line | NO | 0 | 0.0003 | 0 | 1084.6 | 1084.6 | 1084.6
64883 | RBFLCPS | 64891 | RBFLCSC1 | 345 | 345 | SPP-East Tie | SPP-East Tie | 1 | Closed | Series Cap | NO | 0 | -0.0254 | 0 | 830 | 1131 | 830
64883 | RBFLCPS | 64885 | ROBINSON | 345 | 345 | SPP-East Tie | SPP-East Tie | 1 | Closed | Line | NO | 0 | 0.0003 | 0 | 9999 | 9999 | 9999
64830 | OLINGHOUSE | 641120 | DODGEFLAT | 345 | 345 | SPP-TM Load | SPP-TM Load | 1 | Closed | Line | NO | 1e-05 | 7e-05 | 0.00136 | 1141.3 | 1141.3 | 1141.3
40994 | SNOHOMS4 | 41328 | SNOHOMISH_S2 | 345 | 230 | Seattle Area, Olympic Peninsula | Seattle Area, Olympic Peninsula | 6 | Closed | Transformer | YES | 0.00015 | 0.00995 | 0 | 709.5 | 1008 | 899.4
40993 | SNOHOMS3 | 41329 | SNOHOMISH_S3 | 345 | 230 | Seattle Area, Olympic Peninsula | Seattle Area, Olympic Peninsula | 5 | Closed | Transformer | YES | 0.00016 | 0.00929 | 0 | 720 | 914.4 | 902.4
64310 | GONDER | 64884 | RBGONPS | 345 | 345 | SPP-East Tie | SPP-East Tie | 1 | Closed | Line | NO | 0.00112 | 0.0115 | 0.21431 | 1084.6 | 1084.6 | 1084.6
11111 | NEWMAN | 11017 | ARROYO | 345 | 345 | EPE - Native Load | EPE - Native Load | 1 | Closed | Line | NO | 0.00154 | 0.01501 | 0.26454 | 700.3 | 700.3 | 700.3
10232 | OJO | 12082 | TAOS | 345 | 345 | PNM: EHV and Gen | TSGT: North NM | 1 | Closed | Line | NO | 0.0021 | 0.0196 | 0.3284 | 299 | 299 | 299
64830 | OLINGHOUSE | 64130 | VALMY | 345 | 345 | SPP-TM Load | Zone27 | 1 | Closed | Line | NO | 0.0083 | 0.07738 | 1.2639 | 1075.6 | 1075.6 | 1075.6
10232 | OJO | 12050 | OJO | 345 | 115 | PNM: EHV and Gen | PNM: Santa Fe | 1 | Closed | Transformer | YES | 0.00068 | 0.04711 | 0 | 300 | 300 | 300
64951 | TRACY W | 64115 | TRACY E | 345 | 345 | SPP-TM Load | SPP-TM Load | 1 | Closed | Line | NO | 5e-05 | 0.00046 | 0.00756 | 1075.6 | 1075.6 | 1075.6
64115 | TRACY E | 64830 | OLINGHOUSE | 345 | 345 | SPP-TM Load | SPP-TM Load | 1 | Closed | Line | NO | 0.00064 | 0.00593 | 0.09682 | 1075.6 | 1075.6 | 1075.6
64115 | TRACY E | 64305 | NANIWA | 345 | 345 | SPP-TM Load | SPP-TM Load | 1 | Closed | Line | NO | 2e-05 | 0.00019 | 0.00356 | 1207.1 | 1207.1 | 1207.1
64115 | TRACY E | 64130 | VALMY | 345 | 345 | SPP-TM Load | Zone27 | 2 | Closed | Line | NO | 0.00883 | 0.08302 | 1.3338 | 1075.6 | 1075.6 | 1075.6
64115 | TRACY E | 64128 | VAL RD N | 345 | 345 | SPP-TM Load | SPP-TM Load | 1 | Closed | Line | NO | 0.00106 | 0.00981 | 0.1628 | 717.1 | 717.1 | 717.1
64077 | MIRA LMA | 64951 | TRACY W | 345 | 345 | SPP-TM Load | SPP-TM Load | 1 | Closed | Line | NO | 0.00073 | 0.00678 | 0.11078 | 819.8 | 819.8 | 819.8
64059 | HUMBOLDT | 64061 | IDAHO-NV | 345 | 345 | SPP-Carlin Trend | Zone27 | 1 | Closed | Line | NO | 0.00555 | 0.05183 | 0.84288 | 999.7 | 1031.4 | 1031.4
64901 | FTSAGEPS | 64058 | HIL TOP | 345 | 345 | SPP-TM Load | SPP-TM Load | 1 | Closed | Line | NO | 0.00539 | 0.05642 | 1.0511 | 478 | 605.3 | 478
10842 | JICARILLA | 10232 | OJO | 345 | 345 | PNM: EHV and Gen | PNM: EHV and Gen | 1 | Closed | Line | NO | 0.00359 | 0.03642 | 0.62321 | 450 | 450 | 450
64892 | RBFLCSC2 | 64043 | FALCON | 345 | 345 | SPP-Carlin Trend | SPP-Carlin Trend | 1 | Closed | Series Cap | NO | 0 | -0.0254 | 0 | 830 | 1131 | 830
64130 | VALMY | 64043 | FALCON | 345 | 345 | Zone27 | SPP-Carlin Trend | 1 | Closed | Line | NO | 0.00197 | 0.01841 | 0.30072 | 1141.3 | 1141.3 | 1141.3
40901 | ROSS | 40900 | ROSS_E | 345 | 230 | Portland Area | Clark County, WA | 4 | Closed | Transformer | YES | 0.00026 | 0.01089 | 0 | 553.8 | 786.6 | 832.2
64130 | VALMY | 64032 | COYOTECR | 345 | 345 | Zone27 | SPP-Carlin Trend | 1 | Closed | Line | NO | 0.00228 | 0.02142 | 0.34415 | 687 | 687 | 687
64032 | COYOTECR | 64059 | HUMBOLDT | 345 | 345 | SPP-Carlin Trend | SPP-Carlin Trend | 1 | Closed | Line | NO | 0.00158 | 0.01484 | 0.23843 | 878 | 878 | 878
40891 | ROCKY RH | 46832 | ROCKYRH2 | 345 | 230 | Central Washington | Central Washington | 1 | Closed | Transformer | YES | 0.00016 | 0.00974 | 0 | 692.1 | 977.7 | 940.8
64128 | VAL RD N | 64018 | BRDRTWN | 345 | 345 | SPP-TM Load | SPP-TM Load | 1 | Closed | Line | NO | 0.00067 | 0.0071 | 0.12658 | 478 | 616.1 | 478
64900 | FT SAGE | 64017 | BRDRTNPS | 345 | 345 | SPP-TM Load | SPP-TM Load | 1 | Closed | Line | NO | 0.00151 | 0.01584 | 0.29506 | 478 | 615.5 | 478
64017 | BRDRTNPS | 64018 | BRDRTWN | 345 | 345 | SPP-TM Load | SPP-TM Load | JM | Open | Line | NO | 0 | 0.0003 | 0 | 999 | 999 | 999
64017 | BRDRTNPS | 64018 | BRDRTWN | 345 | 345 | SPP-TM Load | SPP-TM Load | 1 | Closed | Transformer | YES | 0.00078 | 0.0511 | 0 | 300 | 360 | 300
11014 | ARR___PS | 11017 | ARROYO | 345 | 345 | EPE - Native Load | EPE - Native Load | 1 | Closed | Transformer | YES | 0.00028 | 0.01869 | 0 | 400 | 500 | 400
60324 | RGSS | 64061 | IDAHO-NV | 345 | 345 | ZoneIP Southern | Zone27 | 1 | Closed | Line | NO | 0.0037 | 0.0385 | 0.6457 | 999.7 | 1031.4 | 1031.4
19984 | WHTHLS1_HV | 19989 | WHTHLS2_HV | 345 | 345 | WAPA-DSW | WAPA-DSW | 1 | Closed | Line | NO | 0.00024 | 0.00222 | 0.04227 | 795 | 795 | 795
19989 | WHTHLS2_HV | 19980 | WHTHLS | 345 | 345 | WAPA-DSW | WAPA-DSW | 1 | Closed | Line | NO | 0 | 7e-05 | 0.00128 | 839 | 1195 | 839
60235 | MIDPOINT | 60324 | RGSS | 345 | 345 | ZoneIP Southern | ZoneIP Southern | 1 | Closed | Line | NO | 0.00297 | 0.03085 | 0.51617 | 1088.7 | 1195.1 | 1338.5
60235 | MIDPOINT | 60232 | MIDPOINT | 345 | 230 | ZoneIP Southern | ZoneIP Southern | 2 | Closed | Transformer | YES | 0.00012 | 0.01025 | 0 | 699.7 | 770.2 | 840.2
60235 | MIDPOINT | 60232 | MIDPOINT | 345 | 230 | ZoneIP Southern | ZoneIP Southern | 1 | Closed | Transformer | YES | 0.00012 | 0.01025 | 0 | 699.7 | 770.2 | 840.2
999873 | FLAPIN11 | 19785 | PINPKBRB | 345 | 345 | WAPA-DSW | WAPA-DSW | 1 | Closed | Series Cap | NO | 0 | -0.0417 | 0 | 747 | 1004 | 747
11010 | AMRAD | 11317 | EMPIRE | 345 | 345 | EPE - Native Load | EPE - Native Load | 1 | Closed | Line | NO | 0.00685 | 0.06124 | 1.1067 | 423.1 | 423.1 | 423.1
10229 | NORTON | 10230 | NORTON_1 | 345 | 115 | PNM: EHV and Gen | PNM: Santa Fe | 1 | Closed | Transformer | YES | 0.00043 | 0.02408 | 0 | 448 | 448 | 448
60190 | KINPORT | 999980 | KINPOP11 | 345 | 345 | ZoneIP Eastern | ID NPC | 1 | Closed | Series Cap | NO | 0 | -0.0139 | 0 | 1254.9 | 1694.1 | 1254.9
60190 | KINPORT | 65665 | GOSHEN | 345 | 345 | ZoneIP Eastern | ID NPC | 1 | Closed | Line | NO | 0.0022 | 0.0211 | 0.3336 | 956.1 | 956.1 | 956.1
999872 | FLAPIN21 | 19785 | PINPKBRB | 345 | 345 | WAPA-DSW | WAPA-DSW | 2 | Closed | Series Cap | NO | 0 | -0.0419 | 0 | 747 | 1004 | 747
60235 | MIDPOINT | 60190 | KINPORT | 345 | 345 | ZoneIP Southern | ZoneIP Eastern | 1 | Closed | Line | NO | 0.0026 | 0.0524 | 1.03 | 1104.3 | 1324.8 | 1512.4
60190 | KINPORT | 60186 | KINPT MP | 345 | 230 | ZoneIP Eastern | ZoneIP Eastern | 1 | Closed | TransformerWinding | YES | 4e-05 | 0.00776 | 0 | 1025.4 | 1128.2 | 1231
40721 | MCNARY | 41353 | MCNRY S3 | 345 | 230 | Lower Columbia Basin | Lower Columbia Basin | 8 | Closed | Transformer | YES | 0.00026 | 0.01091 | 0 | 553.8 | 750 | 885.6
40721 | MCNARY | 40901 | ROSS | 345 | 345 | Lower Columbia Basin | Portland Area | 1 | Closed | Line | NO | 0.00885 | 0.11784 | 1.0976 | 758.9 | 758.9 | 1087.6
999875 | FLAGLE11 | 19783 | GLENCANY | 345 | 345 | WAPA-DSW | WAPA-DSW | 1 | Closed | Line | NO | 0.0057 | 0.065 | 1.007 | 893 | 893 | 893
999874 | FLAGLE21 | 19783 | GLENCANY | 345 | 345 | WAPA-DSW | WAPA-DSW | 2 | Closed | Line | NO | 0.0055 | 0.0654 | 1.007 | 893 | 893 | 893
11315 | OTERO | 11010 | AMRAD | 345 | 345 | EPE - Native Load | EPE - Native Load | 1 | Closed | Line | NO | 0.00178 | 0.01666 | 0.30023 | 785.2 | 785.2 | 785.2
19783 | GLENCANY | 19782 | GLENCANY | 345 | 230 | WAPA-DSW | WAPA-DSW | 2 | Closed | Transformer | YES | 0.0004 | 0.0227 | 0 | 300 | 319 | 300
40691 | MAPLEVLY_VL | 40891 | ROCKY RH | 345 | 345 | Seattle Area, Olympic Peninsula | Central Washington | 1 | Closed | Line | NO | 0.0066 | 0.08668 | 0.8136 | 627.4 | 627.4 | 1099.5
40691 | MAPLEVLY_VL | 40692 | MAPLEVLY_V12 | 345 | 230 | Seattle Area, Olympic Peninsula | Seattle Area, Olympic Peninsula | 1 | Closed | Transformer | YES | 0.00026 | 0.01074 | 0 | 572.7 | 769.8 | 790.2
19783 | GLENCANY | 19782 | GLENCANY | 345 | 230 | WAPA-DSW | WAPA-DSW | 1 | Closed | Transformer | YES | 0.0004 | 0.0227 | 0 | 300 | 319 | 300
11010 | AMRAD | 11237 | AMRAD_B | 345 | 345 | EPE - Native Load | EPE - Native Load | 1 | Closed | TransformerWinding | YES | 0.00064 | 0.0665 | 0 | 0 | 0 | 0
19780 | FLAGSTAF | 999875 | FLAGLE11 | 345 | 345 | WAPA-DSW | WAPA-DSW | 1 | Closed | Series Cap | NO | 0 | -0.0454 | 0 | 807 | 893 | 807
19780 | FLAGSTAF | 999874 | FLAGLE21 | 345 | 345 | WAPA-DSW | WAPA-DSW | 2 | Closed | Series Cap | NO | 0 | -0.0454 | 0 | 807 | 893 | 807
60060 | BORAH | 999986 | BORPOP11 | 345 | 345 | ZoneIP Southern | ID NPC | 1 | Closed | Series Cap | NO | 0 | -0.0139 | 0 | 1254.9 | 1694.1 | 1254.9
60060 | BORAH | 999985 | BORPOP21 | 345 | 345 | ZoneIP Southern | ID NPC | 2 | Closed | Series Cap | NO | 0 | -0.01337 | 0 | 986 | 1183 | 1183
60060 | BORAH | 60062 | BORAH | 345 | 230 | ZoneIP Southern | ZoneIP Eastern | 1 | Closed | Transformer | YES | 0.00012 | 0.00862 | 0 | 769.1 | 846.1 | 923.2
19780 | FLAGSTAF | 999873 | FLAPIN11 | 345 | 345 | WAPA-DSW | WAPA-DSW | 1 | Closed | Line | NO | 0.005 | 0.0595 | 0.9162 | 747 | 893 | 747
19780 | FLAGSTAF | 999872 | FLAPIN21 | 345 | 345 | WAPA-DSW | WAPA-DSW | 2 | Closed | Line | NO | 0.0049 | 0.0598 | 0.9108 | 747 | 956 | 747
60006 | ADELAIDE | 60235 | MIDPOINT | 345 | 345 | ZoneIP Southern | ZoneIP Southern | 2 | Closed | Line | NO | 0.0023 | 0.0192 | 0.3408 | 1035 | 1166.4 | 1467.6
60060 | BORAH | 60006 | ADELAIDE | 345 | 345 | ZoneIP Southern | ZoneIP Southern | 2 | Closed | Line | NO | 0.0022 | 0.0185 | 0.3298 | 1035 | 1166.4 | 1467.6
60006 | ADELAIDE | 60010 | ADELAIDE | 345 | 138 | ZoneIP Southern | ZoneIP Southern | 2 | Closed | Transformer | YES | 0.00091 | 0.0432 | 0 | 250 | 275 | 300
60006 | ADELAIDE | 60010 | ADELAIDE | 345 | 138 | ZoneIP Southern | ZoneIP Southern | 1 | Closed | Transformer | YES | 0.00092 | 0.0426 | 0 | 250 | 275 | 300
60005 | ADEL TAP | 60235 | MIDPOINT | 345 | 345 | ZoneIP Southern | ZoneIP Southern | 1 | Closed | Line | NO | 0.0023 | 0.0185 | 0.3284 | 1035 | 1166.4 | 1485.5
60060 | BORAH | 60005 | ADEL TAP | 345 | 345 | ZoneIP Southern | ZoneIP Southern | 1 | Closed | Line | NO | 0.0025 | 0.02 | 0.357 | 1035 | 1166.4 | 1485.5
60005 | ADEL TAP | 60006 | ADELAIDE | 345 | 345 | ZoneIP Southern | ZoneIP Southern | 1 | Closed | Line | NO | 0.00021 | 0.00182 | 0.02982 | 1035 | 1166.4 | 1467.6
999867 | LIBPEA11 | 19315 | PEACOCK | 345 | 345 | WAPA-DSW | WAPA-DSW | 1 | Closed | Line | NO | 0.00563 | 0.07809 | 1.2714 | 941 | 956 | 941
19315 | PEACOCK | 19980 | WHTHLS | 345 | 345 | WAPA-DSW | WAPA-DSW | 1 | Closed | Line | NO | 0.00205 | 0.02841 | 0.46243 | 956 | 956 | 956
19315 | PEACOCK | 19314 | PEACOCK | 345 | 230 | WAPA-DSW | WAPA-DSW | 1 | Closed | Transformer | YES | 5e-05 | 0.01795 | 0 | 650 | 650 | 650
10999 | TAIBANMS | 13402 | BLACKWTR | 345 | 345 | PNM: EHV and Gen | SPS | 1 | Closed | Line | NO | 0.0031 | 0.02995 | 0.5438 | 1076 | 1076 | 1076
10998 | NMCASA_POI | 10999 | TAIBANMS | 345 | 345 | PNM: EHV and Gen | PNM: EHV and Gen | 1 | Closed | Line | NO | 0 | 0.021 | 0 | 1286 | 1286 | 1286
10996 | NMCASA_GSUHS | 10998 | NMCASA_POI | 345 | 345 | PNM: EHV and Gen | PNM: EHV and Gen | 1 | Closed | Line | NO | 0.0005 | 0.001 | 0 | 1286 | 1286 | 1286
10965 | PAJARITO | 999937 | PAJWSP11 | 345 | 345 | PNM: EHV and Gen | PNM: EHV and Gen | 1 | Closed | Line | NO | 0.00195 | 0.02971 | 0.53269 | 1211 | 1211 | 1211
10963 | DURAN MESA | 99895 | mid_99895 | 345 | 345 | PNM: EHV and Gen | PNM: EHV and Gen | 5 | Closed | TransformerWinding | YES | 0.00281 | 0.12392 | 0 | 118 | 118 | 118
160301 | GREENLEE | 164300 | COPPER_VERDE | 345 | 345 | TEP | FMI(TEP) | 1 | Closed | Line | NO | 0.00051 | 0.00571 | 0.08902 | 818.7 | 900.5 | 818.7
10962 | CLINES CORNE | 99894 | mid_99894 | 345 | 345 | PNM: EHV and Gen | PNM: EHV and Gen | 6 | Closed | TransformerWinding | YES | 0.00108 | 0.05843 | 0 | 225 | 225 | 225
19053 | LIBERTY | 999867 | LIBPEA11 | 345 | 345 | WAPA-DSW | WAPA-DSW | 1 | Closed | Series Cap | NO | 0 | -0.0422 | 0 | 508 | 687 | 508
999861 | SPRGRE12 | 160301 | GREENLEE | 345 | 345 | TEP | TEP | 1 | Open | Line | NO | 0 | 0.0003 | 0 | 1195 | 1195 | 1195
19053 | LIBERTY | 19054 | LIBTYPHS | 345 | 230 | WAPA-DSW | WAPA-DSW | 1 | Closed | Transformer | YES | 0 | 0.01582 | 0 | 600 | 720 | 600
10962 | CLINES CORNE | 99893 | mid_99893 | 345 | 345 | PNM: EHV and Gen | PNM: EHV and Gen | 7 | Closed | TransformerWinding | YES | 0.00108 | 0.05843 | 0 | 225 | 225 | 225
999942 | SANMCK21 | 160302 | MCKINLEY | 345 | 345 | TEP | TEP | 2 | Closed | Series Cap | NO | 0 | -0.01294 | 0 | 777 | 1016 | 777
10961 | TECOLOTE | 99897 | mid_99897 | 345 | 345 | PNM: EHV and Gen | PNM: EHV and Gen | 3 | Closed | TransformerWinding | YES | 0.00108 | 0.05869 | 0 | 225 | 225 | 225
160306 | SPRINGRVILLE | 999859 | SPRVAI11 | 345 | 345 | TEP | TEP | 1 | Open | Line | NO | 0.00508 | 0.04856 | 1.0768 | 1195 | 1195 | 1195
10961 | TECOLOTE | 99896 | mid_99896 | 345 | 345 | PNM: EHV and Gen | PNM: EHV and Gen | 4 | Closed | TransformerWinding | YES | 0.0028 | 0.12392 | 0 | 118 | 118 | 118
160308 | VAIL | 160305 | SOUTH | 345 | 345 | TEP | TEP | 1 | Closed | Line | NO | 0.00063 | 0.00663 | 0.123 | 1195 | 1195 | 1195
10961 | TECOLOTE | 10963 | DURAN MESA | 345 | 345 | PNM: EHV and Gen | PNM: EHV and Gen | 1 | Closed | Line | NO | 0.00042 | 0.00364 | 0.06591 | 1084 | 1084 | 1084
10960 | RED CLOUD | 99899 | mid_99899 | 345 | 345 | PNM: EHV and Gen | PNM: EHV and Gen | 1 | Closed | TransformerWinding | YES | 0.00107 | 0.05886 | 0 | 225 | 225 | 225
160314 | CW | 160315 | CW_POI | 345 | 345 | TEP | TEP | 1 | Closed | Line | NO | 2e-05 | 0.00025 | 0.0042 | 110 | 110 | 110
10960 | RED CLOUD | 99898 | mid_99898 | 345 | 345 | PNM: EHV and Gen | PNM: EHV and Gen | 2 | Closed | TransformerWinding | YES | 0.00107 | 0.05886 | 0 | 225 | 225 | 225
10960 | RED CLOUD | 10961 | TECOLOTE | 345 | 345 | PNM: EHV and Gen | PNM: EHV and Gen | 1 | Closed | Line | NO | 0.00048 | 0.00412 | 0.07469 | 1084 | 1084 | 1084
999938 | PAJWSP12 | 10959 | WSPIRIT | 345 | 345 | PNM: EHV and Gen | PNM: EHV and Gen | 1 | Closed | Line | NO | 0.00187 | 0.02844 | 0.50992 | 1211 | 1211 | 1211
10959 | WSPIRIT | 10968 | CLINECORNER | 345 | 345 | PNM: EHV and Gen | PNM: EHV and Gen | 1 | Closed | Line | NO | 0.0011 | 0.01676 | 0.30052 | 1435 | 1435 | 1561
999856 | SPRVAI14 | 160308 | VAIL | 345 | 345 | TEP | TEP | 1 | Open | Line | NO | 0 | 0.0003 | 0 | 1195 | 1195 | 1195
19980 | WHTHLS | 19037 | MEAD | 345 | 345 | WAPA-DSW | WAPA-DSW | 1 | Closed | Line | NO | 0.00102 | 0.0142 | 0.23122 | 1195 | 1195 | 1195
10963 | DURAN MESA | 10959 | WSPIRIT | 345 | 345 | PNM: EHV and Gen | PNM: EHV and Gen | 1 | Closed | Line | NO | 0.00159 | 0.01383 | 0.25044 | 1084 | 1084 | 1084
14114 | CHEVELON | 14425 | Q273 | 345 | 345 | APS | APS | 1 | Closed | Line | NO | 5e-05 | 0.00061 | 0.00691 | 593 | 593 | 593
10962 | CLINES CORNE | 10959 | WSPIRIT | 345 | 345 | PNM: EHV and Gen | PNM: EHV and Gen | 1 | Closed | Line | NO | 0.00129 | 0.01116 | 0.20211 | 1084 | 1084 | 1084
19780 | FLAGSTAF | 14108 | YOUNGSCY | 345 | 345 | WAPA-DSW | APS | 1 | Closed | Line | NO | 0 | 0.0003 | 0 | 523.5 | 523.5 | 523.5
14115 | CHOLLA E | 14107 | MAZATZAL | 345 | 345 | APS | APS | 1 | Closed | Line | NO | 0.00498 | 0.04348 | 0.70918 | 751 | 853 | 751
14106 | PNPK C | 14105 | PNPK W | 345 | 345 | APS | APS | 1 | Closed | Line | NO | 0 | 0.0003 | 0 | 750 | 750 | 750
14107 | MAZATZAL | 14104 | PNPK E | 345 | 345 | APS | APS | 1 | Closed | Line | NO | 0.00265 | 0.02282 | 0.37836 | 751 | 853 | 751
14104 | PNPK E | 14106 | PNPK C | 345 | 345 | APS | APS | 1 | Closed | Line | NO | 0 | 0.0003 | 0 | 750 | 750 | 750
14103 | PRECHCYN | 14114 | CHEVELON | 345 | 345 | APS | APS | 1 | Closed | Line | NO | 0.00228 | 0.01991 | 0.32364 | 751 | 882 | 751
14103 | PRECHCYN | 14105 | PNPK W | 345 | 345 | APS | APS | 1 | Closed | Line | NO | 0.0036 | 0.0311 | 0.51451 | 853 | 853 | 853
14101 | FOURCORN | 999995 | FOURIO11 | 345 | 345 | APS | PNM: EHV and Gen | 1 | Open | Line | NO | 0.0068 | 0.0689 | 1.157 | 1004 | 1195 | 1004
10870 | CLNCRN_1 | 10969 | EL_CABO | 345 | 345 | PNM: EHV and Gen | PNM: EHV and Gen | 1 | Closed | Line | NO | 0.0005 | 0.00675 | 0.1214 | 914 | 914 | 914
79064 | SHIPROCK | 14101 | FOURCORN | 345 | 345 | WAPA-RMRAZ | APS | 1 | Closed | Line | NO | 0.0003 | 0.0042 | 0.0715 | 1200 | 1200 | 1200
66235 | PINTO PS | 14101 | FOURCORN | 345 | 345 | UT MOAB PINT | APS | 1 | Closed | Line | NO | 0.0056 | 0.0511 | 0.83 | 715 | 866 | 866
10968 | CLINECORNER | 10870 | CLNCRN_1 | 345 | 345 | PNM: EHV and Gen | PNM: EHV and Gen | 1 | Closed | Line | NO | 0.00051 | 0.00759 | 0.13644 | 914 | 914 | 914
14100 | CHOLLA W | 14115 | CHOLLA E | 345 | 345 | APS | APS | 1 | Closed | Line | NO | 0 | 0.0003 | 0 | 1195 | 1195 | 1195
10868 | LAJOYA_STA | 10870 | CLNCRN_1 | 345 | 345 | PNM: EHV and Gen | PNM: EHV and Gen | 1 | Closed | Line | NO | 0.00055 | 0.00879 | 0.1464 | 709 | 709 | 709
14100 | CHOLLA W | 14114 | CHEVELON | 345 | 345 | APS | APS | 1 | Closed | Line | NO | 0.00176 | 0.01532 | 0.24895 | 751 | 882 | 751
19037 | MEAD | 19011 | MEAD N | 345 | 230 | WAPA-DSW | WAPA-DSW | 2 | Closed | Transformer | YES | 4e-05 | 0.0142 | 0 | 600 | 600 | 600
40225 | CHIEF_JO_4 | 40994 | SNOHOMS4 | 345 | 345 | Central Washington | Seattle Area, Olympic Peninsula | 4 | Closed | Line | NO | 0.0068 | 0.08902 | 0.84236 | 627.4 | 627.4 | 1015.8
40225 | CHIEF_JO_4 | 40232 | CHIEF_JO_2 | 345 | 230 | Central Washington | Central Washington | 2 | Closed | Transformer | YES | 0.00016 | 0.00979 | 0 | 682.2 | 953.4 | 1008
19037 | MEAD | 19011 | MEAD N | 345 | 230 | WAPA-DSW | WAPA-DSW | 1 | Closed | Transformer | YES | 4e-05 | 0.0142 | 0 | 600 | 600 | 600
40223 | CHIEF_JO_3 | 40993 | SNOHOMS3 | 345 | 345 | Central Washington | Seattle Area, Olympic Peninsula | 3 | Closed | Line | NO | 0.0068 | 0.089 | 0.84235 | 627.4 | 627.4 | 1099.5
40223 | CHIEF_JO_3 | 40230 | CHIEF_JO_1 | 345 | 230 | Central Washington | Central Washington | 1 | Closed | Transformer | YES | 0.00027 | 0.01073 | 0 | 553.2 | 731.1 | 855.6
10845 | JAN | 10843 | JICARILLA | 345 | 115 | PNM: EHV and Gen | PNM: EHV and Gen | 1 | Closed | Transformer | YES | 0 | 0.2333 | 0 | 50 | 50 | 50
14101 | FOURCORN | 14066 | FC-CH SC2 | 345 | 345 | APS | APS | 2 | Closed | Line | NO | 0.00895 | 0.08013 | 1.3077 | 687 | 908 | 687
14066 | FC-CH SC2 | 14100 | CHOLLA W | 345 | 345 | APS | APS | 2 | Closed | Series Cap | NO | 0 | -0.02072 | 0 | 825 | 1113 | 825
10842 | JICARILLA | 10845 | JAN | 345 | 345 | PNM: EHV and Gen | PNM: EHV and Gen | 1 | Closed | Line | NO | 0 | 0.00029 | 0 | 300 | 300 | 300
14065 | FC-CH SC1 | 14115 | CHOLLA E | 345 | 345 | APS | APS | 1 | Closed | Series Cap | NO | 0 | -0.02284 | 0 | 825 | 1113 | 825
14101 | FOURCORN | 14065 | FC-CH SC1 | 345 | 345 | APS | APS | 1 | Closed | Line | NO | 0.009 | 0.08057 | 1.3153 | 687 | 908 | 687
10630 | PINTADO | 999936 | PINRIO11 | 345 | 345 | PNM: EHV and Gen | PNM: EHV and Gen | 1 | Closed | Line | NO | 0.00295 | 0.0299 | 0.50202 | 1004 | 1195 | 1004
14101 | FOURCORN | 10630 | PINTADO | 345 | 345 | APS | PNM: EHV and Gen | 1 | Closed | Line | NO | 0.00385 | 0.039 | 0.65498 | 1004 | 1195 | 1004
10631 | ARROY_STA | 10630 | PINTADO | 345 | 345 | PNM: EHV and Gen | PNM: EHV and Gen | 1 | Closed | Line | NO | 0.0001 | 0.001 | 2e-05 | 1084 | 1247 | 1084
10845 | JAN | 10563 | JEC | 345 | 345 | PNM: EHV and Gen | PNM: EHV and Gen | 1 | Closed | Line | NO | 0.00033 | 0.00348 | 0.057 | 650 | 650 | 650
51755 | BR1 3T2 | 81979 | mid_81979 | 345 | 345 | BC HYDRO | BC HYDRO | 2 | Closed | TransformerWinding | YES | 0.0003 | 0.01195 | 0 | 133 | 133 | 158
51711 | UHT 345 | 51847 | BTR 345 | 345 | 345 | BC HYDRO | BC HYDRO | 1 | Closed | Line | NO | 0 | 2e-05 | 0.00025 | 573.7 | 573.7 | 1064.8
51711 | UHT 345 | 51756 | SAC 345 | 345 | 345 | BC HYDRO | BC HYDRO | 1 | Closed | Line | NO | 0.00133 | 0.01277 | 0.20406 | 478 | 478 | 478
51554 | KWL 345 | 81860 | mid_81860 | 345 | 345 | BC HYDRO | BC HYDRO | 1 | Closed | TransformerWinding | YES | 0.00325 | 0.13011 | 0 | 110 | 110 | 130.6
51554 | KWL 345 | 81859 | mid_81859 | 345 | 345 | BC HYDRO | BC HYDRO | 2 | Closed | TransformerWinding | YES | 0.00323 | 0.12928 | 0 | 110 | 110 | 130.6
51554 | KWL 345 | 81736 | mid_81736 | 345 | 345 | BC HYDRO | BC HYDRO | 3 | Closed | TransformerWinding | YES | 0.00324 | 0.12966 | 0 | 110 | 110 | 130.6
51554 | KWL 345 | 51711 | UHT 345 | 345 | 345 | BC HYDRO | BC HYDRO | 1 | Closed | Line | NO | 0 | 3e-05 | 0 | 1195.1 | 1195.1 | 1195.1
10390 | RIOPUERC | 10025 | B-A | 345 | 345 | PNM: EHV and Gen | PNM: EHV and Gen | 2 | Closed | Line | NO | 0.0011 | 0.0112 | 0.1986 | 1195 | 1195 | 1195
11093 | LUNA | 10186 | LUNA | 345 | 115 | EPE - Native Load | PNM: Deming | 1 | Closed | Transformer | YES | 0.0007 | 0.0538 | 0 | 224 | 224 | 224
13601 | BV_POI_3-T~1 | 13613 | GRADYNM | 345 | 345 | Western Interconnect NM | Western Interconnect NM | 1 | Closed | Line | NO | 0.00052 | 0.00458 | 0.08224 | 1084 | 1084 | 1084
13601 | BV_POI_3-T~1 | 13602 | SUB_BEJN | 345 | 345 | Western Interconnect NM | Western Interconnect NM | 1 | Closed | Line | NO | 0.00027 | 0.00263 | 0.04482 | 900 | 900 | 900
10025 | B-A | 10390 | RIOPUERC | 345 | 345 | PNM: EHV and Gen | PNM: EHV and Gen | 1 | Closed | Line | NO | 0.0011 | 0.0113 | 0.1961 | 1076 | 1076 | 1076
13601 | BV_POI_3-T~1 | 13402 | BLACKWTR | 345 | 345 | Western Interconnect NM | SPS | 1 | Closed | Line | NO | 0.00142 | 0.0165 | 0.28559 | 900 | 900 | 900
13401 | ARTESIAR | 13400 | ARTESIA | 345 | 345 | EPE - ZoneE | EPE - ZoneE | 1 | Open | Line | NO | 0 | 0.00029 | 0.0002 | 220 | 220 | 220
26043 | INTERMT | 65995 | MONA | 345 | 345 | LA IPP | UT CLOVER | 2 | Closed | Line | NO | 0.0018 | 0.0245 | 0.4392 | 600 | 1195 | 600
26043 | INTERMT | 65995 | MONA | 345 | 345 | LA IPP | UT CLOVER | 1 | Closed | Line | NO | 0.0018 | 0.0245 | 0.4392 | 600 | 1195 | 600
27135 | MWC345 | 26043 | INTERMT | 345 | 345 | LA IPP | LA IPP | 1 | Closed | Line | NO | 0.00311 | 0.0448 | 0.724 | 1590 | 2308 | 1590
26043 | INTERMT | 26281 | INT PF BUS 4 | 345 | 345 | LA IPP | LA IPP | 1 | Closed | Line | NO | 0 | 0.0003 | 0 | 9999 | 9999 | 9999
26043 | INTERMT | 26280 | INT PF BUS 3 | 345 | 345 | LA IPP | LA IPP | 1 | Closed | Line | NO | 0 | 0.0003 | 0 | 9999 | 9999 | 9999
26043 | INTERMT | 26279 | INT PF BUS 2 | 345 | 345 | LA IPP | LA IPP | 1 | Closed | Line | NO | 0 | 0.00031 | 0 | 9999 | 9999 | 9999
26043 | INTERMT | 26278 | INT PF BUS 1 | 345 | 345 | LA IPP | LA IPP | 1 | Closed | Line | NO | 0 | 0.0003 | 0 | 9999 | 9999 | 9999
10025 | B-A | 10110 | DIAMOND_TAIL | 345 | 345 | PNM: EHV and Gen | PNM: EHV and Gen | 2 | Closed | Line | NO | 0.00043 | 0.0042 | 0.07386 | 1113 | 1113 | 1399
26043 | INTERMT | 26251 | INT MDUM | 345 | 345 | LA IPP | LA IPP | M | Closed | Transformer | YES | 0 | 0.02579 | 0 | 300 | 351 | 300
26043 | INTERMT | 26116 | INTERMTY | 345 | 345 | LA IPP | LA IPP | 1 | Closed | Line | NO | 0 | 0.0003 | 0 | 1434 | 1434 | 1434
26043 | INTERMT | 26114 | INTERMTX | 345 | 345 | LA IPP | LA IPP | 1 | Closed | Line | NO | 0 | 0.0003 | 0 | 1434 | 1434 | 1434
50303 | BR1 3T1 | 81980 | mid_81980 | 345 | 345 | BC HYDRO | BC HYDRO | 1 | Closed | TransformerWinding | YES | 0.00029 | 0.01175 | 0 | 133 | 133 | 158
999860 | SPRGRE11 | 999861 | SPRGRE12 | 345 | 345 | TEP | TEP | 1 | Open | Series Cap | NO | 0 | -0.02062 | 0 | 1195 | 1195 | 1195
50193 | BRT 345 | 81976 | mid_81976 | 345 | 345 | BC HYDRO | BC HYDRO | 4 | Closed | TransformerWinding | YES | 0.00055 | 0.0221 | 0 | 450 | 495 | 495
50193 | BRT 345 | 51756 | SAC 345 | 345 | 345 | BC HYDRO | BC HYDRO | 1 | Closed | Line | NO | 0.00352 | 0.03379 | 0.54018 | 478 | 478 | 478
50193 | BRT 345 | 51755 | BR1 3T2 | 345 | 345 | BC HYDRO | BC HYDRO | 2 | Closed | Line | NO | 4e-05 | 0.00041 | 0.00655 | 717.1 | 717.1 | 717.1
50193 | BRT 345 | 51728 | BR2 3X7 | 345 | 345 | BC HYDRO | BC HYDRO | 2 | Closed | Line | NO | 2e-05 | 0.00015 | 0.00239 | 478 | 478 | 478
50193 | BRT 345 | 51727 | BR2 3X5 | 345 | 345 | BC HYDRO | BC HYDRO | 1 | Closed | Line | NO | 2e-05 | 0.00016 | 0.00259 | 478 | 478 | 478
50193 | BRT 345 | 50303 | BR1 3T1 | 345 | 345 | BC HYDRO | BC HYDRO | 1 | Closed | Line | NO | 4e-05 | 0.00039 | 0.00614 | 678.2 | 717.1 | 717.1
50191 | ROS 345 | 81805 | mid_81805 | 345 | 345 | BC HYDRO | BC HYDRO | 1 | Closed | TransformerWinding | YES | 0.0006 | 0.02407 | 0 | 450 | 580 | 534
50191 | ROS 345 | 51711 | UHT 345 | 345 | 345 | BC HYDRO | BC HYDRO | 1 | Closed | Line | NO | 0.00263 | 0.02517 | 0.39994 | 624.5 | 669.3 | 717.1
50191 | ROS 345 | 50192 | WAH 345 | 345 | 345 | BC HYDRO | BC HYDRO | 1 | Closed | Line | NO | 0.00034 | 0.00339 | 0.05072 | 358.5 | 358.5 | 358.5
999854 | WINVAI11 | 999855 | WINVAI12 | 345 | 345 | TEP | TEP | 1 | Open | Series Cap | NO | 0 | -0.0174 | 0 | 1195 | 1494 | 1195
10025 | B-A | 10110 | DIAMOND_TAIL | 345 | 345 | PNM: EHV and Gen | PNM: EHV and Gen | 1 | Closed | Line | NO | 0.00043 | 0.00424 | 0.07356 | 1113 | 1113 | 1399
29251 | PV_CLRVR_12 | 24900 | COLRIVER | 500 | 500 | SCE EASTERN 500/230kV | SCE EASTERN 500/230kV | 1 | Closed | Line | NO | 0.00063 | 0.0158 | 1.1648 | 2338 | 2858 | 2338
29249 | DEL_CLRVR_12 | 24900 | COLRIVER | 500 | 500 | SCE EASTERN 500/230kV | SCE EASTERN 500/230kV | 1 | Open | Line | NO | 0.0006 | 0.0145 | 1.3114 | 3291 | 4503 | 3291
24801 | DEVERS | 29254 | DVRS_RB_21 | 500 | 500 | SCE EASTERN 500/230kV | SCE EASTERN 500/230kV | 2 | Closed | Line | NO | 0.00061 | 0.01547 | 1.1402 | 2598 | 2910 | 2598
24801 | DEVERS | 29252 | DVRS_RB_11 | 500 | 500 | SCE EASTERN 500/230kV | SCE EASTERN 500/230kV | 1 | Closed | Line | NO | 0.00061 | 0.01547 | 1.1402 | 2598 | 2858 | 2598
47638 | HERMCALP | 407230 | MCN_CAL_CIO | 500 | 500 | Lower Columbia Basin | Lower Columbia Basin | 1 | Closed | Line | NO | 7e-05 | 0.00125 | 0.12232 | 3273.6 | 3273.6 | 4182.9
30060 | MIDWAY | 24595 | MW_WRLWND_31 | 500 | 500 | Intertie | SCE MAIN SYSTEM | 3 | Closed | Series Cap | NO | 0 | -0.00935 | 0 | 2078 | 3031 | 2078
24594 | MW_WRLWND_32 | 29402 | WIRLWIND | 500 | 500 | SCE MAIN SYSTEM | SCE NORTHERN 500kV | 3 | Closed | Line | NO | 0.00022 | 0.00505 | 0.36365 | 2078 | 2078 | 2078
24595 | MW_WRLWND_31 | 24594 | MW_WRLWND_32 | 500 | 500 | SCE MAIN SYSTEM | SCE MAIN SYSTEM | 3 | Closed | Line | NO | 0.00054 | 0.01266 | 0.91086 | 1503.4 | 3264.8 | 3431.1
30060 | MIDWAY | 24593 | MW_VINCNT_21 | 500 | 500 | Intertie | SCE MAIN SYSTEM | 2 | Closed | Series Cap | NO | 0 | -0.00944 | 0 | 2145.9 | 3031 | 2309.6
24593 | MW_VINCNT_21 | 24592 | MW_VINCNT_22 | 500 | 500 | SCE MAIN SYSTEM | SCE MAIN SYSTEM | 2 | Closed | Line | NO | 0.00107 | 0.02686 | 1.9791 | 2146 | 2858 | 2146
30060 | MIDWAY | 24591 | MW_VINCNT_11 | 500 | 500 | Intertie | SCE MAIN SYSTEM | 1 | Closed | Series Cap | NO | 0 | -0.0093 | 0 | 2078 | 3031 | 2078
24591 | MW_VINCNT_11 | 24590 | MW_VINCNT_12 | 500 | 500 | SCE MAIN SYSTEM | SCE MAIN SYSTEM | 1 | Closed | Line | NO | 0.00106 | 0.02684 | 1.9773 | 2146 | 2910 | 2146
24572 | HAE SVC | 24573 | HAE SVCL | 500 | 500 | SCE EAST OF LUGO 500/230kV | SCE EAST OF LUGO 500/230kV | B | Open | Line | NO | 0 | 0.0001 | 0 | 3464 | 4472 | 3464
24572 | HAE SVC | 24573 | HAE SVCL | 500 | 500 | SCE EAST OF LUGO 500/230kV | SCE EAST OF LUGO 500/230kV | 1 | Closed | Series Cap | NO | 0 | -0.0094 | 0 | 3291 | 3817 | 3291
999879 | VINMES11 | 24386 | MESA CAL | 500 | 500 | SCE MAIN SYSTEM | SCE MAIN SYSTEM | 1 | Closed | Line | NO | 4e-05 | 0.00097 | 0.2796 | 3421 | 3880 | 3421
24386 | MESA CAL | 24385 | WEST TS | 500 | 500 | SCE MAIN SYSTEM | SCE MAIN SYSTEM | 1 | Closed | Line | NO | 0.0001 | 0.00249 | 0.71649 | 1992 | 3204 | 1992
24384 | EAST TS | 999878 | EASMIR11 | 500 | 500 | SCE MAIN SYSTEM | SCE MAIN SYSTEM | 1 | Closed | Line | NO | 1e-05 | 0.00024 | 0.07057 | 1992 | 3204 | 1992
24385 | WEST TS | 24384 | EAST TS | 500 | 500 | SCE MAIN SYSTEM | SCE MAIN SYSTEM | 1 | Closed | Line | NO | 1e-05 | 0.00024 | 2.27 | 1992 | 3204 | 1992
29255 | DVRS_RB_22 | 24374 | REDBLUFF | 500 | 500 | SCE EASTERN 500/230kV | SCE EASTERN 500/230kV | 2 | Closed | Line | NO | 0.00014 | 0.00358 | 0.26353 | 2598 | 2910 | 2598
29253 | DVRS_RB_12 | 24374 | REDBLUFF | 500 | 500 | SCE EASTERN 500/230kV | SCE EASTERN 500/230kV | 1 | Closed | Line | NO | 0.00014 | 0.00358 | 0.26353 | 2598 | 2858 | 2598
24900 | COLRIVER | 24374 | REDBLUFF | 500 | 500 | SCE EASTERN 500/230kV | SCE EASTERN 500/230kV | 2 | Closed | Line | NO | 0.00028 | 0.00715 | 0.52706 | 3421 | 3880 | 3421
24900 | COLRIVER | 24374 | REDBLUFF | 500 | 500 | SCE EASTERN 500/230kV | SCE EASTERN 500/230kV | 1 | Closed | Line | NO | 0.00028 | 0.00715 | 0.52706 | 2338 | 2858 | 2338
24236 | RANCHVST | 25660 | MIRA81X2 | 500 | 500 | SCE MAIN SYSTEM | SCE MAIN SYSTEM | 1 | Closed | Line | NO | 8e-05 | 0.00184 | 0.13569 | 3421 | 4616 | 3421
24156 | VINCENT | 999879 | VINMES11 | 500 | 500 | SCE MAIN SYSTEM | SCE MAIN SYSTEM | 1 | Closed | Line | NO | 0.00035 | 0.00803 | 0.59688 | 3421 | 3880 | 3421
24156 | VINCENT | 29402 | WIRLWIND | 500 | 500 | SCE MAIN SYSTEM | SCE NORTHERN 500kV | 3 | Closed | Line | NO | 0.00035 | 0.0079 | 0.58166 | 3360 | 3810 | 3360
29400 | ANTELOPE | 24156 | VINCENT | 500 | 500 | SCE NORTHERN 500kV | SCE MAIN SYSTEM | 2 | Closed | Line | NO | 0.00018 | 0.00415 | 0.3052 | 2598 | 2910 | 2598
29400 | ANTELOPE | 24156 | VINCENT | 500 | 500 | SCE NORTHERN 500kV | SCE MAIN SYSTEM | 1 | Closed | Line | NO | 0.00018 | 0.00414 | 0.30485 | 2598 | 2910 | 2598
24592 | MW_VINCNT_22 | 24156 | VINCENT | 500 | 500 | SCE MAIN SYSTEM | SCE MAIN SYSTEM | 2 | Closed | Series Cap | NO | 0 | -0.0094 | 0 | 2078 | 3031 | 2078
24590 | MW_VINCNT_12 | 24156 | VINCENT | 500 | 500 | SCE MAIN SYSTEM | SCE MAIN SYSTEM | 1 | Closed | Series Cap | NO | 0 | -0.0093 | 0 | 2078 | 3031 | 2078
24156 | VINCENT | 24155 | VINCENT | 500 | 230 | SCE MAIN SYSTEM | SCE Los Angeles Basin 230kV | 3 | Closed | Transformer | YES | 0 | 0.01319 | 0 | 1120 | 1344 | 1120
24151 | VALLEYSC | 29040 | IEEC | 500 | 500 | SCE EASTERN 500/230kV | SCE EASTERN 500/230kV | 1 | Open | Line | NO | 1e-05 | 0.0002 | 0.01576 | 2598 | 2910 | 2598
24801 | DEVERS | 24151 | VALLEYSC | 500 | 500 | SCE EASTERN 500/230kV | SCE EASTERN 500/230kV | 2 | Closed | Line | NO | 0.0004 | 0.00991 | 0.73088 | 3421 | 3880 | 3421
24801 | DEVERS | 24151 | VALLEYSC | 500 | 500 | SCE EASTERN 500/230kV | SCE EASTERN 500/230kV | 1 | Closed | Line | NO | 0.0004 | 0.00991 | 0.73088 | 2598 | 2858 | 2598
24151 | VALLEYSC | 24229 | VALLEY-S | 500 | 115 | SCE EASTERN 500/230kV | SCE Valley 115kV | 3 | Closed | Transformer | YES | 0 | 0.04931 | 0 | 560 | 672 | 560
24151 | VALLEYSC | 24160 | VALLEYSC | 500 | 115 | SCE EASTERN 500/230kV | SCE Valley 115kV | 2 | Closed | Transformer | YES | 0 | 0.04931 | 0 | 560 | 672 | 560
25660 | MIRA81X2 | 24138 | SERRANO | 500 | 500 | SCE MAIN SYSTEM | SCE MAIN SYSTEM | 1 | Closed | Line | NO | 0.00019 | 0.00471 | 0.34612 | 3421 | 4616 | 3421
24138 | SERRANO | 24151 | VALLEYSC | 500 | 500 | SCE MAIN SYSTEM | SCE EASTERN 500/230kV | 1 | Closed | Line | NO | 0.00039 | 0.00971 | 0.71637 | 2598 | 4157 | 2598
24138 | SERRANO | 24137 | SERRANO | 500 | 230 | SCE MAIN SYSTEM | SCE Los Angeles Basin 230kV | 3 | Closed | Transformer | YES | 0 | 0.01388 | 0 | 1120 | 1344 | 1120
29247 | LGO_MOHVE_14 | 24097 | MOHAVE | 500 | 500 | SCE EAST OF LUGO 500/230kV | SCE EAST OF LUGO 500/230kV | 1 | Closed | Series Cap | NO | 0 | -0.01173 | 0 | 2858 | 3429 | 2858
999878 | EASMIR11 | 24092 | MIRALOMA | 500 | 500 | SCE MAIN SYSTEM | SCE MAIN SYSTEM | 1 | Closed | Line | NO | 8e-05 | 0.00182 | 0.13901 | 1992 | 3204 | 1992
25660 | MIRA81X2 | 24092 | MIRALOMA | 500 | 500 | SCE MAIN SYSTEM | SCE MAIN SYSTEM | 1 | Closed | Line | NO | 0 | 0.0002 | 0 | 3421 | 4616 | 3421
24092 | MIRALOMA | 24138 | SERRANO | 500 | 500 | SCE MAIN SYSTEM | SCE MAIN SYSTEM | 2 | Closed | Line | NO | 0.00019 | 0.0047 | 0.34521 | 2598 | 2858 | 2598
24086 | LUGO | 29244 | LGO_MOHVE_11 | 500 | 500 | SCE MAIN SYSTEM | SCE EAST OF LUGO 500/230kV | 1 | Closed | Series Cap | NO | 0 | -0.00503 | 0 | 2858 | 3429 | 2858
999997 | NAVCRY11 | 999996 | NAVCRY12 | 500 | 500 | LA EASTERN-AC | LA EASTERN-AC | 1 | Closed | Line | NO | 0.0021 | 0.0514 | 4.1273 | 3213 | 4652 | 3213
29243 | ELD_LUGO_14 | 24086 | LUGO | 500 | 500 | SCE EAST OF LUGO 500/230kV | SCE MAIN SYSTEM | 1 | Closed | Series Cap | NO | 0 | -0.00971 | 0 | 2858 | 3429 | 2858
24086 | LUGO | 26105 | VICTORVL | 500 | 500 | SCE MAIN SYSTEM | LA EASTERN-AC | 1 | Closed | Line | NO | 0.00014 | 0.0036 | 0.2659 | 2598 | 2598 | 2598
999868 | MEAPER11 | 999869 | MEAPER12 | 500 | 500 | WAPA-DSW | WAPA-DSW | 1 | Closed | Line | NO | 0.00242 | 0.05368 | 4.7303 | 1905 | 2572 | 1905
999866 | CORSIL11 | 999865 | CORSIL12 | 500 | 500 | SRP EHV 500 KV | SRP EHV 500 KV | 1 | Closed | Line | NO | 0.00174 | 0.04189 | 3.2723 | 1957.2 | 2514.9 | 1957.2
24086 | LUGO | 24236 | RANCHVST | 500 | 500 | SCE MAIN SYSTEM | SCE MAIN SYSTEM | 1 | Closed | Line | NO | 0.00027 | 0.00661 | 0.48617 | 3421 | 4616 | 3421
24086 | LUGO | 24156 | VINCENT | 500 | 500 | SCE MAIN SYSTEM | SCE MAIN SYSTEM | 2 | Closed | Line | NO | 0.00044 | 0.01126 | 0.82921 | 2598 | 2858 | 2598
24086 | LUGO | 24156 | VINCENT | 500 | 500 | SCE MAIN SYSTEM | SCE MAIN SYSTEM | 1 | Closed | Line | NO | 0.00044 | 0.01125 | 0.8283 | 2598 | 2858 | 2598
24086 | LUGO | 24092 | MIRALOMA | 500 | 500 | SCE MAIN SYSTEM | SCE MAIN SYSTEM | 3 | Closed | Line | NO | 0.0003 | 0.00771 | 0.53497 | 3421 | 4616 | 3421
24086 | LUGO | 24092 | MIRALOMA | 500 | 500 | SCE MAIN SYSTEM | SCE MAIN SYSTEM | 2 | Closed | Line | NO | 0.00029 | 0.00752 | 0.51683 | 3421 | 4616 | 3421
623512 | BROADVIEW | 627202 | TOWNSEND 2 | 500 | 500 | BILLINGS_MT | HELENA_MT | 2 | Closed | Line | NO | 0.00152 | 0.02576 | 2.8591 | 3152.3 | 3152.3 | 3152.3
623512 | BROADVIEW | 627201 | TOWNSEND 1 | 500 | 500 | BILLINGS_MT | HELENA_MT | 1 | Closed | Line | NO | 0.00152 | 0.02576 | 2.8595 | 3152.3 | 3152.3 | 3152.3
623310 | BROADVIEW B | 623512 | BROADVIEW | 500 | 500 | BILLINGS_MT | BILLINGS_MT | SC | Closed | Series Cap | NO | 0 | -0.0081 | 0 | 1732.1 | 1732.1 | 1732.1
623310 | BROADVIEW B | 623512 | BROADVIEW | 500 | 500 | BILLINGS_MT | BILLINGS_MT | BP | Open | Line | NO | 0 | 0.00029 | 0 | 3152.3 | 3152.3 | 3152.3
623309 | BROADVIEW A | 623512 | BROADVIEW | 500 | 500 | BILLINGS_MT | BILLINGS_MT | SC | Closed | Series Cap | NO | 0 | -0.00786 | 0 | 1732.1 | 1732.1 | 1732.1
623309 | BROADVIEW A | 623512 | BROADVIEW | 500 | 500 | BILLINGS_MT | BILLINGS_MT | BP | Open | Line | NO | 0 | 0.00029 | 0 | 3152.3 | 3152.3 | 3152.3
623272 | BDVWSOLR 2 | 623512 | BROADVIEW | 500 | 500 | BILLINGS_MT | BILLINGS_MT | 1 | Closed | Line | NO | 9e-05 | 0.00047 | 0.00587 | 1500 | 1500 | 1500
623207 | COLSTRIP 500 | 623310 | BROADVIEW B | 500 | 500 | COLSTRIP_MT | BILLINGS_MT | B | Closed | Line | NO | 0.00132 | 0.02312 | 2.4076 | 2771.3 | 2771.3 | 2771.3
623207 | COLSTRIP 500 | 623309 | BROADVIEW A | 500 | 500 | COLSTRIP_MT | BILLINGS_MT | A | Closed | Line | NO | 0.00128 | 0.02243 | 2.3359 | 2771.3 | 2771.3 | 2771.3
623206 | NEXTERA 500 | 623400 | NEXT_POI | 500 | 345 | COLSTRIP_MT | COLSTRIP_MT | 1 | Closed | Transformer | YES | 0 | 0.01616 | 0 | 825 | 825 | 825
623206 | NEXTERA 500 | 623207 | COLSTRIP 500 | 500 | 500 | COLSTRIP_MT | COLSTRIP_MT | 1 | Closed | Line | NO | 4e-05 | 0.00067 | 0.05316 | 2516.7 | 2802.5 | 2516.7
623126 | COLSTRIPGSU4 | 623207 | COLSTRIP 500 | 500 | 500 | COLSTRIP_MT | COLSTRIP_MT | 1 | Closed | Line | NO | 1e-05 | 0.00014 | 0.00579 | 2771.3 | 2771.3 | 2771.3
623125 | COLSTRIPGSU3 | 623207 | COLSTRIP 500 | 500 | 500 | COLSTRIP_MT | COLSTRIP_MT | 1 | Closed | Line | NO | 1e-05 | 0.00014 | 0.00579 | 2771.3 | 2771.3 | 2771.3
45262 | KFALLS | 45197 | MERIDINP | 500 | 500 | PAC:KFAL | PAC:MDFD | 1 | Closed | Line | NO | 0.00065 | 0.01291 | 1.0863 | 2133 | 2133 | 3741
450351 | CJ_OL_11 | 450352 | CJ_OL_12 | 500 | 500 | Southern Oregon | Southern Oregon | 1 | Closed | Line | NO | 5e-05 | 0.0015 | 0.13079 | 4234.9 | 4234.9 | 5430
404892 | BAKEOVEN_22 | 404893 | BAKEOVEN_21 | 500 | 500 | Lower Columbia Basin | Lower Columbia Basin | 2 | Closed | Series Cap | NO | 0 | -0.0085 | 0 | 3056.2 | 4125.9 | 3056.2
404890 | BAKEOVEN_12 | 404891 | BAKEOVEN_11 | 500 | 500 | Lower Columbia Basin | Lower Columbia Basin | 1 | Closed | Series Cap | NO | 0 | -0.0085 | 0 | 3056.2 | 4125.9 | 3056.2
402872 | COLUMBIA_C21 | 402873 | COLUMBIA_C22 | 500 | 500 | Central Washington | Central Washington | 2 | Closed | Series Cap | NO | 0 | -0.00852 | 0 | 2598.1 | 3507.4 | 2598.1
402870 | COLUMBIA_C11 | 402871 | COLUMBIA_C12 | 500 | 500 | Central Washington | Central Washington | 1 | Closed | Series Cap | NO | 0 | -0.00852 | 0 | 2598.1 | 3507.4 | 2598.1
300503 | LB_MW_12 | 300504 | LB_MW_13 | 500 | 500 | Intertie | Intertie | 1 | Closed | Series Cap | NO | 0 | -0.0102 | 0 | 2309.7 | 3464.1 | 2309.7
300502 | LB_MW_11 | 300503 | LB_MW_12 | 500 | 500 | Intertie | Intertie | 1 | Closed | Series Cap | NO | 0 | -0.01094 | 0 | 2309.7 | 3464.1 | 2309.7
300201 | OL_MX_11 | 300202 | OL_MX_12 | 500 | 500 | Intertie | Intertie | 1 | Closed | Line | NO | 0.00076 | 0.01952 | 1.8245 | 2598 | 3897 | 2598
300153 | TM_TS_11 | 300154 | TM_TS_12 | 500 | 500 | Intertie | Intertie | 1 | Closed | Line | NO | 0.0014 | 0.03412 | 2.3183 | 1931.2 | 3079.5 | 3167.8
300151 | TM_VD_11 | 300152 | TM_VD_12 | 500 | 500 | Intertie | Intertie | 1 | Closed | Line | NO | 0.00086 | 0.02104 | 1.4295 | 2145.9 | 3464 | 2598
300053 | RM_TM_21 | 300054 | RM_TM_22 | 500 | 500 | Intertie | Intertie | 2 | Closed | Line | NO | 0.00107 | 0.0225 | 1.4997 | 1905.2 | 2841 | 2598
300051 | RM_TM_11 | 300052 | RM_TM_12 | 500 | 500 | Intertie | Intertie | 1 | Closed | Line | NO | 0.00108 | 0.02255 | 1.5085 | 1905.2 | 2841 | 2598
300005 | MN_RM_22 | 300006 | MN_RM_23 | 500 | 500 | Intertie | Intertie | 2 | Closed | Line | NO | 0.00055 | 0.01235 | 0.7635 | 1905.2 | 2840.5 | 3166.1
300004 | MN_RM_21 | 300005 | MN_RM_22 | 500 | 500 | Intertie | Intertie | 2 | Closed | Line | NO | 0.00055 | 0.01235 | 0.7635 | 2402 | 2678 | 3547
300002 | MN_RM_11 | 300003 | MN_RM_12 | 500 | 500 | Intertie | Intertie | 1 | Closed | Line | NO | 0.00103 | 0.02338 | 1.58 | 1931 | 3043 | 2598
450352 | CJ_OL_12 | 300001 | CJ_OL_13 | 500 | 500 | Southern Oregon | Intertie | 1 | Closed | Line | NO | 0.00105 | 0.03087 | 2.8419 | 2598 | 3897 | 2598
24042 | ELDORDO | 29240 | ELD_LUGO_11 | 500 | 500 | SCE EAST OF LUGO 500/230kV | SCE EAST OF LUGO 500/230kV | 1 | Closed | Series Cap | NO | 0 | -0.00506 | 0 | 2858 | 3429 | 2858
45035 | CAPTJACK | 450351 | CJ_OL_11 | 500 | 500 | Southern Oregon | Southern Oregon | 1 | Closed | Series Cap | NO | 0 | -0.01 | 0 | 2338.3 | 3507.4 | 2338.3
24042 | ELDORDO | 26048 | MCCULLGH | 500 | 500 | SCE EAST OF LUGO 500/230kV | LA EASTERN-AC | 1 | Closed | Line | NO | 0 | 0.00055 | 0 | 2598 | 2598 | 2598
60155 | HEMINWAY | 45029 | BURNS | 500 | 500 | ZoneIP Central | Southern Oregon | 1 | Closed | Line | NO | 0.00146 | 0.029 | 2.4645 | 1386 | 1801 | 1386
24573 | HAE SVCL | 24042 | ELDORDO | 500 | 500 | SCE EAST OF LUGO 500/230kV | SCE EAST OF LUGO 500/230kV | 1 | Closed | Line | NO | 0.0005 | 0.01212 | 0.99621 | 3464 | 4472 | 3464
24097 | MOHAVE | 24042 | ELDORDO | 500 | 500 | SCE EAST OF LUGO 500/230kV | SCE EAST OF LUGO 500/230kV | 1 | Closed | Line | NO | 0.00056 | 0.01415 | 1.0429 | 2598 | 2858 | 2598
160500 | TORTOLITA | 160200 | TORTOLITA | 500 | 230 | TEP | TEP | 2 | Open | Transformer | YES | 0 | 0.01667 | 0 | 672 | 806 | 672
160500 | TORTOLITA | 160200 | TORTOLITA | 500 | 230 | TEP | TEP | 1 | Open | Transformer | YES | 0 | 0.01667 | 0 | 672 | 806 | 672
155011 | ANPP_Q09 | 155013 | ANPP_Q09_M | 500 | 500 | SRP EHV 500 KV | SRP EHV 500 KV | 1 | Closed | TransformerWinding | YES | 0.00053 | -0.00139 | 0 | 300 | 300 | 300
44617 | BURNS_CAP2 | 45029 | BURNS | 500 | 500 | Western Oregon | Southern Oregon | 1 | Closed | Series Cap | NO | 0 | -0.0134 | 0 | 1500 | 2025 | 1500
623207 | COLSTRIP 500 | 97954 | mid_97954 | 500 | 230 | COLSTRIP_MT | COLSTRIP_MT | 4 | Closed | TransformerWinding | YES | 0 | 0.00455 | 0 | 500 | 625 | 625
623207 | COLSTRIP 500 | 97953 | mid_97953 | 500 | 230 | COLSTRIP_MT | COLSTRIP_MT | 5 | Closed | TransformerWinding | YES | 0 | 0.00445 | 0 | 500 | 625 | 625
623272 | BDVWSOLR 2 | 97941 | mid_97941 | 500 | 500 | BILLINGS_MT | BILLINGS_MT | 1 | Closed | TransformerWinding | YES | 0.00025 | -0.00541 | 0 | 167 | 167 | 0
623272 | BDVWSOLR 2 | 97940 | mid_97940 | 500 | 500 | BILLINGS_MT | BILLINGS_MT | 2 | Closed | TransformerWinding | YES | 0.00025 | -0.00541 | 0 | 167 | 167 | 0
623512 | BROADVIEW | 97938 | mid_97938 | 500 | 230 | BILLINGS_MT | BILLINGS_MT | 3 | Closed | TransformerWinding | YES | 0 | 0.00411 | 0 | 600 | 750 | 750
623512 | BROADVIEW | 97937 | mid_97937 | 500 | 230 | BILLINGS_MT | BILLINGS_MT | 4 | Closed | TransformerWinding | YES | 0 | -0.00275 | 0 | 600 | 750 | 750
45197 | MERIDINP | 44540 | MERIDINP_CAP | 500 | 500 | PAC:MDFD | Western Oregon | 1 | Closed | Series Cap | NO | 0 | -0.00819 | 0 | 1559 | 2104 | 1559
45095 | DIXONVLE | 44540 | MERIDINP_CAP | 500 | 500 | PAC:ROSE | Western Oregon | 1 | Closed | Line | NO | 0.0008 | 0.01622 | 1.3931 | 2558 | 3240 | 3630
44539 | DIXNVILE_CAP | 45095 | DIXONVLE | 500 | 500 | Western Oregon | PAC:ROSE | 1 | Closed | Series Cap | NO | 0 | -0.0064 | 0 | 1732.1 | 2598.1 | 1732.1
44537 | BURNS_CAP | 44617 | BURNS_CAP2 | 500 | 500 | Western Oregon | Western Oregon | 1 | Closed | Series Cap | NO | 0 | -0.0134 | 0 | 1500 | 2025 | 1500
406874 | MALIN R4 | 44536 | SYCAN_32 | 500 | 500 | Southern Oregon | Southern Oregon | 1 | Closed | Line | NO | 0.00072 | 0.01417 | 1.2043 | 2489 | 3173 | 4032
44535 | SYCAN_31 | 44536 | SYCAN_32 | 500 | 500 | Southern Oregon | Southern Oregon | 3 | Closed | Series Cap | NO | 0 | -0.00856 | 0 | 2338.3 | 3507.4 | 2338.3
44516 | SNOGOOSE | 45262 | KFALLS | 500 | 500 | PAC:KFAL | PAC:KFAL | 1 | Closed | Line | NO | 3e-05 | 0.00058 | 0.05977 | 2482 | 3164 | 3663
44516 | SNOGOOSE | 45035 | CAPTJACK | 500 | 500 | PAC:KFAL | Southern Oregon | 1 | Closed | Line | NO | 0.00025 | 0.00495 | 0.5065 | 2482 | 3164 | 4021
80746 | STC 5T3 | 81718 | mid_81718 | 500 | 500 | BC HYDRO | BC HYDRO | 3 | Closed | TransformerWinding | YES | -1e-05 | -0.00037 | 0 | 456 | 456 | 456
80745 | STC 5T2 | 81719 | mid_81719 | 500 | 500 | BC HYDRO | BC HYDRO | 2 | Closed | TransformerWinding | YES | -1e-05 | -0.00037 | 0 | 456 | 456 | 456
80744 | STC 5T1 | 81720 | mid_81720 | 500 | 500 | BC HYDRO | BC HYDRO | 1 | Closed | TransformerWinding | YES | -1e-05 | -0.00037 | 0 | 456 | 456 | 456
43995 | SYCAN_22 | 43994 | SYCAN_21 | 500 | 500 | Southern Oregon | Southern Oregon | 2 | Closed | Series Cap | NO | 0 | -0.01263 | 0 | 3291 | 3291 | 3291
43993 | FORT_RK_22 | 43994 | SYCAN_21 | 500 | 500 | Southern Oregon | Southern Oregon | 2 | Closed | Line | NO | 0.00033 | 0.00642 | 0.48626 | 3031 | 3031 | 3464
43993 | FORT_RK_22 | 43992 | FORT_RK_21 | 500 | 500 | Southern Oregon | Southern Oregon | 2 | Closed | Series Cap | NO | 0 | -0.0084 | 0 | 2771 | 2771 | 2771
43991 | SAND_SP_22 | 43992 | FORT_RK_21 | 500 | 500 | Southern Oregon | Southern Oregon | 2 | Closed | Line | NO | 0.00041 | 0.00786 | 0.59562 | 3107 | 3107 | 4043
43991 | SAND_SP_22 | 43990 | SAND_SP_21 | 500 | 500 | Southern Oregon | Southern Oregon | 2 | Closed | Series Cap | NO | 0 | -0.01263 | 0 | 3291 | 3291 | 3291
43995 | SYCAN_22 | 43960 | MALIN R2 | 500 | 500 | Southern Oregon | Portland General - BES S/S | 2 | Closed | Line | NO | 0.00078 | 0.01501 | 1.1378 | 3107 | 3107 | 4043
23310 | OCOTILLO | 999884 | OCOSUN11 | 500 | 500 | SDG&E Bulk Power | SDG&E Bulk Power | 1 | Closed | Line | NO | 0.00101 | 0.01569 | 1.3089 | 2598 | 2598 | 2598
23311 | OCOTILLO 1 | 23310 | OCOTILLO | 500 | 500 | SDG&E Bulk Power | SDG&E Bulk Power | 1 | Closed | Line | NO | 1e-05 | 2e-05 | 0 | 2360 | 2360 | 2360
22933 | ECO MP | 22931 | ECO | 500 | 230 | SDG&E Bulk Power | SDG&E Bulk Power | 1 | Closed | Transformer | YES | 6e-05 | -0.0008 | 0 | 1120 | 1400 | 1680
22930 | ECO | 999885 | ECOMIG11 | 500 | 500 | SDG&E Bulk Power | SDG&E Bulk Power | 1 | Closed | Series Cap | NO | 0 | -0.00661 | 0 | 2598 | 2598 | 2598
22930 | ECO | 22933 | ECO MP | 500 | 500 | SDG&E Bulk Power | SDG&E Bulk Power | 1 | Closed | Transformer | YES | 6e-05 | 0.01445 | 0 | 1120 | 1400 | 1680
43485 | ROUND BU | 43487 | ROUNDB_STR | 500 | 500 | Portland General - BES S/S | Portland General - BES S/S | 1 | Closed | TransformerWinding | YES | 0.00017 | 0.01735 | 0 | 560 | 560 | 560
999884 | OCOSUN11 | 22885 | SUNCREST | 500 | 500 | SDG&E Bulk Power | SDG&E Bulk Power | 1 | Closed | Series Cap | NO | 0 | -0.01098 | 0 | 2310 | 2310 | 2910
22885 | SUNCREST | 22889 | SNCRSMP2 | 500 | 500 | SDG&E Bulk Power | SDG&E Bulk Power | 1 | Closed | Transformer | YES | -1e-05 | 0.01488 | 0 | 1120 | 1344 | 1680
22885 | SUNCREST | 22888 | SNCRSMP1 | 500 | 500 | SDG&E Bulk Power | SDG&E Bulk Power | 1 | Closed | Transformer | YES | -1e-05 | 0.01508 | 0 | 1120 | 1344 | 1680
999888 | HDWN.G11 | 22536 | N.GILA | 500 | 500 | SDG&E Bulk Power | SDG&E Bulk Power | 1 | Closed | Series Cap | NO | 0 | -0.01348 | 0 | 1905 | 1905 | 2572
22536 | N.GILA | 999887 | N.GIMP11 | 500 | 500 | SDG&E Bulk Power | SDG&E Bulk Power | 1 | Closed | Line | NO | 0.00084 | 0.01991 | 1.4848 | 2598 | 2598 | 2598
43123 | COYOTE | 43115 | COYO M1 | 500 | 500 | Portland General - BES S/S | Portland General - BES S/S | 1 | Closed | TransformerWinding | YES | -9e-05 | 0.00124 | 0 | 306.7 | 306.7 | 306.7
999864 | HASN.G11 | 22536 | N.GILA | 500 | 500 | SDG&E Bulk Power | SDG&E Bulk Power | 1 | Closed | Series Cap | NO | 0 | -0.01348 | 0 | 1905 | 2572 | 1905
999885 | ECOMIG11 | 22468 | MIGUEL | 500 | 500 | SDG&E Bulk Power | SDG&E Bulk Power | 1 | Closed | Line | NO | 0.00054 | 0.01328 | 0.97333 | 2598 | 2598 | 2598
22468 | MIGUEL | 22472 | MIGUELMP | 500 | 500 | SDG&E Bulk Power | SDG&E Bulk Power | 1 | Closed | Transformer | YES | -1e-05 | 0.01061 | 0 | 1120 | 1329 | 1680
43046 | CARTY | 43050 | CARTYM1 | 500 | 500 | Portland General - BES S/S | Portland General - BES S/S | 1 | Closed | TransformerWinding | YES | 0.00013 | -0.00723 | 0 | 574 | 574 | 574
43046 | CARTY | 43048 | GRASSLND | 500 | 500 | Portland General - BES S/S | Portland General - BES S/S | 1 | Closed | Line | NO | 1e-05 | 0.0003 | 0.01335 | 2000 | 2000 | 2172
15095 | MESQUIT2 | 15163 | MESQUITE | 500 | 230 | SRP EHV 500 KV | SRP EHV 230 KV | 2 | Closed | Transformer | YES | 9e-05 | 0.00951 | 0 | 1500 | 1593 | 1500
15094 | MESQUIT1 | 15163 | MESQUITE | 500 | 230 | SRP EHV 500 KV | SRP EHV 230 KV | 1 | Closed | Transformer | YES | 9e-05 | 0.009 | 0 | 1500 | 1593 | 1500
15090 | HASSYAMP | 999864 | HASN.G11 | 500 | 500 | SRP EHV 500 KV | SDG&E Bulk Power | 1 | Closed | Line | NO | 0.00122 | 0.02635 | 2.0104 | 2579 | 2598 | 2579
159999 | PL-RCTR3 | 15090 | HASSYAMP | 500 | 500 | SRP EHV 500 KV | SRP EHV 500 KV | 3 | Closed | Line | NO | 3e-05 | 0.00067 | 0.05525 | 2579 | 3230 | 2579
159998 | PL-RCTR2 | 15090 | HASSYAMP | 500 | 500 | SRP EHV 500 KV | SRP EHV 500 KV | 2 | Closed | Line | NO | 3e-05 | 0.00067 | 0.06144 | 3374 | 3550.7 | 3374
999887 | N.GIMP11 | 22360 | IMPRLVLY | 500 | 500 | SDG&E Bulk Power | SDG&E Bulk Power | 1 | Closed | Series Cap | NO | 0 | -0.01025 | 0 | 1905 | 1905 | 2572
159997 | PL-RCTR1 | 15090 | HASSYAMP | 500 | 500 | SRP EHV 500 KV | SRP EHV 500 KV | 1 | Closed | Line | NO | 3e-05 | 0.00067 | 0.06144 | 3193.9 | 3550.7 | 3193.9
22360 | IMPRLVLY | 23310 | OCOTILLO | 500 | 500 | SDG&E Bulk Power | SDG&E Bulk Power | 1 | Closed | Line | NO | 0.00032 | 0.00493 | 0.42282 | 2739 | 2739 | 2739
22360 | IMPRLVLY | 22930 | ECO | 500 | 500 | SDG&E Bulk Power | SDG&E Bulk Power | 1 | Closed | Line | NO | 0.00031 | 0.00764 | 0.55953 | 2819 | 2819 | 2819
15090 | HASSYAMP | 22342 | HDWSH | 500 | 500 | SRP EHV 500 KV | SDG&E Bulk Power | 1 | Closed | Line | NO | 0.00053 | 0.01127 | 0.85088 | 2579 | 2579 | 2598
22360 | IMPRLVLY | 22911 | IV BK81 MP | 500 | 500 | SDG&E Bulk Power | SDG&E Bulk Power | 1 | Closed | Transformer | YES | 8e-05 | 0.01341 | 0 | 1120 | 1400 | 1680
22360 | IMPRLVLY | 22362 | IV BK82 MP | 500 | 500 | SDG&E Bulk Power | SDG&E Bulk Power | 1 | Closed | Transformer | YES | -1e-05 | 0.01354 | 0 | 1120 | 1400 | 1680
15090 | HASSYAMP | 15180 | AVSOLAR | 500 | 500 | SRP EHV 500 KV | SRP OTHER SUB 69kV | 1 | Closed | Line | NO | 1e-05 | 0.00012 | 0.00876 | 2792.2 | 2792.2 | 2792.2
22360 | IMPRLVLY | 22361 | IV BK80 MP | 500 | 500 | SDG&E Bulk Power | SDG&E Bulk Power | 1 | Closed | Transformer | YES | 8e-05 | 0.01381 | 0 | 1120 | 1400 | 1680
15090 | HASSYAMP | 15096 | CHUKAR | 500 | 500 | SRP EHV 500 KV | SRP OTHER SUB 69kV | 1 | Closed | Line | NO | 0 | 0.0003 | 4e-05 | 2621 | 3480 | 2621
15090 | HASSYAMP | 15095 | MESQUIT2 | 500 | 500 | SRP EHV 500 KV | SRP EHV 500 KV | 1 | Closed | Line | NO | 1e-05 | 0.00012 | 0.0081 | 1732.1 | 1732.1 | 1732.1
15090 | HASSYAMP | 15094 | MESQUIT1 | 500 | 500 | SRP EHV 500 KV | SRP EHV 500 KV | 1 | Closed | Line | NO | 1e-05 | 0.00012 | 0.0081 | 1732.1 | 1732.1 | 1732.1
15090 | HASSYAMP | 15093 | HARQUAHA | 500 | 500 | SRP EHV 500 KV | SRP EHV 500 KV | 1 | Closed | Line | NO | 0.0002 | 0.0055 | 0.5135 | 2625.8 | 2625.8 | 2625.8
15090 | HASSYAMP | 15092 | ARLINTON | 500 | 500 | SRP EHV 500 KV | SRP OTHER SUB 69kV | 1 | Closed | Line | NO | 5e-05 | 0.00105 | 0 | 2598.1 | 2598.1 | 2598.1
15089 | JOJOBA | 159970 | GILARIVR | 500 | 500 | SRP EHV 500 KV | SRP EHV 500 KV | 2 | Closed | Line | NO | 0.00018 | 0.00421 | 0.3996 | 2598 | 2598 | 2598
15089 | JOJOBA | 159970 | GILARIVR | 500 | 500 | SRP EHV 500 KV | SRP EHV 500 KV | 1 | Closed | Line | NO | 0.00018 | 0.00421 | 0.40075 | 2598 | 2598 | 2598
15089 | JOJOBA | 155011 | ANPP_Q09 | 500 | 500 | SRP EHV 500 KV | SRP EHV 500 KV | 1 | Closed | Line | NO | 4e-05 | 0.00067 | 0.05849 | 3142 | 3499 | 3142
22342 | HDWSH | 999888 | HDWN.G11 | 500 | 500 | SDG&E Bulk Power | SDG&E Bulk Power | 1 | Closed | Line | NO | 0.00072 | 0.01532 | 1.1594 | 2579 | 2579 | 2598
22972 | AGUACAL1 | 22342 | HDWSH | 500 | 500 | SDG&E Bulk Power | SDG&E Bulk Power | 1 | Closed | Line | NO | 0 | 2e-05 | 0.00153 | 1040 | 1040 | 1040
15090 | HASSYAMP | 15089 | JOJOBA | 500 | 500 | SRP EHV 500 KV | SRP EHV 500 KV | 2 | Closed | Line | NO | 0.00018 | 0.00428 | 0.40029 | 3374 | 3879.8 | 3374
15090 | HASSYAMP | 15089 | JOJOBA | 500 | 500 | SRP EHV 500 KV | SRP EHV 500 KV | 1 | Closed | Line | NO | 0.0002 | 0.00428 | 0.39464 | 3320.3 | 3878.8 | 3320.3
15088 | PINAL_W | 160304 | PINAL_WEST | 500 | 345 | SRP EHV 500 KV | TEP | 2 | Closed | Transformer | YES | 0.00018 | 0.01456 | 0 | 672 | 806 | 672
15088 | PINAL_W | 160304 | PINAL_WEST | 500 | 345 | SRP EHV 500 KV | TEP | 1 | Closed | Transformer | YES | 0.00018 | 0.01456 | 0 | 672 | 806 | 672
15089 | JOJOBA | 15088 | PINAL_W | 500 | 500 | SRP EHV 500 KV | SRP EHV 500 KV | 1 | Closed | Line | NO | 0.00037 | 0.00686 | 0.63593 | 3374 | 3879.8 | 3374
15087 | DUKE | 15232 | DUKE | 500 | 230 | SRP EHV 500 KV | SRP EHV 230 KV | 1 | Closed | Transformer | YES | 0.00025 | 0.02322 | 0 | 598 | 893 | 598
15087 | DUKE | 15088 | PINAL_W | 500 | 500 | SRP EHV 500 KV | SRP EHV 500 KV | 1 | Closed | Line | NO | 0.00012 | 0.00299 | 0.2932 | 3374 | 3879.8 | 3374
15080 | PINAL_C | 160500 | TORTOLITA | 500 | 500 | SRP EHV 500 KV | TEP | 1 | Closed | Line | NO | 0.00035 | 0.00625 | 0.57595 | 1732 | 2217 | 1732
15080 | PINAL_C | 15231 | PINAL_C | 500 | 230 | SRP EHV 500 KV | SRP EHV 230 KV | 3B | Closed | Transformer | YES | 0.00026 | 0.0231 | 0 | 598 | 598 | 598
15080 | PINAL_C | 15231 | PINAL_C | 500 | 230 | SRP EHV 500 KV | SRP EHV 230 KV | 3A | Closed | Transformer | YES | 0.00026 | 0.0231 | 0 | 598 | 598 | 598
15087 | DUKE | 15080 | PINAL_C | 500 | 500 | SRP EHV 500 KV | SRP EHV 500 KV | 1 | Closed | Line | NO | 0.0003 | 0.00778 | 0.73905 | 3374 | 3879.8 | 3374
15061 | RUDD | 15230 | RUDD | 500 | 230 | SRP EHV 500 KV | SRP EHV 230 KV | 3B | Closed | Transformer | YES | 0.00027 | 0.02264 | 0 | 598 | 792.5 | 598
15051 | BROWNING | 15080 | PINAL_C | 500 | 500 | SRP EHV 500 KV | SRP EHV 500 KV | 1 | Closed | Line | NO | 0.00043 | 0.01012 | 0.96249 | 2598.1 | 2598.1 | 2598.1
999865 | CORSIL12 | 15041 | SILVERKG | 500 | 500 | SRP EHV 500 KV | SRP EHV 500 KV | 1 | Closed | Line | NO | 0.0003 | -0.0105 | 0 | 1732 | 2338.3 | 1732
15041 | SILVERKG | 15051 | BROWNING | 500 | 500 | SRP EHV 500 KV | SRP EHV 500 KV | 1 | Closed | Line | NO | 0.00046 | 0.00892 | 0.71253 | 2636.2 | 2886.8 | 2636.2
999869 | MEAPER12 | 15034 | PERKINS | 500 | 500 | WAPA-DSW | SRP EHV 500 KV | 1 | Closed | Series Cap | NO | 0 | -0.018 | 0 | 1905 | 2572 | 1905
15034 | PERKINS | 15032 | PERK PS2 | 500 | 500 | SRP EHV 500 KV | SRP EHV 500 KV | 1 | Open | Transformer | YES | 0 | 0.02 | 0 | 650 | 836 | 650
15034 | PERKINS | 15031 | PERK PS1 | 500 | 500 | SRP EHV 500 KV | SRP EHV 500 KV | 1 | Open | Transformer | YES | 0 | 0.02 | 0 | 650 | 836 | 650
15021 | PALOVRDE | 159999 | PL-RCTR3 | 500 | 500 | SRP EHV 500 KV | SRP EHV 500 KV | 3 | Closed | Line | NO | 2e-05 | 0.012 | 0 | 2598.1 | 3897.1 | 2598.1
15021 | PALOVRDE | 159998 | PL-RCTR2 | 500 | 500 | SRP EHV 500 KV | SRP EHV 500 KV | 2 | Closed | Line | NO | 2e-05 | 0.012 | 0 | 2598.1 | 3897.1 | 2598.1
15021 | PALOVRDE | 159997 | PL-RCTR1 | 500 | 500 | SRP EHV 500 KV | SRP EHV 500 KV | 1 | Closed | Line | NO | 2e-05 | 0.012 | 0 | 2598.1 | 3897.1 | 2598.1
15021 | PALOVRDE | 29250 | PV_CLRVR_11 | 500 | 500 | SRP EHV 500 KV | SCE EASTERN 500/230kV | 1 | Closed | Line | NO | 0.00058 | 0.01471 | 1.084 | 2338 | 2858 | 2338
15021 | PALOVRDE | 15061 | RUDD | 500 | 500 | SRP EHV 500 KV | SRP EHV 500 KV | 1 | Closed | Line | NO | 0.00034 | 0.00755 | 0.71154 | 3193.9 | 3666.7 | 3193.9
15089 | JOJOBA | 15011 | KYRENE | 500 | 500 | SRP EHV 500 KV | SRP EHV 500 KV | 1 | Closed | Line | NO | 0.00048 | 0.01099 | 1.0658 | 3320.3 | 3878.9 | 3320.3
15051 | BROWNING | 15011 | KYRENE | 500 | 500 | SRP EHV 500 KV | SRP EHV 500 KV | 1 | Closed | Line | NO | 0.00026 | 0.00386 | 0.45202 | 2886.5 | 2886.5 | 2886.5
15001 | CORONADO | 999866 | CORSIL11 | 500 | 500 | SRP EHV 500 KV | SRP EHV 500 KV | 1 | Closed | Line | NO | 0.0003 | -0.0105 | 0 | 1732 | 2338.3 | 1732
67826 | ANTICLIN | 67827 | ANTICLIN | 500 | 345 | WY CENTRAL | WY CENTRAL | 1 | Closed | Transformer | YES | 9e-05 | 0.00817 | 0 | 1600 | 1792 | 1920
15001 | CORONADO | 160300 | CORONADO | 500 | 345 | SRP EHV 500 KV | TEP | 9B | Closed | Transformer | YES | 0.00016 | 0.01522 | 0 | 672 | 826 | 672
67795 | AEOLUS | 67826 | ANTICLIN | 500 | 500 | WY EAST | WY CENTRAL | 1 | Closed | Line | NO | 0.00139 | 0.02929 | 2.6945 | 2772 | 3479 | 3741
67795 | AEOLUS | 67796 | AEOLUS | 500 | 230 | WY EAST | WY EAST | 1 | Closed | Transformer | YES | 9e-05 | 0.00817 | 0 | 1600 | 1792 | 1920
15001 | CORONADO | 160300 | CORONADO | 500 | 345 | SRP EHV 500 KV | TEP | 1 | Closed | Transformer | YES | 0.00018 | 0.01456 | 0 | 672 | 806 | 672
15001 | CORONADO | 15010 | SGRLF | 500 | 500 | SRP EHV 500 KV | SRP EHV 500 KV | 1 | Closed | Line | NO | 0.0005 | 0.01185 | 0.89614 | 1732.1 | 1732.1 | 1732.1
22342 | HDWSH | 14427 | Q227 | 500 | 500 | SDG&E Bulk Power | APS | 1 | Closed | Line | NO | 0.00012 | 0.0018 | 0.04 | 1088 | 1088 | 1088
41401 | ROCK CK | 41402 | ROCK CK | 500 | 230 | Lower Columbia Basin | Lower Columbia Basin | 1 | Closed | Transformer | YES | 0.00012 | 0.00915 | 0 | 1319.1 | 1584.9 | 1784.7
41311 | CELILO1 | 41312 | CELILO2 | 500 | 500 | Lower Columbia Basin | Lower Columbia Basin | BS | Closed | Line | NO | 0 | 0.00029 | 0 | 3464.1 | 4115.3 | 4867
41138 | WAUTOMA | 411380 | WAUTOMA_CAP | 500 | 500 | Central Washington | Central Washington | 1 | Closed | Series Cap | NO | 0 | -0.0096 | 0 | 3464.1 | 4676.5 | 3464.1
41450 | KNIGHT | 41138 | WAUTOMA | 500 | 500 | Central Washington | Central Washington | 1 | Closed | Line | NO | 0.00087 | 0.01697 | 1.2805 | 3031.1 | 3031.1 | 3897.1
41401 | ROCK CK | 41138 | WAUTOMA | 500 | 500 | Lower Columbia Basin | Central Washington | 1 | Closed | Line | NO | 0.00079 | 0.01543 | 1.1489 | 3182.6 | 3182.6 | 3910.1
41113 | VANTAGE | 411120 | VANTAGE_S_LS | 500 | 230 | Central Washington | Central Washington | 1 | Closed | Transformer | YES | 0.00023 | 0.01265 | 0 | 972.6 | 1161.9 | 1316.7
41113 | VANTAGE | 411110 | VANTAGE_N_LS | 500 | 230 | Central Washington | Central Washington | 2 | Closed | Transformer | YES | 0.00014 | 0.01185 | 0 | 1048.5 | 1272.3 | 1423.2
41095 | TROUTDAL | 41094 | TROUTD W | 500 | 230 | Portland Area | Portland Area | 8 | Closed | Transformer | YES | 9e-05 | 0.00835 | 0 | 1321.8 | 1612.2 | 1710
403690 | DWORSHAK_CAP | 41057 | TAFT | 500 | 500 | Western Montana | Western Montana | 1 | Closed | Line | NO | 0.00113 | 0.02257 | 1.525 | 2243 | 2243 | 2909.8
41051 | TACOMA | 41049 | TACOMA N | 500 | 230 | Seattle Area, Olympic Peninsula | Seattle Area, Olympic Peninsula | 5 | Closed | Transformer | YES | 0.00012 | 0.00783 | 0 | 1340.1 | 1617.3 | 1690.2
44537 | BURNS_CAP | 41043 | SUMMER L | 500 | 500 | Western Oregon | Southern Oregon | 1 | Closed | Line | NO | 0.00124 | 0.02454 | 2.0849 | 1386 | 1801 | 1386
44535 | SYCAN_31 | 41043 | SUMMER L | 500 | 500 | Southern Oregon | Southern Oregon | 1 | Closed | Line | NO | 0.00013 | 0.00247 | 0.21013 | 2489 | 3173 | 4032
41007 | SNOKING | 41006 | SNOKING_S2 | 500 | 230 | Seattle Area, Olympic Peninsula | Seattle Area, Olympic Peninsula | 4 | Closed | Transformer | YES | 9e-05 | 0.00923 | 0 | 1360.2 | 1668.9 | 1712.1
41001 | SNOKING# | 41007 | SNOKING | 500 | 500 | Seattle Area, Olympic Peninsula | Seattle Area, Olympic Peninsula | 1 | Closed | Line | NO | 0.00015 | 0.00281 | 0.24566 | 1610.8 | 1610.8 | 3178.3
40989 | SLATT | 409890 | SLATT_SC1 | 500 | 500 | Lower Columbia Basin | Lower Columbia Basin | 1 | Closed | Series Cap | NO | 0 | -0.0056 | 0 | 3464.1 | 4676.5 | 3464.1
43123 | COYOTE | 40989 | SLATT | 500 | 500 | Portland General - BES S/S | Lower Columbia Basin | 1 | Closed | Line | NO | 0.00034 | 0.00662 | 0.49958 | 3031.1 | 3031.1 | 3897.1
43048 | GRASSLND | 40989 | SLATT | 500 | 500 | Portland General - BES S/S | Lower Columbia Basin | 1 | Closed | Line | NO | 0.00021 | 0.00397 | 0.2994 | 2000 | 2000 | 2172
40989 | SLATT | 40986 | SLATT | 500 | 230 | Lower Columbia Basin | Lower Columbia Basin | 1 | Closed | Transformer | YES | 0.00012 | 0.00914 | 0 | 1251.6 | 1509.9 | 1701.3
40973 | SICKLER | 40974 | SICKLER TX | 500 | 230 | Central Washington | Central Washington | 1 | Closed | Transformer | YES | 0.00013 | 0.01237 | 0 | 1218 | 1494 | 1661.7
40957 | SCHULTZ | 411380 | WAUTOMA_CAP | 500 | 500 | Central Washington | Central Washington | 1 | Closed | Line | NO | 0.00057 | 0.01372 | 1.1488 | 3949.1 | 3949.1 | 5152.9
409571 | SCHULTZ_CAP2 | 40957 | SCHULTZ | 500 | 500 | Central Washington | Central Washington | 1 | Closed | Series Cap | NO | 0 | -0.0076 | 0 | 3464.1 | 4676.5 | 3464.1
409570 | SCHULTZ_CAP1 | 40957 | SCHULTZ | 500 | 500 | Central Washington | Central Washington | 1 | Closed | Series Cap | NO | 0 | -0.0076 | 0 | 3464.1 | 4676.5 | 3464.1
402873 | COLUMBIA_C22 | 40957 | SCHULTZ | 500 | 500 | Central Washington | Central Washington | 2 | Closed | Line | NO | 0.0002 | 0.00548 | 0.48057 | 2728 | 2728 | 4780.5
402871 | COLUMBIA_C12 | 40957 | SCHULTZ | 500 | 500 | Central Washington | Central Washington | 1 | Closed | Line | NO | 0.00021 | 0.0055 | 0.48357 | 2728 | 2728 | 4763.1
40957 | SCHULTZ | 41113 | VANTAGE | 500 | 500 | Central Washington | Central Washington | 1 | Closed | Line | NO | 0.00053 | 0.01023 | 0.49289 | 2243 | 2243 | 2598.1
40957 | SCHULTZ | 40973 | SICKLER | 500 | 500 | Central Washington | Central Washington | 1 | Closed | Line | NO | 0.00046 | 0.00921 | 0.67193 | 2511.5 | 2511.5 | 3585.3
40949 | SATSOP | 40947 | SATSOP | 500 | 230 | Seattle Area, Olympic Peninsula | Seattle Area, Olympic Peninsula | 1 | Closed | Transformer | YES | 7e-05 | 0.00686 | 0 | 1304.7 | 1668.9 | 1664.1
40941 | SANTIAM | 40938 | SANTIAM EAST | 500 | 230 | Western Oregon | Western Oregon | 4 | Closed | Transformer | YES | 0.00013 | 0.0086 | 0 | 1290 | 1561.5 | 1688.4
40913 | SACJAWEA | 40917 | SACJWA# | 500 | 500 | Lower Columbia Basin | Lower Columbia Basin | 1 | Closed | Line | NO | 7e-05 | 0.00135 | 0.11479 | 3273.6 | 3273.6 | 4390.7
40913 | SACJAWEA | 40911 | SACJAWEA | 500 | 115 | Lower Columbia Basin | Lower Columbia Basin | 1 | Closed | Transformer | YES | 0.00031 | 0.02425 | 0 | 511.5 | 625.2 | 697.2
40869 | RAVER | 409571 | SCHULTZ_CAP2 | 500 | 500 | Seattle Area, Olympic Peninsula | Central Washington | 1 | Closed | Line | NO | 0.00063 | 0.01678 | 1.4796 | 2728 | 2728 | 4780.5
40869 | RAVER | 41051 | TACOMA | 500 | 500 | Seattle Area, Olympic Peninsula | Seattle Area, Olympic Peninsula | 1 | Closed | Line | NO | 0.00028 | 0.00509 | 0.47776 | 3273.6 | 3273.6 | 4165.6
159970 | GILARIVR | 14238 | PANDA | 500 | 230 | SRP EHV 500 KV | APS | 1 | Closed | Transformer | YES | 0.0004 | 0.0315 | 0 | 500 | 725 | 500
40869 | RAVER | 40957 | SCHULTZ | 500 | 500 | Seattle Area, Olympic Peninsula | Central Washington | 4 | Closed | Line | NO | 0.00103 | 0.0202 | 1.2597 | 2061.1 | 2061.1 | 2598.1
40869 | RAVER | 40957 | SCHULTZ | 500 | 500 | Seattle Area, Olympic Peninsula | Central Washington | 3 | Closed | Line | NO | 0.00119 | 0.02329 | 1.1079 | 2243 | 2243 | 2598.1
40869 | RAVER | 40870 | RAVER | 500 | 230 | Seattle Area, Olympic Peninsula | Seattle Area, Olympic Peninsula | 1 | Closed | Transformer | YES | 0.00012 | 0.00917 | 0 | 1371.9 | 1706.4 | 1713.3
40837 | PONDROSA | 40838 | PONDROSA_GIS | 500 | 230 | Southern Oregon | Southern Oregon | 1 | Closed | Transformer | YES | 0.00019 | 0.01649 | 0 | 710.7 | 865.5 | 966.6
40834 | PONDROSB | 40836 | PONDROSA_AIS | 500 | 230 | Southern Oregon | Southern Oregon | 2 | Closed | Transformer | YES | 0.0002 | 0.01631 | 0 | 713.4 | 882 | 976.8
40827 | PEARL | 40826 | PEARL W | 500 | 230 | Portland Area | Portland Area | 2 | Closed | Transformer | YES | 9e-05 | 0.00926 | 0 | 1309.2 | 1659 | 1712.4
40827 | PEARL | 40824 | PEARL E | 500 | 230 | Portland Area | Portland Area | 1 | Closed | Transformer | YES | 7e-05 | 0.00632 | 0 | 1743.6 | 2165.1 | 2288.1
40821 | PAUL | 47745 | CENTRLIA_P2 | 500 | 500 | Seattle Area, Olympic Peninsula | Seattle Area, Olympic Peninsula | 2 | Closed | Line | NO | 0 | 0.0004 | 0.015 | 1818 | 1818 | 1818
40821 | PAUL | 47741 | BIG_HAN_STA# | 500 | 500 | Seattle Area, Olympic Peninsula | Seattle Area, Olympic Peninsula | 1 | Closed | Line | NO | 0 | 0.0003 | 0.012 | 1818 | 1818 | 1818
40821 | PAUL | 40949 | SATSOP | 500 | 500 | Seattle Area, Olympic Peninsula | Seattle Area, Olympic Peninsula | 1 | Closed | Line | NO | 0.00038 | 0.00935 | 0.96347 | 3767.2 | 3767.2 | 5066.2
40821 | PAUL | 40869 | RAVER | 500 | 500 | Seattle Area, Olympic Peninsula | Seattle Area, Olympic Peninsula | 1 | Closed | Line | NO | 0.00084 | 0.01612 | 1.2488 | 2511.5 | 2511.5 | 3377.5
40809 | OSTRNDER | 41450 | KNIGHT | 500 | 500 | Portland Area | Central Washington | 1 | Closed | Line | NO | 0.00109 | 0.02143 | 1.5871 | 3031.1 | 3031.1 | 3897.1
40809 | OSTRNDER | 41095 | TROUTDAL | 500 | 500 | Portland Area | Portland Area | 1 | Closed | Line | NO | 0.00029 | 0.00558 | 0.4293 | 2243 | 2243 | 2779.9
40809 | OSTRNDER | 40827 | PEARL | 500 | 500 | Portland Area | Portland Area | 1 | Closed | Line | NO | 0.0003 | 0.00578 | 0.27577 | 1853.3 | 1853.3 | 2502.8
40809 | OSTRNDER | 40810 | OSTRNDER | 500 | 230 | Portland Area | Portland Area | 1 | Closed | Transformer | YES | 0.00013 | 0.00944 | 0 | 1323 | 1619.1 | 1711.8
40797 | OLYMPIA | 40821 | PAUL | 500 | 500 | Seattle Area, Olympic Peninsula | Seattle Area, Olympic Peninsula | 1 | Closed | Line | NO | 0.00024 | 0.00441 | 0.38719 | 3533.3 | 3533.3 | 4364.8
40797 | OLYMPIA | 40794 | OLYMPIA_E | 500 | 230 | Seattle Area, Olympic Peninsula | Seattle Area, Olympic Peninsula | 5 | Closed | Transformer | YES | 0.00015 | 0.01243 | 0 | 989.1 | 1213.5 | 1257.9
40774 | NAPAVINE | 40821 | PAUL | 500 | 500 | Seattle Area, Olympic Peninsula | Seattle Area, Olympic Peninsula | 1 | Closed | Line | NO | 0.00013 | 0.00257 | 0.20732 | 3031.1 | 3031.1 | 3723.9
40749 | MONROE | 41001 | SNOKING# | 500 | 500 | Seattle Area, Olympic Peninsula | Seattle Area, Olympic Peninsula | 1 | Closed | Line | NO | 8e-05 | 0.00162 | 0.11959 | 3031.1 | 3031.1 | 3723.9
40749 | MONROE | 40747 | MONROE | 500 | 230 | Seattle Area, Olympic Peninsula | Seattle Area, Olympic Peninsula | 1 | Closed | Transformer | YES | 0.00019 | 0.012 | 0 | 1099.8 | 1313.7 | 1378.2
60241 | MIDHEM11 | 60242 | MIDHEM12 | 500 | 500 | ZoneIP Southern | ZoneIP Southern | 1 | Closed | Series Cap | NO | 0 | -0.01335 | 0 | 1500 | 2024.8 | 1500
60240 | MIDPOINT | 60241 | MIDHEM11 | 500 | 500 | ZoneIP Southern | ZoneIP Southern | 1 | Closed | Series Cap | NO | 0 | -0.01335 | 0 | 1500 | 2024.8 | 1500
40723 | MCNARY | 407230 | MCN_CAL_CIO | 500 | 500 | Lower Columbia Basin | Lower Columbia Basin | 1 | Closed | Line | NO | 0.0001 | 0.00182 | 0.17087 | 3710.1 | 3710.1 | 4783.1
43123 | COYOTE | 40723 | MCNARY | 500 | 500 | Portland General - BES S/S | Lower Columbia Basin | 1 | Closed | Line | NO | 0.00024 | 0.00455 | 0.34755 | 2511.5 | 2511.5 | 3576.7
40723 | MCNARY | 41352 | MCNRY S2 | 500 | 230 | Lower Columbia Basin | Lower Columbia Basin | 2 | Closed | Transformer | YES | 0.0001 | 0.00876 | 0 | 1459.2 | 1736.1 | 1973.7
40723 | MCNARY | 41351 | MCNRY S1 | 500 | 230 | Lower Columbia Basin | Lower Columbia Basin | 1 | Closed | Transformer | YES | 0.00012 | 0.0088 | 0 | 1368.6 | 1748.4 | 1865.1
40723 | MCNARY | 40917 | SACJWA# | 500 | 500 | Lower Columbia Basin | Lower Columbia Basin | 1 | Closed | Line | NO | 0.00046 | 0.00903 | 0.67514 | 2788.6 | 2788.6 | 3741.2
60242 | MIDHEM12 | 60155 | HEMINWAY | 500 | 500 | ZoneIP Southern | ZoneIP Central | 1 | Closed | Line | NO | 0.00143 | 0.02772 | 2.5489 | 2000 | 2401 | 2740
40699 | MARION | 40941 | SANTIAM | 500 | 500 | Western Oregon | Western Oregon | 1 | Closed | Line | NO | 3e-05 | 0.00052 | 0.04757 | 3274 | 3274 | 4183
40699 | MARION | 40827 | PEARL | 500 | 500 | Western Oregon | Portland Area | 1 | Closed | Line | NO | 0.00048 | 0.0095 | 0.68408 | 2243 | 2243 | 2598.1
40693 | MAPLEVLY_VL | 40689 | MAPLE V3 | 500 | 230 | Seattle Area, Olympic Peninsula | Seattle Area, Olympic Peninsula | 2 | Closed | Transformer | YES | 9e-05 | 0.00723 | 0 | 1736.1 | 2072.1 | 2174.7
45035 | CAPTJACK | 40688 | MALIN R3 | 500 | 500 | Southern Oregon | Southern Oregon | 2 | Closed | Line | NO | 8e-05 | 0.00153 | 0.13059 | 2261 | 2930 | 3663
40687 | MALIN | 406874 | MALIN R4 | 500 | 500 | Southern Oregon | Southern Oregon | 4 | Closed | Line | NO | 0 | 0.0001 | 0 | 2779 | 3663 | 3741
40687 | MALIN | 300004 | MN_RM_21 | 500 | 500 | Southern Oregon | Intertie | 2 | Closed | Series Cap | NO | 0 | -0.00864 | 0 | 2310 | 3464 | 2310
40687 | MALIN | 300002 | MN_RM_11 | 500 | 500 | Southern Oregon | Intertie | 1 | Closed | Series Cap | NO | 0 | -0.00716 | 0 | 2309.6 | 3464 | 2309.6
40687 | MALIN | 43960 | MALIN R2 | 500 | 500 | Southern Oregon | Portland General - BES S/S | 2 | Closed | Line | NO | 0 | 0.0003 | 0 | 3107 | 3107 | 4043
40687 | MALIN | 40688 | MALIN R3 | 500 | 500 | Southern Oregon | Southern Oregon | 3 | Closed | Line | NO | 0 | 0.0001 | 0 | 2261 | 2930 | 3663
45035 | CAPTJACK | 40684 | MALIN R1 | 500 | 500 | Southern Oregon | Southern Oregon | 1 | Closed | Line | NO | 8e-05 | 0.00169 | 0.13082 | 3031.1 | 3031.1 | 3897.1
40684 | MALIN R1 | 40687 | MALIN | 500 | 500 | Southern Oregon | Southern Oregon | 1 | Closed | Line | NO | 0 | 3e-05 | 0.00253 | 3031.1 | 3031.1 | 3897.1
40683 | LOW MON | 44257 | LOW_MON_PH1 | 500 | 500 | Southeast Washington | Southeast Washington | 1 | Closed | Line | NO | 1e-05 | 0.0003 | 0.01317 | 909.3 | 909.3 | 2182.4
40683 | LOW MON | 40917 | SACJWA# | 500 | 500 | Southeast Washington | Lower Columbia Basin | 1 | Closed | Line | NO | 0.00032 | 0.0063 | 0.47069 | 3031.1 | 3031.1 | 3897.1
40679 | LOW GRAN | 44237 | LOW_GRN_PH1 | 500 | 500 | Southeast Washington | Southeast Washington | 1 | Closed | Line | NO | 1e-05 | 0.00019 | 0.01264 | 1316.4 | 1316.4 | 1732.1
40666 | CEN FERY | 40683 | LOW MON | 500 | 500 | Southeast Washington | Southeast Washington | 1 | Closed | Line | NO | 0.00035 | 0.00844 | 0.71303 | 3949.1 | 3949.1 | 5170.2
40666 | CEN FERY | 40679 | LOW GRAN | 500 | 500 | Southeast Washington | Southeast Washington | 2 | Closed | Line | NO | 0.00024 | 0.00443 | 0.3787 | 3533.4 | 3533.4 | 4572.6
40665 | LIT GOOS | 44217 | LIT_GOS_PH1 | 500 | 500 | Southeast Washington | Southeast Washington | 1 | Closed | Line | NO | 2e-05 | 0.00043 | 0.0269 | 1316.4 | 1316.4 | 1732.1
40665 | LIT GOOS | 40683 | LOW MON | 500 | 500 | Southeast Washington | Southeast Washington | 2 | Closed | Line | NO | 0.00028 | 0.00529 | 0.4603 | 3533.4 | 3533.4 | 4555.3
40665 | LIT GOOS | 40683 | LOW MON | 500 | 500 | Southeast Washington | Southeast Washington | 1 | Closed | Line | NO | 0.00029 | 0.00575 | 0.42154 | 3031.1 | 3031.1 | 3897.1
40665 | LIT GOOS | 40679 | LOW GRAN | 500 | 500 | Southeast Washington | Southeast Washington | 1 | Closed | Line | NO | 0.00038 | 0.00719 | 0.62016 | 2961.8 | 2961.8 | 4191.6
40665 | LIT GOOS | 40666 | CEN FERY | 500 | 500 | Southeast Washington | Southeast Washington | 2 | Closed | Line | NO | 0.00015 | 0.00283 | 0.23866 | 3533.4 | 3533.4 | 4572.6
40666 | CEN FERY | 40664 | CEN FERY | 500 | 230 | Southeast Washington | Southeast Washington | 1 | Closed | Transformer | YES | 0.00011 | 0.00875 | 0 | 1251.6 | 1502.1 | 1701.9
55614 | HTHFIELD1 | 55615 | HTHFIELD2 | 500 | 500 | AIES-Fort Saskatchewan 2000 | AIES-Fort Saskatchewan 2000 | 29 | Closed | Line | NO | 0 | 0.0001 | 0 | 9999 | 9999 | 9999
40629 | LANE | 40699 | MARION | 500 | 500 | Western Oregon | Western Oregon | 1 | Closed | Line | NO | 0.00083 | 0.01627 | 1.2226 | 1610.8 | 1610.8 | 3187
40629 | LANE | 40628 | LANE S2 | 500 | 230 | Western Oregon | Western Oregon | 3 | Closed | Transformer | YES | 0.00015 | 0.01236 | 0 | 949.5 | 1189.2 | 1260.9
55601 | THICKWD1 | 55605 | THICKWD | 500 | 240 | AIES-Fort McMurray | AIES-Fort McMurray | 1T | Closed | Transformer | YES | 0.00014 | 0.01636 | 0 | 1250 | 1563 | 1338
40601 | KEELER | 40827 | PEARL | 500 | 500 | Portland Area | Portland Area | 1 | Closed | Line | NO | 0.00027 | 0.00449 | 0.3181 | 2243 | 2243 | 2779.9
40601 | KEELER | 40598 | KEELER E | 500 | 230 | Portland Area | Portland Area | 2 | Closed | Transformer | YES | 0.00012 | 0.00921 | 0 | 1313.7 | 1608 | 1698
404893 | BAKEOVEN_21 | 40585 | JOHN DAY | 500 | 500 | Lower Columbia Basin | Lower Columbia Basin | 2 | Closed | Line | NO | 0.00048 | 0.00977 | 0.6785 | 3031.1 | 3031.1 | 3723.9
404891 | BAKEOVEN_11 | 40585 | JOHN DAY | 500 | 500 | Lower Columbia Basin | Lower Columbia Basin | 1 | Closed | Line | NO | 0.00048 | 0.00973 | 0.6748 | 3031.1 | 3031.1 | 3897.1
40585 | JOHN DAY | 44089 | JOHNDAY_PH4 | 500 | 500 | Lower Columbia Basin | Lower Columbia Basin | 4 | Closed | Line | NO | 4e-05 | 0.00087 | 0.05822 | 1706.1 | 1706.1 | 2199.7
40585 | JOHN DAY | 44088 | JOHNDAY_PH3 | 500 | 500 | Lower Columbia Basin | Lower Columbia Basin | 3 | Closed | Line | NO | 4e-05 | 0.00087 | 0.05818 | 1706.1 | 1706.1 | 2199.7
40585 | JOHN DAY | 44087 | JOHNDAY_PH2 | 500 | 500 | Lower Columbia Basin | Lower Columbia Basin | 2 | Closed | Line | NO | 4e-05 | 0.00087 | 0.05815 | 1706.1 | 1706.1 | 2199.7
40585 | JOHN DAY | 44086 | JOHNDAY_PH1 | 500 | 500 | Lower Columbia Basin | Lower Columbia Basin | 1 | Closed | Line | NO | 4e-05 | 0.00087 | 0.05839 | 1706.1 | 1706.1 | 2199.7
40585 | JOHN DAY | 41401 | ROCK CK | 500 | 500 | Lower Columbia Basin | Lower Columbia Basin | 1 | Closed | Line | NO | 0.00017 | 0.00339 | 0.24161 | 3031.1 | 3031.1 | 3897.1
40585 | JOHN DAY | 40989 | SLATT | 500 | 500 | Lower Columbia Basin | Lower Columbia Basin | 1 | Closed | Line | NO | 0.00037 | 0.00732 | 0.52671 | 3031.1 | 3031.1 | 3897.1
40723 | MCNARY | 40585 | JOHN DAY | 500 | 500 | Lower Columbia Basin | Lower Columbia Basin | 2 | Closed | Line | NO | 0.00072 | 0.01722 | 1.4641 | 3949.1 | 3949.1 | 5152.9
40585 | JOHN DAY | 40699 | MARION | 500 | 500 | Lower Columbia Basin | Western Oregon | 1 | Closed | Line | NO | 0.00155 | 0.03079 | 2.2162 | 2788.6 | 2788.6 | 3568
40585 | JOHN DAY | 40584 | JOHN DAY | 500 | 230 | Lower Columbia Basin | Lower Columbia Basin | 1 | Closed | Transformer | YES | 0.00012 | 0.00923 | 0 | 1319.1 | 1584.9 | 1784.7
40553 | HOT SPR | 41057 | TAFT | 500 | 500 | Western Montana | Western Montana | 1 | Closed | Line | NO | 0.00065 | 0.01252 | 0.97308 | 2243 | 2243 | 2909.8
40553 | HOT SPR | 40551 | HOT SPR | 500 | 230 | Western Montana | Western Montana | 1 | Closed | Transformer | YES | 0.00015 | 0.01168 | 0 | 942.4 | 1139.1 | 1285.7
40521 | HATWAI | 40679 | LOW GRAN | 500 | 500 | AVA: Lewiston/Clarkston | Southeast Washington | 1 | Closed | Line | NO | 0.00039 | 0.00737 | 0.61002 | 3464.1 | 3533.4 | 4555.3
40521 | HATWAI | 40519 | HATWAI | 500 | 230 | AVA: Lewiston/Clarkston | AVA: Lewiston/Clarkston | 1 | Closed | Transformer | YES | 0.00014 | 0.0113 | 0 | 1056.9 | 1250.7 | 1445.1
40499 | HANFORD | 41138 | WAUTOMA | 500 | 500 | Lower Columbia Basin | Central Washington | 2 | Closed | Line | NO | 0.00022 | 0.00429 | 0.32144 | 3031.1 | 3031.1 | 3897.1
40499 | HANFORD | 41138 | WAUTOMA | 500 | 500 | Lower Columbia Basin | Central Washington | 1 | Closed | Line | NO | 0.00022 | 0.00429 | 0.31963 | 3031.1 | 3031.1 | 3897.1
40499 | HANFORD | 41113 | VANTAGE | 500 | 500 | Lower Columbia Basin | Central Washington | 1 | Closed | Line | NO | 0.00029 | 0.00585 | 0.40707 | 3031.1 | 3031.1 | 3897.1
40499 | HANFORD | 40683 | LOW MON | 500 | 500 | Lower Columbia Basin | Southeast Washington | 1 | Closed | Line | NO | 0.00065 | 0.01271 | 0.94454 | 2788.6 | 2788.6 | 3741.2
40489 | GRIZZLY | 404892 | BAKEOVEN_22 | 500 | 500 | Southern Oregon | Lower Columbia Basin | 2 | Closed | Line | NO | 0.00059 | 0.01159 | 0.86142 | 2788.6 | 2788.6 | 3741.2
40489 | GRIZZLY | 404890 | BAKEOVEN_12 | 500 | 500 | Southern Oregon | Lower Columbia Basin | 1 | Closed | Line | NO | 0.00059 | 0.01159 | 0.8615 | 3031.1 | 3031.1 | 3897.1
40489 | GRIZZLY | 43990 | SAND_SP_21 | 500 | 500 | Southern Oregon | Southern Oregon | 2 | Closed | Line | NO | 0.00066 | 0.01266 | 0.9595 | 3107 | 3107 | 4043
40489 | GRIZZLY | 43485 | ROUND BU | 500 | 500 | Southern Oregon | Portland General - BES S/S | 1 | Closed | Line | NO | 0.00018 | 0.00334 | 0.30614 | 693 | 693 | 693
40489 | GRIZZLY | 40834 | PONDROSB | 500 | 500 | Southern Oregon | Southern Oregon | 1 | Closed | Line | NO | 0.00022 | 0.00433 | 0.3225 | 3031.1 | 3031.1 | 3897.1
40488 | GRIZZ R3 | 40837 | PONDROSA | 500 | 500 | Southern Oregon | Southern Oregon | 1 | Closed | Line | NO | 0.00021 | 0.00379 | 0.36412 | 3273.6 | 3273.6 | 4390.7
40489 | GRIZZLY | 40488 | GRIZZ R3 | 500 | 500 | Southern Oregon | Southern Oregon | 1 | Closed | Line | NO | 0 | 1e-05 | 0.00103 | 3437.3 | 3437.3 | 4610.3
40474 | SYCAN_12 | 45035 | CAPTJACK | 500 | 500 | Southern Oregon | Southern Oregon | 1 | Closed | Line | NO | 0.00072 | 0.0141 | 1.0655 | 2788.6 | 2788.6 | 3741.2
40473 | SYCAN_11 | 40474 | SYCAN_12 | 500 | 500 | Southern Oregon | Southern Oregon | 1 | Closed | Series Cap | NO | 0 | -0.01264 | 0 | 2078.5 | 3325.5 | 2078.5
40472 | FORT_RK_32 | 41043 | SUMMER L | 500 | 500 | Southern Oregon | Southern Oregon | 1 | Closed | Line | NO | 0.00019 | 0.00333 | 0.3201 | 3533.4 | 3533.4 | 4555.3
40470 | FORT_RK_12 | 40473 | SYCAN_11 | 500 | 500 | Southern Oregon | Southern Oregon | 1 | Closed | Line | NO | 0.00033 | 0.00644 | 0.48501 | 3031.1 | 3031.1 | 3897.1
40468 | FORT_RK_31 | 40472 | FORT_RK_32 | 500 | 500 | Southern Oregon | Southern Oregon | 1 | Closed | Series Cap | NO | 0 | -0.0085 | 0 | 2078.5 | 2901.2 | 2078.5
40466 | FORT_RK_11 | 40470 | FORT_RK_12 | 500 | 500 | Southern Oregon | Southern Oregon | 1 | Closed | Series Cap | NO | 0 | -0.0085 | 0 | 2078.5 | 2901.2 | 2078.5
40464 | SAND_SP_32 | 40468 | FORT_RK_31 | 500 | 500 | Southern Oregon | Southern Oregon | 1 | Closed | Line | NO | 0.00039 | 0.00695 | 0.67154 | 3533.4 | 3533.4 | 4555.3
40462 | SAND_SP_12 | 40466 | FORT_RK_11 | 500 | 500 | Southern Oregon | Southern Oregon | 1 | Closed | Line | NO | 0.00041 | 0.00787 | 0.59505 | 3031.1 | 3031.1 | 3897.1
40837 | PONDROSA | 40461 | SAND_SP_31 | 500 | 500 | Southern Oregon | Southern Oregon | 1 | Closed | Line | NO | 0.00042 | 0.00741 | 0.71457 | 3273.6 | 3273.6 | 4390.7
40461 | SAND_SP_31 | 40464 | SAND_SP_32 | 500 | 500 | Southern Oregon | Southern Oregon | 1 | Closed | Series Cap | NO | 0 | -0.01264 | 0 | 2078.5 | 3325.5 | 2078.5
40460 | SAND_SP_11 | 40834 | PONDROSB | 500 | 500 | Southern Oregon | Southern Oregon | 1 | Closed | Line | NO | 0.00043 | 0.00841 | 0.6349 | 3031.1 | 3031.1 | 3897.1
40460 | SAND_SP_11 | 40462 | SAND_SP_12 | 500 | 500 | Southern Oregon | Southern Oregon | 1 | Closed | Series Cap | NO | 0 | -0.01264 | 0 | 2078.5 | 3325.5 | 2078.5
40459 | GARRISON | 40457 | GARRISON | 500 | 230 | Western Montana | Western Montana | 1 | Closed | Transformer | YES | 0.00011 | 0.00901 | 0 | 1029.3 | 1284.3 | 1415.4
40453 | GAR2EAST | 627202 | TOWNSEND 2 | 500 | 500 | Western Montana | HELENA_MT | 2 | Closed | Line | NO | 0.00073 | 0.01945 | 1.8084 | 3845.2 | 3845.2 | 5456
40453 | GAR2EAST | 40459 | GARRISON | 500 | 500 | Western Montana | Western Montana | 2 | Closed | Series Cap | NO | 0 | -0.0158 | 0 | 1732.1 | 2338.3 | 1732.1
40452 | GAR2WEST | 41057 | TAFT | 500 | 500 | Western Montana | Western Montana | 2 | Closed | Line | NO | 0.00126 | 0.03381 | 3.1315 | 3845.1 | 3845.1 | 5456
40459 | GARRISON | 40452 | GAR2WEST | 500 | 500 | Western Montana | Western Montana | 2 | Closed | Series Cap | NO | 0 | -0.01156 | 0 | 1732.1 | 2338.3 | 1732.1
40451 | GAR1EAST | 627201 | TOWNSEND 1 | 500 | 500 | Western Montana | HELENA_MT | 1 | Closed | Line | NO | 0.00073 | 0.01945 | 1.8084 | 2779.9 | 2779.9 | 4858.4
40451 | GAR1EAST | 40459 | GARRISON | 500 | 500 | Western Montana | Western Montana | 1 | Closed | Series Cap | NO | 0 | -0.0158 | 0 | 1732.1 | 2338.3 | 1732.1
40450 | GAR1WEST | 41057 | TAFT | 500 | 500 | Western Montana | Western Montana | 1 | Closed | Line | NO | 0.00126 | 0.03381 | 3.1319 | 3845.1 | 3845.1 | 5456
40459 | GARRISON | 40450 | GAR1WEST | 500 | 500 | Western Montana | Western Montana | 1 | Closed | Series Cap | NO | 0 | -0.01156 | 0 | 1732.1 | 2338.3 | 1732.1
54623 | SUNNYB2 | 54630 | SUNNYB1 | 500 | 500 | AIES-Lake Wabamun Generation | AIES-Lake Wabamun Generation | DC | Closed | Line | NO | 0 | 0.0001 | 0 | 9999 | 9999 | 9999
54610 | KEEPHIL2 | 56510 | KEEPHIL3 | 500 | 500 | AIES-Lake Wabamun Generation | AIES-Lake Wabamun Generation | 14 | Closed | Line | NO | 0 | 0.0001 | 0.00266 | 2027.4 | 2635 | 2598.1
54610 | KEEPHIL2 | 54630 | SUNNYB1 | 500 | 500 | AIES-Lake Wabamun Generation | AIES-Lake Wabamun Generation | 03 | Closed | Line | NO | 9e-05 | 0.00229 | 0.21877 | 2500 | 3250 | 2500
54609 | LIVOC500 | 55601 | THICKWD1 | 500 | 500 | AIES-Fort McMurray | AIES-Fort McMurray | 44 | Closed | Line | NO | 0.00072 | 0.01182 | 1.2605 | 2304 | 2304 | 2304
54609 | LIVOC500 | 54630 | SUNNYB1 | 500 | 500 | AIES-Fort McMurray | AIES-Lake Wabamun Generation | 41 | Closed | Line | NO | 0.00314 | 0.05145 | 5.4843 | 2116 | 2116 | 2116
40381 | ECHOLAKE | 409570 | SCHULTZ_CAP1 | 500 | 500 | Seattle Area, Olympic Peninsula | Central Washington | 1 | Closed | Line | NO | 0.00069 | 0.01815 | 1.5928 | 2728 | 2728 | 4416.7
40381 | ECHOLAKE | 41001 | SNOKING# | 500 | 500 | Seattle Area, Olympic Peninsula | Seattle Area, Olympic Peninsula | 1 | Closed | Line | NO | 0.00028 | 0.00556 | 0.40484 | 3031.1 | 3031.1 | 3723.9
40381 | ECHOLAKE | 40869 | RAVER | 500 | 500 | Seattle Area, Olympic Peninsula | Seattle Area, Olympic Peninsula | 1 | Closed | Line | NO | 0.00014 | 0.00282 | 0.21095 | 3031.1 | 3031.1 | 3723.9
54525 | GENESEE4 | 54630 | SUNNYB1 | 500 | 500 | AIES-Lake Wabamun Generation | AIES-Lake Wabamun Generation | 39 | Closed | Line | NO | 0 | 7e-05 | 0.00675 | 3464.1 | 3464.1 | 3464.1
54525 | GENESEE4 | 54630 | SUNNYB1 | 500 | 500 | AIES-Lake Wabamun Generation | AIES-Lake Wabamun Generation | 38 | Closed | Line | NO | 0 | 7e-05 | 0.00685 | 3464.1 | 3464.1 | 3464.1
40381 | ECHOLAKE | 40693 | MAPLEVLY_VL | 500 | 500 | Seattle Area, Olympic Peninsula | Seattle Area, Olympic Peninsula | EQ | Closed | Line | NO | 0.0001 | 0.0018 | 0.61992 | 3031.1 | 3031.1 | 3723.9
54525 | GENESEE4 | 54526 | GENESEE7 | 500 | 138 | AIES-Lake Wabamun Generation | AIES-Lake Wabamun Generation | T2 | Closed | Transformer | YES | 0.00405 | 0.1614 | 0 | 100 | 100 | 120
54525 | GENESEE4 | 54526 | GENESEE7 | 500 | 138 | AIES-Lake Wabamun Generation | AIES-Lake Wabamun Generation | T1 | Closed | Transformer | YES | 0.00417 | 0.15948 | 0 | 100 | 100 | 120
54456 | BENNETTP | 99982 | mid_99982 | 500 | 500 | AIES-Calgary | AIES-Calgary | T1 | Closed | TransformerWinding | YES | 0.00014 | 0.01206 | 0 | 1200 | 1200 | 1200
40369 | DWORSHAK | 403691 | DWORSHAK_PH | 500 | 500 | Southeast Washington | Southeast Washington | 1 | Closed | Line | NO | 5e-05 | 0.00092 | 0.06281 | 3031 | 3031 | 3897.1
40369 | DWORSHAK | 403690 | DWORSHAK_CAP | 500 | 500 | Southeast Washington | Western Montana | 1 | Closed | Series Cap | NO | 0 | -0.0112 | 0 | 1732.1 | 2338.3 | 1732.1
40369 | DWORSHAK | 40521 | HATWAI | 500 | 500 | Southeast Washington | AVA: Lewiston/Clarkston | 1 | Closed | Line | NO | 0.00033 | 0.00633 | 0.5355 | 3533.4 | 3533.4 | 4564
54610 | KEEPHIL2 | 54421 | KEEPHIL5 | 500 | 240 | AIES-Lake Wabamun Generation | AIES-Lake Wabamun Generation | T6 | Closed | Transformer | YES | 0.00015 | 0.01782 | 0 | 1200 | 1200 | 1247
19038 | MEAD | 999868 | MEAPER11 | 500 | 500 | WAPA-DSW | WAPA-DSW | 1 | Closed | Series Cap | NO | 0 | -0.018 | 0 | 1905 | 2572 | 1905
19038 | MEAD | 26044 | MARKETPL | 500 | 500 | WAPA-DSW | LA EASTERN-AC | 1 | Closed | Line | NO | 0.00013 | 0.00286 | 0.25135 | 2598 | 2598 | 2598
40323 | CUSTER | 403231 | CUS_ING_CIO2 | 500 | 500 | Seattle Area, Olympic Peninsula | Seattle Area, Olympic Peninsula | 2 | Closed | Line | NO | 0.00011 | 0.002 | 0.16713 | 2624.1 | 2624.1 | 3507.4
40323 | CUSTER | 403230 | CUS_ING_CIO1 | 500 | 500 | Seattle Area, Olympic Peninsula | Seattle Area, Olympic Peninsula | 1 | Closed | Line | NO | 0.0001 | 0.00194 | 0.17177 | 3533.4 | 3533.4 | 4364.8
40323 | CUSTER | 40749 | MONROE | 500 | 500 | Seattle Area, Olympic Peninsula | Seattle Area, Olympic Peninsula | 2 | Closed | Line | NO | 0.00124 | 0.02402 | 1.3033 | 2061.1 | 2061.1 | 2650
40323 | CUSTER | 40749 | MONROE | 500 | 500 | Seattle Area, Olympic Peninsula | Seattle Area, Olympic Peninsula | 1 | Closed | Line | NO | 0.00102 | 0.0191 | 1.6468 | 2961.8 | 2961.8 | 3975.1
40323 | CUSTER | 40321 | CUSTER | 500 | 230 | Seattle Area, Olympic Peninsula | Seattle Area, Olympic Peninsula | 2 | Closed | Transformer | YES | 8e-05 | 0.00911 | 0 | 1328.4 | 1625.1 | 1662.6
40323 | CUSTER | 40321 | CUSTER | 500 | 230 | Seattle Area, Olympic Peninsula | Seattle Area, Olympic Peninsula | 1 | Closed | Transformer | YES | 9e-05 | 0.00904 | 0 | 1328.4 | 1666.3 | 1661.7
40306 | COVINGT5 | 40869 | RAVER | 500 | 500 | Seattle Area, Olympic Peninsula | Seattle Area, Olympic Peninsula | 2 | Closed | Line | NO | 0.00013 | 0.00247 | 0.18103 | 3031.1 | 3031.1 | 3723.9
40306 | COVINGT5 | 40305 | COVINGTM | 500 | 230 | Seattle Area, Olympic Peninsula | Seattle Area, Olympic Peninsula | 5 | Closed | Transformer | YES | 0.00017 | 0.01134 | 0 | 1009.5 | 1246.8 | 1281.3
40302 | COVINGT4 | 40869 | RAVER | 500 | 500 | Seattle Area, Olympic Peninsula | Seattle Area, Olympic Peninsula | 1 | Closed | Line | NO | 0.00012 | 0.00245 | 0.18092 | 2243 | 2243 | 2598.1
40302 | COVINGT4 | 40303 | COVINGTW | 500 | 230 | Seattle Area, Olympic Peninsula | Seattle Area, Olympic Peninsula | 4 | Closed | Transformer | YES | 0.00015 | 0.01109 | 0 | 1039.5 | 1250.1 | 1312.5
40287 | GRAND_COULEE | 402872 | COLUMBIA_C21 | 500 | 500 | Central Washington | Central Washington | 2 | Closed | Line | NO | 0.00058 | 0.01559 | 1.3754 | 4182.9 | 4182.9 | 5611.8
40287 | GRAND_COULEE | 402870 | COLUMBIA_C11 | 500 | 500 | Central Washington | Central Washington | 1 | Closed | Line | NO | 0.00058 | 0.01557 | 1.373 | 4182.9 | 4182.9 | 5611.8
40287 | GRAND_COULEE | 41744 | GND_COULE_24 | 500 | 500 | Central Washington | Central Washington | 6 | Closed | Line | NO | 1e-05 | 0.00025 | 0.0189 | 3715.2 | 3715.2 | 4780.5
40287 | GRAND_COULEE | 41743 | GND_COULE_23 | 500 | 500 | Central Washington | Central Washington | 5 | Closed | Line | NO | 1e-05 | 0.00028 | 0.01664 | 3715.2 | 3715.2 | 4780.5
40287 | GRAND_COULEE | 41742 | GND_COULE_22 | 500 | 500 | Central Washington | Central Washington | 4 | Closed | Line | NO | 1e-05 | 0.00026 | 0.01944 | 3715.2 | 3715.2 | 4780.5
40287 | GRAND_COULEE | 41741 | GND_COULE_21 | 500 | 500 | Central Washington | Central Washington | 3 | Closed | Line | NO | 1e-05 | 0.00026 | 0.01932 | 3715.2 | 3715.2 | 4780.5
54273 | HRTLAND | 55614 | HTHFIELD1 | 500 | 500 | AIES-Fort Saskatchewan 2000 | AIES-Fort Saskatchewan 2000 | 85 | Closed | Line | NO | 1e-05 | 0.00022 | 0.01871 | 2880 | 2880 | 2880
40287 | GRAND_COULEE | 41740 | GND_COULE_20 | 500 | 500 | Central Washington | Central Washington | 2 | Closed | Line | NO | 1e-05 | 0.00026 | 0.01988 | 3715.2 | 3715.2 | 4780.5
54273 | HRTLAND | 55614 | HTHFIELD1 | 500 | 500 | AIES-Fort Saskatchewan 2000 | AIES-Fort Saskatchewan 2000 | 70 | Closed | Line | NO | 1e-05 | 0.00031 | 0.02551 | 2880 | 2880 | 2880
54273 | HRTLAND | 54341 | HEARTLAN | 500 | 240 | AIES-Fort Saskatchewan 2000 | AIES-Fort Saskatchewan 2000 | T1 | Closed | Transformer | YES | 0.00014 | 0.01867 | 0 | 1200 | 1200 | 1247
40287 | GRAND_COULEE | 41739 | GND_COULE_19 | 500 | 500 | Central Washington | Central Washington | 1 | Closed | Line | NO | 1e-05 | 0.00026 | 0.01974 | 3715.2 | 3715.2 | 4780.5
300551 | GT_MW_11 | 30060 | MIDWAY | 500 | 500 | Intertie | Intertie | 1 | Closed | Line | NO | 0.0007 | 0.0157 | 1.109 | 1931.2 | 3308 | 3431
40287 | GRAND_COULEE | 41357 | GND_COULE_S2 | 500 | 230 | Central Washington | Central Washington | 1 | Closed | Transformer | YES | 0.00012 | 0.01068 | 0 | 1329 | 1329 | 1329
40287 | GRAND_COULEE | 40499 | HANFORD | 500 | 500 | Central Washington | Lower Columbia Basin | 1 | Closed | Line | NO | 0.00113 | 0.02089 | 1.8381 | 3533.4 | 3533.4 | 4572.6
300504 | LB_MW_13 | 30060 | MIDWAY | 500 | 500 | Intertie | Intertie | 1 | Closed | Line | NO | 0.0007 | 0.0157 | 1.109 | 1931.2 | 3079.5 | 2598
40288 | G_COULEE_ R1 | 40287 | GRAND_COULEE | 500 | 500 | Central Washington | Central Washington | 6 | Closed | Line | NO | 0 | 0.00029 | 0 | 3949.1 | 3949.1 | 5152.9
30057 | DIABLOCNYNSS | 30060 | MIDWAY | 500 | 500 | Intertie | Intertie | 3 | Closed | Line | NO | 0.00087 | 0.02117 | 1.4479 | 1931.2 | 3079.5 | 3431.1
30057 | DIABLOCNYNSS | 30060 | MIDWAY | 500 | 500 | Intertie | Intertie | 2 | Closed | Line | NO | 0.00087 | 0.02107 | 1.441 | 1931.2 | 3079.5 | 3431.1
30055 | GATES | 300551 | GT_MW_11 | 500 | 500 | Intertie | Intertie | 1 | Closed | Series Cap | NO | 0 | -0.0102 | 0 | 1931.2 | 3079.5 | 2309.6
300501 | LB_GT_11 | 30055 | GATES | 500 | 500 | Intertie | Intertie | 1 | Closed | Series Cap | NO | 0 | -0.01094 | 0 | 1931.2 | 3079.5 | 2309.6
54258 | ELLERSLI1 | 54610 | KEEPHIL2 | 500 | 500 | AIES-Edmonton | AIES-Lake Wabamun Generation | 02 | Closed | Line | NO | 0.00037 | 0.00897 | 0.87474 | 2598.1 | 3380 | 2598.1
54258 | ELLERSLI1 | 54525 | GENESEE4 | 500 | 500 | AIES-Edmonton | AIES-Lake Wabamun Generation | 09 | Closed | Line | NO | 0.00035 | 0.00866 | 0.8421 | 2500.2 | 3250.2 | 2500.2
30055 | GATES | 30057 | DIABLOCNYNSS | 500 | 500 | Intertie | Intertie | 1 | Closed | Line | NO | 0.00082 | 0.02015 | 1.3516 | 1931.2 | 2598 | 2598
54258 | ELLERSLI1 | 54273 | HRTLAND | 500 | 500 | AIES-Edmonton | AIES-Fort Saskatchewan 2000 | 12 | Closed | Line | NO | 0.00035 | 0.00901 | 0.77514 | 2598.1 | 3464 | 2598.1
54258 | ELLERSLI1 | 54273 | HRTLAND | 500 | 500 | AIES-Edmonton | AIES-Fort Saskatchewan 2000 | 06 | Closed | Line | NO | 0.00035 | 0.00899 | 0.77592 | 2598.1 | 3464 | 2598.1
30050 | LOSBANOS | 300502 | LB_MW_11 | 500 | 500 | Intertie | Intertie | 1 | Closed | Line | NO | 0.0008 | 0.0199 | 1.4024 | 1931.2 | 3079.5 | 3431.1
30050 | LOSBANOS | 300501 | LB_GT_11 | 500 | 500 | Intertie | Intertie | 1 | Closed | Line | NO | 0.0008 | 0.0199 | 1.4024 | 1931.2 | 3079.5 | 3431.1
30050 | LOSBANOS | 30069 | L.BANS M | 500 | 500 | Intertie | Intertie | 1 | Closed | TransformerWinding | YES | 6e-05 | -0.00275 | 0 | 0 | 0 | 0
30050 | LOSBANOS | 30055 | GATES | 500 | 500 | Intertie | Intertie | 3 | Closed | Line | NO | 0.00077 | 0.01855 | 1.5853 | 1931.2 | 3079.5 | 3431.1
366700 | DALLASES | 30045 | MOSSLAND | 500 | 500 | Conf Load (Central Coast) | Intertie | 1 | Closed | Line | NO | 1e-05 | 0.00031 | 0.00691 | 850 | 850 | 850
30045 | MOSSLAND | 30050 | LOSBANOS | 500 | 500 | Intertie | Intertie | 1 | Closed | Line | NO | 0.00053 | 0.01297 | 0.88119 | 1931.2 | 3079.5 | 2598
30042 | METCALF | 30045 | MOSSLAND | 500 | 500 | Intertie | Intertie | 1 | Closed | Line | NO | 0.0005 | 0.00888 | 0.60341 | 1931.2 | 3079.5 | 2598
300301 | VD_TS_11 | 30040 | TESLA | 500 | 500 | Intertie | Intertie | 1 | Closed | Line | NO | 0.00059 | 0.01439 | 0.97812 | 1931.2 | 3079.5 | 2598
300154 | TM_TS_12 | 30040 | TESLA | 500 | 500 | Intertie | Intertie | 1 | Closed | Series Cap | NO | 0 | -0.0112 | 0 | 1931.2 | 3079.5 | 2309.6
30040 | TESLA | 30050 | LOSBANOS | 500 | 500 | Intertie | Intertie | 1 | Closed | Line | NO | 0.00059 | 0.01407 | 0.9944 | 1931.2 | 3079.5 | 2598
30040 | TESLA | 30042 | METCALF | 500 | 500 | Intertie | Intertie | 1 | Closed | Line | NO | 0.0005 | 0.00881 | 0.59878 | 1931.2 | 3079.5 | 2598
300251 | MX_TR_11 | 30035 | TRACY | 500 | 500 | Intertie | Intertie | 1 | Closed | Series Cap | NO | 0 | -0.0092 | 0 | 2468 | 3724 | 2468
30035 | TRACY | 37510 | TCY MP2 | 500 | 500 | Intertie | Conf Load (Western) | 2 | Closed | TransformerWinding | YES | 2e-05 | 0.00583 | 0 | 850 | 1041 | 850
30035 | TRACY | 37508 | TCY MP1 | 500 | 500 | Intertie | Conf Load (Western) | 1 | Closed | TransformerWinding | YES | 2e-05 | 0.00583 | 0 | 850 | 1041 | 850
30035 | TRACY | 30050 | LOSBANOS | 500 | 500 | Intertie | Intertie | 1 | Closed | Line | NO | 0.00068 | 0.01585 | 1.1513 | 1931.2 | 3079.5 | 2987
30035 | TRACY | 30040 | TESLA | 500 | 500 | Intertie | Intertie | 1 | Closed | Line | NO | 0.0005 | 0.00166 | 0.16026 | 1931.2 | 3079.5 | 2987
30030 | VACA-DIX | 300301 | VD_TS_11 | 500 | 500 | Intertie | Intertie | 1 | Closed | Series Cap | NO | 0 | -0.0108 | 0 | 1931.2 | 2566.8 | 2309.6
300152 | TM_VD_12 | 30030 | VACA-DIX | 500 | 500 | Intertie | Intertie | 1 | Closed | Series Cap | NO | 0 | -0.0072 | 0 | 2145.9 | 3464 | 2309.6
30025 | MAXWELL | 300251 | MX_TR_11 | 500 | 500 | Intertie | Intertie | 1 | Closed | Line | NO | 0.00082 | 0.02119 | 1.9842 | 2598 | 3897 | 2468
300202 | OL_MX_12 | 30025 | MAXWELL | 500 | 500 | Intertie | Intertie | 1 | Closed | Series Cap | NO | 0 | -0.0108 | 0 | 2468 | 3724 | 2468
30020 | OLINDA | 300201 | OL_MX_11 | 500 | 500 | Intertie | Intertie | 1 | Closed | Series Cap | NO | 0 | -0.01 | 0 | 2468 | 3724 | 2468
300001 | CJ_OL_13 | 30020 | OLINDA | 500 | 500 | Intertie | Intertie | 1 | Closed | Series Cap | NO | 0 | -0.01 | 0 | 2338 | 3551 | 2338
30020 | OLINDA | 37565 | OLINDAW | 500 | 230 | Intertie | Conf Load (Western) | 1 | Closed | Transformer | YES | 0.0001 | 0.014 | 0 | 850 | 1041 | 850
40233 | CHIEF_JO | 44167 | CHEF_JO_PH6 | 500 | 500 | Central Washington | Central Washington | 6 | Closed | Line | NO | 1e-05 | 0.00018 | 0.01307 | 3031 | 3031 | 3897.1
40233 | CHIEF_JO | 44166 | CHEF_JO_PH5 | 500 | 500 | Central Washington | Central Washington | 5 | Closed | Line | NO | 1e-05 | 0.0002 | 0.01387 | 3031 | 3031 | 3897.1
30015 | TABLE MTN | 300153 | TM_TS_11 | 500 | 500 | Intertie | Intertie | 1 | Closed | Series Cap | NO | 0 | -0.0112 | 0 | 1931.2 | 3079.5 | 2309.6
40233 | CHIEF_JO | 40973 | SICKLER | 500 | 500 | Central Washington | Central Washington | 1 | Closed | Line | NO | 0.00055 | 0.01073 | 0.79091 | 2788.6 | 2788.6 | 3741.2
40233 | CHIEF_JO | 40749 | MONROE | 500 | 500 | Central Washington | Seattle Area, Olympic Peninsula | 1 | Closed | Line | NO | 0.00148 | 0.02906 | 2.1324 | 2511.5 | 2511.5 | 3377.5
30015 | TABLE MTN | 300151 | TM_VD_11 | 500 | 500 | Intertie | Intertie | 1 | Closed | Series Cap | NO | 0 | -0.0072 | 0 | 2145.9 | 3464 | 2309.6
19038 | MEAD | 19011 | MEAD N | 500 | 230 | WAPA-DSW | WAPA-DSW | 2 | Closed | Transformer | YES | 0 | 0.01274 | 0 | 1500 | 1755 | 1500
40233 | CHIEF_JO | 40287 | GRAND_COULEE | 500 | 500 | Central Washington | Central Washington | 3 | Closed | Line | NO | 0.00037 | 0.0069 | 0.61075 | 3273.6 | 3273.6 | 4390.7
300054 | RM_TM_22 | 30015 | TABLE MTN | 500 | 500 | Intertie | Intertie | 2 | Closed | Series Cap | NO | 0 | -0.00832 | 0 | 1905.2 | 2840.5 | 2309.6
300052 | RM_TM_12 | 30015 | TABLE MTN | 500 | 500 | Intertie | Intertie | 1 | Closed | Series Cap | NO | 0 | -0.00832 | 0 | 1905.2 | 2840.5 | 2309.6
19038 | MEAD | 19011 | MEAD N | 500 | 230 | WAPA-DSW | WAPA-DSW | 1 | Closed | Transformer | YES | 0 | 0.01513 | 0 | 1300 | 1300 | 1300
40233 | CHIEF_JO | 40232 | CHIEF_JO_2 | 500 | 230 | Central Washington | Central Washington | 3 | Closed | Transformer | YES | 0.00011 | 0.00869 | 0 | 1317 | 1615.8 | 1822.8
30015 | TABLE MTN | 30066 | TABLE MTN5M | 500 | 500 | Intertie | Intertie | 5 | Closed | TransformerWinding | YES | 7e-05 | 0.01367 | 0 | 1122 | 1122 | 1122
30005 | ROUND MT | 300053 | RM_TM_21 | 500 | 500 | Intertie | Intertie | 2 | Closed | Series Cap | NO | 0 | -0.00832 | 0 | 1905.2 | 2840.5 | 2309.6
14079 | MOEN-ELD SC3 | 24042 | ELDORDO | 500 | 500 | APS | SCE EAST OF LUGO 500/230kV | 1 | Closed | Series Cap | NO | 0 | -0.01795 | 0 | 1645 | 2468 | 1645
30005 | ROUND MT | 300051 | RM_TM_11 | 500 | 500 | Intertie | Intertie | 1 | Closed | Series Cap | NO | 0 | -0.00832 | 0 | 1905.2 | 2840.5 | 2309.6
300006 | MN_RM_23 | 30005 | ROUND MT | 500 | 500 | Intertie | Intertie | 2 | Closed | Series Cap | NO | 0 | -0.0072 | 0 | 2309.7 | 3464.1 | 2309.7
300003 | MN_RM_12 | 30005 | ROUND MT | 500 | 500 | Intertie | Intertie | 1 | Closed | Series Cap | NO | 0 | -0.0072 | 0 | 2309 | 3464 | 2309
30005 | ROUND MT | 30065 | RD MT 1M | 500 | 500 | Intertie | Intertie | 1 | Closed | TransformerWinding | YES | 6e-05 | 0.01275 | 0 | 0 | 0 | 0
14078 | MOEN-ELD SC2 | 14079 | MOEN-ELD SC3 | 500 | 500 | APS | APS | 1 | Closed | Line | NO | 0.002 | 0.0512 | 3.9 | 2390 | 2390 | 2390
64895 | ROBINSON | 18896 | RSHASC1 | 500 | 500 | SPP-East Tie | ZoneN4 | 1 | Closed | Line | NO | 0 | 0.0003 | 0 | 1661.9 | 1661.9 | 1661.9
14077 | MOEN-ELD SC1 | 14078 | MOEN-ELD SC2 | 500 | 500 | APS | APS | 1 | Closed | Series Cap | NO | 0 | -0.00898 | 0 | 1905 | 2572 | 1905
18896 | RSHASC1 | 18897 | RSHASC2 | 500 | 500 | ZoneN4 | ZoneN4 | 1 | Closed | Line | NO | 0.00213 | 0.05154 | 4.4597 | 1661.9 | 1661.9 | 1661.9
14070 | NAV-DUG SC1 | 14071 | NAV-DUG SC2 | 500 | 500 | APS | APS | 1 | Closed | Line | NO | 0.00214 | 0.0472 | 3.7217 | 2046 | 2046 | 2046
54258 | ELLERSLI1 | 54128 | ELLERSLI | 500 | 240 | AIES-Edmonton | AIES-Edmonton | T2 | Closed | Transformer | YES | 0.00015 | 0.01782 | 0 | 1200 | 1200 | 1247
54258 | ELLERSLI1 | 54128 | ELLERSLI | 500 | 240 | AIES-Edmonton | AIES-Edmonton | T1 | Closed | Transformer | YES | 0.00015 | 0.01782 | 0 | 1200 | 1200 | 1247
40155 | BUCKLEY | 409890 | SLATT_SC1 | 500 | 500 | Lower Columbia Basin | Lower Columbia Basin | 1 | Closed | Line | NO | 0.00042 | 0.01101 | 1.0354 | 3767.2 | 3767.2 | 5378
40155 | BUCKLEY | 40699 | MARION | 500 | 500 | Lower Columbia Basin | Western Oregon | 1 | Closed | Line | NO | 0.00081 | 0.02099 | 1.9566 | 3803.6 | 3803.6 | 4858.8
40155 | BUCKLEY | 40489 | GRIZZLY | 500 | 500 | Lower Columbia Basin | Southern Oregon | 1 | Closed | Line | NO | 0.00063 | 0.01118 | 1.0705 | 3273.6 | 3273.6 | 4390.7
14071 | NAV-DUG SC2 | 14018 | DUGAS | 500 | 500 | APS | APS | 1 | Closed | Series Cap | NO | 0 | -0.0162 | 0 | 1516 | 2046 | 1516
29402 | WIRLWIND | 29401 | WINDHUB | 500 | 500 | SCE NORTHERN 500kV | SCE NORTHERN 500kV | 1 | Closed | Line | NO | 0.00018 | 0.004 | 0.29434 | 3421 | 3880 | 3421
29400 | ANTELOPE | 29402 | WIRLWIND | 500 | 500 | SCE NORTHERN 500kV | SCE NORTHERN 500kV | 1 | Closed | Line | NO | 0.00016 | 0.00371 | 0.27331 | 2598 | 3057 | 2598
29400 | ANTELOPE | 29401 | WINDHUB | 500 | 500 | SCE NORTHERN 500kV | SCE NORTHERN 500kV | 1 | Closed | Line | NO | 0.00027 | 0.00609 | 0.44851 | 3421 | 3880 | 3421
14069 | MOEN-CM SC1 | 14014 | CEDARMT | 500 | 500 | APS | APS | 1 | Closed | Line | NO | 0.00058 | 0.01255 | 0.95136 | 2390 | 2390 | 2390
14012 | DELANEY | 29248 | DEL_CLRVR_11 | 500 | 500 | APS | SCE EASTERN 500/230kV | 1 | Open | Line | NO | 0.0005 | 0.0127 | 1.1383 | 3291 | 4503 | 3291
29254 | DVRS_RB_21 | 29255 | DVRS_RB_22 | 500 | 500 | SCE EASTERN 500/230kV | SCE EASTERN 500/230kV | 2 | Closed | Series Cap | NO | 0 | -0.0088 | 0 | 3291 | 4443 | 3291
15021 | PALOVRDE | 14012 | DELANEY | 500 | 500 | SRP EHV 500 KV | APS | 1 | Closed | Line | NO | 0.00014 | 0.00376 | 0.35072 | 2618 | 3276 | 2619
29252 | DVRS_RB_11 | 29253 | DVRS_RB_12 | 500 | 500 | SCE EASTERN 500/230kV | SCE EASTERN 500/230kV | 1 | Closed | Series Cap | NO | 0 | -0.0088 | 0 | 3291 | 3949 | 3291
29250 | PV_CLRVR_11 | 29251 | PV_CLRVR_12 | 500 | 500 | SCE EASTERN 500/230kV | SCE EASTERN 500/230kV | 1 | Closed | Series Cap | NO | 0 | -0.0104 | 0 | 2338 | 3031 | 2338
29248 | DEL_CLRVR_11 | 29249 | DEL_CLRVR_12 | 500 | 500 | SCE EASTERN 500/230kV | SCE EASTERN 500/230kV | 1 | Open | Series Cap | NO | 0 | -0.00712 | 0 | 2338 | 3157 | 2338
29246 | LGO_MOHVE_13 | 29247 | LGO_MOHVE_14 | 500 | 500 | SCE EAST OF LUGO 500/230kV | SCE EAST OF LUGO 500/230kV | 1 | Closed | Line | NO | 0.00105 | 0.0262 | 1.9315 | 2858 | 3429 | 2858
14018 | DUGAS | 14011 | MORGAN | 500 | 500 | APS | APS | 1 | Closed | Line | NO | 0.0005 | 0.01057 | 0.80169 | 2390 | 2390 | 2390
29245 | LGO_MOHVE_12 | 29246 | LGO_MOHVE_13 | 500 | 500 | SCE EAST OF LUGO 500/230kV | SCE EAST OF LUGO 500/230kV | 1 | Closed | Series Cap | NO | 0 | -0.01257 | 0 | 2858 | 3429 | 2858
29244 | LGO_MOHVE_11 | 29245 | LGO_MOHVE_12 | 500 | 500 | SCE EAST OF LUGO 500/230kV | SCE EAST OF LUGO 500/230kV | 1 | Closed | Line | NO | 0.00065 | 0.0157 | 1.156 | 2858 | 3429 | 2858
29242 | ELD_LUGO_13 | 29243 | ELD_LUGO_14 | 500 | 500 | SCE EAST OF LUGO 500/230kV | SCE EAST OF LUGO 500/230kV | 1 | Closed | Line | NO | 0.00105 | 0.02616 | 1.9287 | 2858 | 3429 | 2858
29241 | ELD_LUGO_12 | 29242 | ELD_LUGO_13 | 500 | 500 | SCE EAST OF LUGO 500/230kV | SCE EAST OF LUGO 500/230kV | 1 | Closed | Series Cap | NO | 0 | -0.01266 | 0 | 2858 | 3429 | 2858
14011 | MORGAN | 14016 | PNPKAPS | 500 | 500 | APS | APS | 1 | Closed | Line | NO | 0.00032 | 0.00604 | 0.55615 | 2615 | 2768 | 2615
29240 | ELD_LUGO_11 | 29241 | ELD_LUGO_12 | 500 | 500 | SCE EAST OF LUGO 500/230kV | SCE EAST OF LUGO 500/230kV | 1 | Closed | Line | NO | 0.00065 | 0.01604 | 1.1824 | 2858 | 3429 | 2858
40111 | BIG EDDY | 41450 | KNIGHT | 500 | 500 | Lower Columbia Basin | Central Washington | 1 | Closed | Line | NO | 0.00026 | 0.00631 | 0.52349 | 3949 | 3949 | 5170
40111 | BIG EDDY | 41343 | BIG_EDDY3 | 500 | 230 | Lower Columbia Basin | Lower Columbia Basin | 5 | Closed | Transformer | YES | 0.00013 | 0.00929 | 0 | 1252.2 | 1583.7 | 1697.1
40111 | BIG EDDY | 41341 | BIG_EDDY1 | 500 | 230 | Lower Columbia Basin | Lower Columbia Basin | 2 | Closed | Transformer | YES | 8e-05 | 0.00914 | 0 | 1280.7 | 1545.3 | 1736.4
14012 | DELANEY | 14010 | SNVLY | 500 | 500 | APS | APS | 1 | Closed | Line | NO | 0.00027 | 0.00583 | 0.57883 | 2618 | 3276 | 2618
40111 | BIG EDDY | 41312 | CELILO2 | 500 | 500 | Lower Columbia Basin | Lower Columbia Basin | 2 | Closed | Line | NO | 0 | 0.0003 | 0.01278 | 4624.5 | 4624.5 | 5949.5
40111 | BIG EDDY | 41311 | CELILO1 | 500 | 500 | Lower Columbia Basin | Lower Columbia Basin | 1 | Closed | Line | NO | 1e-05 | 0.0003 | 0.01469 | 4624.5 | 4624.5 | 5949.5
40111 | BIG EDDY | 40809 | OSTRNDER | 500 | 500 | Lower Columbia Basin | Portland Area | 1 | Closed | Line | NO | 0.00107 | 0.02058 | 1.0469 | 2243 | 2243 | 2598.1
40111 | BIG EDDY | 40585 | JOHN DAY | 500 | 500 | Lower Columbia Basin | Lower Columbia Basin | 2 | Closed | Line | NO | 0.00023 | 0.00466 | 0.32453 | 3182.3 | 3182.3 | 4092
40111 | BIG EDDY | 40585 | JOHN DAY | 500 | 500 | Lower Columbia Basin | Lower Columbia Basin | 1 | Closed | Line | NO | 0.00023 | 0.00466 | 0.3223 | 3031.1 | 3031.1 | 3897.1
14010 | SNVLY | 14011 | MORGAN | 500 | 500 | APS | APS | 1 | Closed | Line | NO | 0.00037 | 0.00799 | 0.77694 | 2615 | 3273 | 2615
18462 | LAUGHLIN2 | 24097 | MOHAVE | 500 | 500 | ZoneN7 | SCE EAST OF LUGO 500/230kV | 2 | Closed | Line | NO | 0 | 0.0003 | 0 | 692.8 | 692.8 | 692.8
18461 | LAUGHLIN1 | 24097 | MOHAVE | 500 | 500 | ZoneN7 | SCE EAST OF LUGO 500/230kV | 1 | Closed | Line | NO | 0 | 0.0003 | 0 | 692.8 | 692.8 | 692.8
15090 | HASSYAMP | 14009 | REDHAWK | 500 | 500 | SRP EHV 500 KV | APS | 2 | Closed | Line | NO | 1e-05 | 0.0003 | 0 | 2970 | 3551 | 2970
18452 | CRSTL N | 26123 | CRYSTAL | 500 | 500 | ZoneN4 | LA EASTERN-AC | 2 | Closed | Transformer | YES | 0 | 0.02828 | 0 | 650 | 780 | 650
18452 | CRSTL N | 26123 | CRYSTAL | 500 | 500 | ZoneN4 | LA EASTERN-AC | 1 | Closed | Transformer | YES | 0 | 0.02828 | 0 | 650 | 780 | 650
15090 | HASSYAMP | 14009 | REDHAWK | 500 | 500 | SRP EHV 500 KV | APS | 1 | Closed | Line | NO | 1e-05 | 0.0003 | 0 | 2970 | 3551 | 2970
40096 | BELL SC | 41057 | TAFT | 500 | 500 | Spokane Area, N Idaho, W Montana | Western Montana | 1 | Closed | Line | NO | 0.00113 | 0.02034 | 1.938 | 2961.8 | 2961.8 | 4208.9
26231 | APEX | 18450 | H ALLEN | 500 | 500 | LA EASTERN-AC | ZoneN4 | 1 | Closed | Line | NO | 3e-05 | 0.00073 | 0.06352 | 3464.1 | 3464.1 | 3464.1
18450 | H ALLEN | 24572 | HAE SVC | 500 | 500 | ZoneN4 | SCE EAST OF LUGO 500/230kV | 1 | Closed | Line | NO | 5e-05 | 0.00133 | 0.10522 | 3464 | 4456 | 3464
14006 | YAVAPAI | 14068 | YAV-WW SC1 | 500 | 500 | APS | APS | 1 | Closed | Line | NO | 0.00086 | 0.01851 | 1.4089 | 2054 | 2054 | 2054
40091 | BELL BPA | 40288 | G_COULEE_ R1 | 500 | 500 | Spokane Area, N Idaho, W Montana | Central Washington | 6 | Closed | Line | NO | 0.00076 | 0.01817 | 1.5708 | 3949.1 | 3949.1 | 5170.2
18450 | H ALLEN | 19038 | MEAD | 500 | 500 | ZoneN4 | WAPA-DSW | 1 | Closed | Line | NO | 0.0004 | 0.00923 | 0.98695 | 3464.1 | 3464.1 | 3464.1
40091 | BELL BPA | 40096 | BELL SC | 500 | 500 | Spokane Area, N Idaho, W Montana | Spokane Area, N Idaho, W Montana | 1 | Closed | Series Cap | NO | 0 | -0.01008 | 0 | 1905.3 | 2572.1 | 1905.3
40091 | BELL BPA | 40092 | BELL S4 | 500 | 230 | Spokane Area, N Idaho, W Montana | Spokane Area, N Idaho, W Montana | 1 | Closed | Transformer | YES | 8e-05 | 0.00883 | 0 | 1220.4 | 1485.6 | 1661.1
18897 | RSHASC2 | 18450 | H ALLEN | 500 | 500 | ZoneN4 | ZoneN4 | 1 | Closed | Line | NO | 0 | 0.0003 | 0 | 2727.9 | 2727.9 | 2727.9
14014 | CEDARMT | 14006 | YAVAPAI | 500 | 500 | APS | APS | 1 | Closed | Line | NO | 0.00055 | 0.01173 | 0.88984 | 2390 | 2390 | 2390
18450 | H ALLEN | 18452 | CRSTL N | 500 | 500 | ZoneN4 | ZoneN4 | 1 | Closed | Line | NO | 5e-05 | 0.00132 | 0.11429 | 3464.1 | 3464.1 | 3464.1
18430 | LENZIE | 18451 | NWEST | 500 | 500 | ZoneN4 | ZoneN4 | 1 | Closed | Line | NO | 0.00025 | 0.00593 | 0.51354 | 2598.1 | 2598.1 | 2598.1
15034 | PERKINS | 14005 | WESTWING | 500 | 500 | SRP EHV 500 KV | APS | 1 | Closed | Line | NO | 3e-05 | 0.0003 | 0.00796 | 2618.9 | 3013.8 | 2618.9
18450 | H ALLEN | 18430 | LENZIE | 500 | 500 | ZoneN4 | ZoneN4 | 2 | Closed | Line | NO | 5e-05 | 0.00117 | 0.10136 | 2598.1 | 2598.1 | 2598.1
999996 | NAVCRY12 | 26123 | CRYSTAL | 500 | 500 | LA EASTERN-AC | LA EASTERN-AC | 1 | Closed | Series Cap | NO | 0 | -0.01406 | 0 | 1905 | 2382 | 1905
18450 | H ALLEN | 18430 | LENZIE | 500 | 500 | ZoneN4 | ZoneN4 | 1 | Closed | Line | NO | 5e-05 | 0.00117 | 0.10136 | 2598.1 | 2598.1 | 2598.1
15021 | PALOVRDE | 14005 | WESTWING | 500 | 500 | SRP EHV 500 KV | APS | 2 | Closed | Line | NO | 0.00046 | 0.00962 | 0.903 | 2618.9 | 3277 | 2618.9
26123 | CRYSTAL | 999947 | CRYMCC11 | 500 | 500 | LA EASTERN-AC | LA EASTERN-AC | 1 | Closed | Line | NO | 0.00053 | 0.01244 | 0.948 | 2598 | 2805.9 | 2598
51790 | CCB 29H | 51791 | TXE 29H | 500 | 500 | BC HYDRO | BC HYDRO | 1 | Closed | Line | NO | 9e-05 | 0.00023 | 2.343 | 1221.1 | 1699.1 | 1221.1
51789 | TXW 31H | 51793 | NCT 31H | 500 | 500 | BC HYDRO | BC HYDRO | 1 | Closed | Line | NO | 0.0003 | 0.00077 | 8.0054 | 1221.1 | 1699.1 | 1221.1
26123 | CRYSTAL | 26970 | MOAPA | 500 | 500 | LA EASTERN-AC | LA EASTERN-AC | 1 | Closed | Line | NO | 7e-05 | 0.00127 | 0.09146 | 1580 | 2371 | 1580
18430 | LENZIE | 18438 | LENZ CB2 | 500 | 500 | ZoneN4 | ZoneN1 | JM | Closed | Line | NO | 1e-05 | 0.0001 | 0 | 3886.7 | 3886.7 | 3886.7
26231 | APEX | 26123 | CRYSTAL | 500 | 500 | LA EASTERN-AC | LA EASTERN-AC | 1 | Open | Line | NO | 9e-05 | 0.00212 | 0.18435 | 3637 | 3637 | 3637
999967 | MCCVIC11 | 26105 | VICTORVL | 500 | 500 | LA EASTERN-AC | LA EASTERN-AC | 1 | Closed | Series Cap | NO | 0 | -0.01352 | 0 | 1385 | 2078 | 1385
18430 | LENZIE | 18437 | LENZ CB1 | 500 | 500 | ZoneN4 | ZoneN1 | JM | Closed | Line | NO | 1e-05 | 0.0001 | 0 | 3886.7 | 3886.7 | 3886.7
15021 | PALOVRDE | 14005 | WESTWING | 500 | 500 | SRP EHV 500 KV | APS | 1 | Closed | Line | NO | 0.00046 | 0.00962 | 0.903 | 2618.9 | 3277 | 2618.9
999966 | MCCVIC21 | 26105 | VICTORVL | 500 | 500 | LA EASTERN-AC | LA EASTERN-AC | 2 | Closed | Line | NO | 0.00167 | 0.03882 | 2.906 | 2598 | 2598 | 2598
51704 | CCB 31H | 51708 | TXE 31H | 500 | 500 | BC HYDRO | BC HYDRO | 1 | Closed | Line | NO | 8e-05 | 0.00021 | 2.1877 | 1221.1 | 1699.1 | 1221.1
26105 | VICTORVL | 26264 | VIC KDUM | 500 | 500 | LA EASTERN-AC | LA EASTERN-AC | K | Closed | Transformer | YES | 9e-05 | 0.01172 | 0 | 887 | 995 | 960
18425 | HA CC | 18450 | H ALLEN | 500 | 500 | ZoneN2 | ZoneN4 | 1 | Closed | Line | NO | 0 | 9e-05 | 0.00792 | 2598.1 | 2598.1 | 2598.1
51668 | GUI 5C1K | 51677 | GUI 5C1N | 500 | 500 | BC HYDRO | BC HYDRO | CX | Closed | Series Cap | NO | 0 | -0.00972 | 0 | 2078.5 | 2728 | 2078.5
51668 | GUI 5C1K | 51677 | GUI 5C1N | 500 | 500 | BC HYDRO | BC HYDRO | BP | Open | Line | NO | 0 | 7e-05 | 0 | 2728 | 2728 | 2728
51667 | MLS 5C2W | 51671 | MLS 5C2K | 500 | 500 | BC HYDRO | BC HYDRO | CX | Closed | Series Cap | NO | 0 | -0.02164 | 0 | 1688.8 | 2279.4 | 1688.8
51667 | MLS 5C2W | 51671 | MLS 5C2K | 500 | 500 | BC HYDRO | BC HYDRO | BP | Open | Line | NO | 0 | 7e-05 | 0 | 2598.1 | 2598.1 | 2598.1
51663 | KDY 5C2G | 51666 | KDY 5C2W | 500 | 500 | BC HYDRO | BC HYDRO | CX | Closed | Series Cap | NO | 0 | -0.0182 | 0 | 2000.5 | 2598.1 | 2000.5
51663 | KDY 5C2G | 51666 | KDY 5C2W | 500 | 500 | BC HYDRO | BC HYDRO | BP | Open | Line | NO | 0 | 7e-05 | 0 | 2598.1 | 2598.1 | 2598.1
51662 | KDY 5C1G | 51665 | KDY 5C1W | 500 | 500 | BC HYDRO | BC HYDRO | CX | Closed | Series Cap | NO | 0 | -0.0182 | 0 | 2000.5 | 2598.1 | 2000.5
51662 | KDY 5C1G | 51665 | KDY 5C1W | 500 | 500 | BC HYDRO | BC HYDRO | BP | Open | Line | NO | 0 | 7e-05 | 0 | 2598.1 | 2598.1 | 2598.1
14068 | YAV-WW SC1 | 14005 | WESTWING | 500 | 500 | APS | APS | 1 | Closed | Series Cap | NO | 0 | -0.01027 | 0 | 1515 | 2045 | 1515
51655 | RYC 5C3M | 51676 | RYC 5C3N | 500 | 500 | BC HYDRO | BC HYDRO | CX | Closed | Series Cap | NO | 0 | -0.016 | 0 | 2598.1 | 3507.4 | 2598.1
51655 | RYC 5C3M | 51676 | RYC 5C3N | 500 | 500 | BC HYDRO | BC HYDRO | BP | Open | Line | NO | 0 | 7e-05 | 0 | 2598.1 | 2598.1 | 2598.1
51654 | AMC 5C2M | 51675 | AMC 5C2N | 500 | 500 | BC HYDRO | BC HYDRO | CX | Closed | Series Cap | NO | 0 | -0.016 | 0 | 1836 | 2478.6 | 1836
51654 | AMC 5C2M | 51675 | AMC 5C2N | 500 | 500 | BC HYDRO | BC HYDRO | BP | Open | Line | NO | 0 | 7e-05 | 0 | 2598.1 | 2598.1 | 2598.1
51653 | AMC 5C1I | 51674 | AMC 5C1N | 500 | 500 | BC HYDRO | BC HYDRO | CX | Closed | Series Cap | NO | 0 | -0.016 | 0 | 1836 | 2478.6 | 1836
18400 | SLHWK | 18450 | H ALLEN | 500 | 500 | ZoneN2 | ZoneN4 | 1 | Closed | Line | NO | 3e-05 | 0.00073 | 0.06352 | 2598.1 | 2598.1 | 2598.1
51653 | AMC 5C1I | 51674 | AMC 5C1N | 500 | 500 | BC HYDRO | BC HYDRO | BP | Open | Line | NO | 0 | 7e-05 | 0 | 2598.1 | 2598.1 | 2598.1
14005 | WESTWING | 14011 | MORGAN | 500 | 500 | APS | APS | 1 | Closed | Line | NO | 9e-05 | 0.00196 | 0.14829 | 2390 | 2390 | 2390
40062 | ASHE R1 | 40699 | MARION | 500 | 500 | Lower Columbia Basin | Western Oregon | 2 | Closed | Line | NO | 0.00182 | 0.04721 | 4.4217 | 3955.6 | 3955.6 | 5319.6
40061 | ASHE | 40989 | SLATT | 500 | 500 | Lower Columbia Basin | Lower Columbia Basin | 1 | Closed | Line | NO | 0.00059 | 0.01519 | 1.4305 | 3767.2 | 3767.2 | 5369.4
40061 | ASHE | 40683 | LOW MON | 500 | 500 | Lower Columbia Basin | Southeast Washington | 1 | Closed | Line | NO | 0.00046 | 0.00825 | 0.79135 | 3273.6 | 3273.6 | 4390.7
40061 | ASHE | 40499 | HANFORD | 500 | 500 | Lower Columbia Basin | Lower Columbia Basin | 1 | Closed | Line | NO | 0.00014 | 0.00346 | 0.36149 | 3767.2 | 3767.2 | 5369.4
40061 | ASHE | 40062 | ASHE R1 | 500 | 500 | Lower Columbia Basin | Lower Columbia Basin | 2 | Closed | Line | NO | 0 | 0.0003 | 0.00174 | 3767.2 | 3767.2 | 5369.4
14004 | SAGUARO | 160500 | TORTOLITA | 500 | 500 | APS | TEP | 2 | Closed | Line | NO | 3e-05 | 0.0003 | 0 | 1093 | 1247 | 1093
40052 | ALVEY_CAP | 40699 | MARION | 500 | 500 | Western Oregon | Western Oregon | 1 | Closed | Line | NO | 0.00079 | 0.01545 | 1.1412 | 3031.1 | 3031.1 | 3723.9
40051 | ALVEY | 400510 | ALVEY_TIE | 500 | 500 | Western Oregon | Western Oregon | 1 | Closed | Line | NO | 1e-05 | 0.00011 | 0.00952 | 3031.1 | 3031.1 | 3723.9
40051 | ALVEY | 44539 | DIXNVILE_CAP | 500 | 500 | Western Oregon | Western Oregon | 1 | Closed | Line | NO | 0.00063 | 0.01275 | 1.0953 | 2598 | 2598 | 3663
14004 | SAGUARO | 160500 | TORTOLITA | 500 | 500 | APS | TEP | 1 | Closed | Line | NO | 3e-05 | 0.0003 | 0 | 1093 | 1247 | 1093
40051 | ALVEY | 40052 | ALVEY_CAP | 500 | 500 | Western Oregon | Western Oregon | 1 | Closed | Series Cap | NO | 0 | -0.0076 | 0 | 1991.9 | 2987.8 | 1991.9
400510 | ALVEY_TIE | 40050 | ALVEY_N | 500 | 230 | Western Oregon | Western Oregon | 5 | Closed | Transformer | YES | 0.00019 | 0.01159 | 0 | 950.4 | 1488.9 | 1312.5
51470 | NCT 29H | 51792 | TXW 29H | 500 | 500 | BC HYDRO | BC HYDRO | 1 | Closed | Line | NO | 0.0003 | 0.00075 | 7.7992 | 1221.1 | 1699.1 | 1221.1
14067 | CH-SAG SC1 | 14004 | SAGUARO | 500 | 500 | APS | APS | 1 | Closed | Line | NO | 0.00216 | 0.04774 | 3.7688 | 2047 | 2047 | 2047
51298 | SBK 500 | 81726 | mid_81726 | 500 | 138 | BC HYDRO | BC HYDRO | 11 | Closed | TransformerWinding | YES | 0.00099 | 0.06896 | 0 | 300 | 300 | 356
51298 | SBK 500 | 81725 | mid_81725 | 500 | 138 | BC HYDRO | BC HYDRO | 12 | Closed | TransformerWinding | YES | 0.00099 | 0.06909 | 0 | 300 | 300 | 356
51298 | SBK 500 | 81722 | mid_81722 | 500 | 500 | BC HYDRO | BC HYDRO | 21 | Closed | TransformerWinding | YES | 0.00032 | 0.02229 | 0 | 600 | 600 | 714
51298 | SBK 500 | 81721 | mid_81721 | 500 | 500 | BC HYDRO | BC HYDRO | 22 | Closed | TransformerWinding | YES | 0.00032 | 0.02221 | 0 | 600 | 600 | 714
14003 | NAVAJO | 999997 | NAVCRY11 | 500 | 500 | APS | LA EASTERN-AC | 1 | Closed | Series Cap | NO | 0 | -0.02299 | 0 | 1947 | 2572 | 1947
51298 | SBK 500 | 80746 | STC 5T3 | 500 | 500 | BC HYDRO | BC HYDRO | 3 | Closed | Line | NO | 1e-05 | 0.00012 | 0.00975 | 1862 | 1862 | 3141.9
51298 | SBK 500 | 80745 | STC 5T2 | 500 | 500 | BC HYDRO | BC HYDRO | 2 | Closed | Line | NO | 1e-05 | 0.00013 | 0.01118 | 1862 | 1862 | 3141.9
51298 | SBK 500 | 80744 | STC 5T1 | 500 | 500 | BC HYDRO | BC HYDRO | 1 | Closed | Line | NO | 1e-05 | 0.00015 | 0.01261 | 1862 | 1862 | 3141.9
40045 | ALLSTON | 40821 | PAUL | 500 | 500 | Portland Area | Seattle Area, Olympic Peninsula | 2 | Closed | Line | NO | 0.00056 | 0.01064 | 0.89839 | 2823.2 | 2823.2 | 3594
40045 | ALLSTON | 40774 | NAPAVINE | 500 | 500 | Portland Area | Seattle Area, Olympic Peninsula | 1 | Closed | Line | NO | 0.00048 | 0.00937 | 0.69998 | 2788.6 | 2788.6 | 3559.4
40045 | ALLSTON | 40601 | KEELER | 500 | 500 | Portland Area | Portland Area | 1 | Closed | Line | NO | 0.00051 | 0.01011 | 0.74354 | 3031.1 | 3031.1 | 3723.9
14003 | NAVAJO | 14072 | NAV-MOEN SC1 | 500 | 500 | APS | APS | 1 | Closed | Line | NO | 0.00084 | 0.01804 | 1.3735 | 2198 | 2198 | 2198
40045 | ALLSTON | 40044 | ALLSTN W | 500 | 230 | Portland Area | Portland Area | 1 | Closed | Transformer | YES | 0.00013 | 0.01198 | 0 | 1256.1 | 1512 | 1512
51134 | VAS 500 | 53985 | mid_99780 | 500 | 500 | BC HYDRO | BC HYDRO | 1 | Closed | TransformerWinding | YES | 0 | 0.08575 | 0 | 250 | 313 | 296
51134 | VAS 500 | 53984 | mid_99779 | 500 | 500 | BC HYDRO | BC HYDRO | 2 | Closed | TransformerWinding | YES | 0 | 0.08589 | 0 | 250 | 313 | 296
40045 | ALLSTON | 40043 | ALLSTN E | 500 | 230 | Portland Area | Portland Area | 2 | Closed | Transformer | YES | 8e-05 | 0.00917 | 0 | 1321.8 | 1612.8 | 1710
14003 | NAVAJO | 14070 | NAV-DUG SC1 | 500 | 500 | APS | APS | 1 | Closed | Series Cap | NO | 0 | -0.0162 | 0 | 1516 | 2046 | 1516
14002 | MOENKOPI | 14077 | MOEN-ELD SC1 | 500 | 500 | APS | APS | 1 | Closed | Series Cap | NO | 0 | -0.00898 | 0 | 1905 | 2572 | 1905
50987 | MLS 5C1W | 51670 | MLS 5C1K | 500 | 500 | BC HYDRO | BC HYDRO | CX | Closed | Series Cap | NO | 0 | -0.02164 | 0 | 1688.8 | 2279.4 | 1688.8
50987 | MLS 5C1W | 51670 | MLS 5C1K | 500 | 500 | BC HYDRO | BC HYDRO | BP | Open | Line | NO | 0 | 7e-05 | 0 | 2598.1 | 2598.1 | 2598.1
14073 | FC-MOEN SC1 | 14002 | MOENKOPI | 500 | 500 | APS | APS | 1 | Closed | Series Cap | NO | 0 | -0.01 | 0 | 1905 | 2116 | 1905
14072 | NAV-MOEN SC1 | 14002 | MOENKOPI | 500 | 500 | APS | APS | 1 | Closed | Series Cap | NO | 0 | -0.01268 | 0 | 1628 | 2198 | 1628
50878 | SYA 5C2N | 50880 | SYA 5C2M | 500 | 500 | BC HYDRO | BC HYDRO | CX | Closed | Series Cap | NO | 0 | -0.0187 | 0 | 2598.1 | 2857.9 | 2598.1
50878 | SYA 5C2N | 50880 | SYA 5C2M | 500 | 500 | BC HYDRO | BC HYDRO | BP | Open | Line | NO | 0 | 7e-05 | 0 | 2598.1 | 2598.1 | 2598.1
50877 | SYA 5C1N | 50879 | SYA 5C1M | 500 | 500 | BC HYDRO | BC HYDRO | CX | Closed | Series Cap | NO | 0 | -0.01874 | 0 | 2598.1 | 2857.9 | 2598.1
50877 | SYA 5C1N | 50879 | SYA 5C1M | 500 | 500 | BC HYDRO | BC HYDRO | BP | Open | Line | NO | 0 | 7e-05 | 0 | 2598.1 | 2598.1 | 2598.1
50860 | CBN 500 | 81970 | mid_81970 | 500 | 500 | BC HYDRO | BC HYDRO | 1 | Closed | TransformerWinding | YES | 0.00046 | 0.03233 | 0 | 500 | 500 | 594
50860 | CBN 500 | 81969 | mid_81969 | 500 | 500 | BC HYDRO | BC HYDRO | 2 | Closed | TransformerWinding | YES | 0.00046 | 0.03228 | 0 | 500 | 500 | 594
50860 | CBN 500 | 51652 | CHP 5C1C | 500 | 500 | BC HYDRO | BC HYDRO | 1 | Closed | Line | NO | 0.00114 | 0.01407 | 1.3361 | 2165.1 | 2165.1 | 2598.1
14002 | MOENKOPI | 14069 | MOEN-CM SC1 | 500 | 500 | APS | APS | 1 | Closed | Series Cap | NO | 0 | -0.01026 | 0 | 1949 | 2631 | 1949
50792 | SEL 500 | 81795 | mid_81795 | 500 | 500 | BC HYDRO | BC HYDRO | 1 | Closed | TransformerWinding | YES | 0.00024 | 0.0167 | 0 | 1200 | 1428 | 1425
50792 | SEL 500 | 81794 | mid_81794 | 500 | 500 | BC HYDRO | BC HYDRO | 2 | Closed | TransformerWinding | YES | 0.0003 | 0.02116 | 0 | 672 | 750 | 798
50792 | SEL 500 | 81793 | mid_81793 | 500 | 500 | BC HYDRO | BC HYDRO | 3 | Closed | TransformerWinding | YES | 0.00034 | 0.02357 | 0 | 672 | 887 | 798
50792 | SEL 500 | 81792 | mid_81792 | 500 | 500 | BC HYDRO | BC HYDRO | 4 | Closed | TransformerWinding | YES | 0.00024 | 0.01693 | 0 | 1200 | 1530 | 1425
50792 | SEL 500 | 51134 | VAS 500 | 500 | 500 | BC HYDRO | BC HYDRO | 1 | Closed | Line | NO | 0.00151 | 0.02117 | 1.9833 | 2598.1 | 2598.1 | 2598.1
50791 | CBK 500 | 81974 | mid_81974 | 500 | 500 | BC HYDRO | BC HYDRO | 2 | Closed | TransformerWinding | YES | 0.00038 | 0.02693 | 0 | 600 | 600 | 714
50791 | CBK 500 | 81973 | mid_81973 | 500 | 500 | BC HYDRO | BC HYDRO | 3 | Closed | TransformerWinding | YES | 0.00038 | 0.02656 | 0 | 600 | 600 | 714
50791 | CBK 500 | 54456 | BENNETTP | 500 | 500 | BC HYDRO | AIES-Calgary | 1 | Closed | Line | NO | 0.0029 | 0.0403 | 4.0314 | 1777.1 | 2355.6 | 2562.6
50791 | CBK 500 | 50792 | SEL 500 | 500 | 500 | BC HYDRO | BC HYDRO | 1 | Closed | Line | NO | 0.00171 | 0.02374 | 2.1974 | 2220.5 | 2220.5 | 2220.5
14001 | FOURCORN | 14073 | FC-MOEN SC1 | 500 | 500 | APS | APS | 1 | Closed | Line | NO | 0.00191 | 0.04182 | 3.2702 | 1732 | 2117 | 1732
15010 | SGRLF | 14000 | CHOLLA | 500 | 500 | SRP EHV 500 KV | APS | 1 | Closed | Line | NO | 0.00024 | 0.00567 | 0.42798 | 1732.1 | 1732.1 | 1732.1
14000 | CHOLLA | 14067 | CH-SAG SC1 | 500 | 500 | APS | APS | 1 | Closed | Series Cap | NO | 0 | -0.0172 | 0 | 1516 | 2046 | 1516
50704 | KLY 500 | 81863 | mid_81863 | 500 | 500 | BC HYDRO | BC HYDRO | 1 | Closed | TransformerWinding | YES | 0.00045 | 0.03145 | 0 | 300 | 403 | 356
50704 | KLY 500 | 81862 | mid_81862 | 500 | 500 | BC HYDRO | BC HYDRO | 4 | Closed | TransformerWinding | YES | 0.0005 | 0.03485 | 0 | 300 | 372 | 356
50704 | KLY 500 | 51672 | MLS 5C3K | 500 | 500 | BC HYDRO | BC HYDRO | 3 | Closed | Line | NO | 0.001 | 0.02108 | 2.149 | 2598.1 | 2598.1 | 2598.1
50704 | KLY 500 | 51671 | MLS 5C2K | 500 | 500 | BC HYDRO | BC HYDRO | 2 | Closed | Line | NO | 0.00161 | 0.02147 | 2.1151 | 2165.1 | 2165.1 | 2598.1
50704 | KLY 500 | 51670 | MLS 5C1K | 500 | 500 | BC HYDRO | BC HYDRO | 1 | Closed | Line | NO | 0.0016 | 0.02143 | 2.1163 | 2165.1 | 2165.1 | 2598.1
50704 | KLY 500 | 51668 | GUI 5C1K | 500 | 500 | BC HYDRO | BC HYDRO | 1 | Closed | Line | NO | 0.00091 | 0.01256 | 1.2127 | 2598.1 | 2598.1 | 2598.1
50703 | NIC 500 | 81832 | mid_81832 | 500 | 500 | BC HYDRO | BC HYDRO | 2 | Closed | TransformerWinding | YES | 0.00027 | 0.01894 | 0 | 1200 | 1200 | 1425
50703 | NIC 500 | 81831 | mid_81831 | 500 | 500 | BC HYDRO | BC HYDRO | 3 | Closed | TransformerWinding | YES | 0.00027 | 0.01918 | 0 | 1200 | 1200 | 1425
50703 | NIC 500 | 51677 | GUI 5C1N | 500 | 500 | BC HYDRO | BC HYDRO | 1 | Closed | Line | NO | 0.00046 | 0.00637 | 0.61308 | 2598.1 | 2598.1 | 2598.1
50703 | NIC 500 | 51676 | RYC 5C3N | 500 | 500 | BC HYDRO | BC HYDRO | 2 | Closed | Line | NO | 0.00098 | 0.01864 | 1.8369 | 2598.1 | 2598.1 | 2598.1
50703 | NIC 500 | 51675 | AMC 5C2N | 500 | 500 | BC HYDRO | BC HYDRO | 1 | Closed | Line | NO | 0.00123 | 0.01678 | 1.6149 | 2123.5 | 2598.1 | 2598.1
50703 | NIC 500 | 51674 | AMC 5C1N | 500 | 500 | BC HYDRO | BC HYDRO | 1 | Closed | Line | NO | 0.00123 | 0.01669 | 1.6227 | 2102.7 | 2598.1 | 2598.1
50703 | NIC 500 | 51134 | VAS 500 | 500 | 500 | BC HYDRO | BC HYDRO | 1 | Closed | Line | NO | 0.00132 | 0.01849 | 1.731 | 2598.1 | 2598.1 | 2598.1
50703 | NIC 500 | 50878 | SYA 5C2N | 500 | 500 | BC HYDRO | BC HYDRO | 2 | Closed | Line | NO | 0.00146 | 0.02074 | 2.0306 | 2158.1 | 2598.1 | 2598.1
50703 | NIC 500 | 50877 | SYA 5C1N | 500 | 500 | BC HYDRO | BC HYDRO | 1 | Closed | Line | NO | 0.00145 | 0.02076 | 2.0276 | 2158.1 | 2598.1 | 2598.1
50702 | ACK 500 | 81999 | mid_81999 | 500 | 500 | BC HYDRO | BC HYDRO | 2 | Closed | TransformerWinding | YES | 0.00026 | 0.0182 | 0 | 1200 | 1200 | 1257.5
50702 | ACK 500 | 81998 | mid_81998 | 500 | 500 | BC HYDRO | BC HYDRO | 3 | Closed | TransformerWinding | YES | 0.00026 | 0.01835 | 0 | 1200 | 1200 | 1257.5
50702 | ACK 500 | 50792 | SEL 500 | 500 | 500 | BC HYDRO | BC HYDRO | 1 | Closed | Line | NO | 0.00205 | 0.02891 | 2.7776 | 2174.6 | 2598.1 | 2598.1
26079 | TOLUCA | 26078 | TOLUCA | 500 | 230 | LA EASTERN-AC | LA BASIN | H | Closed | Transformer | YES | 0.00014 | 0.01365 | 0 | 900 | 1215 | 900
50702 | ACK 500 | 50703 | NIC 500 | 500 | 500 | BC HYDRO | BC HYDRO | 2 | Closed | Line | NO | 0.00111 | 0.01531 | 1.4645 | 2598.1 | 2598.1 | 2598.1
50702 | ACK 500 | 50703 | NIC 500 | 500 | 500 | BC HYDRO | BC HYDRO | 1 | Closed | Line | NO | 0.0011 | 0.01538 | 1.461 | 2303.6 | 2598.1 | 2598.1
50701 | REV 500 | 81807 | mid_81807 | 500 | 500 | BC HYDRO | BC HYDRO | 7 | Closed | TransformerWinding | YES | 0.00048 | 0.03365 | 0 | 315 | 315 | 375
50701 | REV 500 | 81806 | mid_81806 | 500 | 500 | BC HYDRO | BC HYDRO | 8 | Closed | TransformerWinding | YES | 0.00048 | 0.03358 | 0 | 315 | 315 | 375
26079 | TOLUCA | 26078 | TOLUCA | 500 | 230 | LA EASTERN-AC | LA BASIN | G | Closed | Transformer | YES | 0.00021 | 0.0139 | 0 | 896 | 1215 | 900
50701 | REV 500 | 50702 | ACK 500 | 500 | 500 | BC HYDRO | BC HYDRO | 2 | Closed | Line | NO | 0.00081 | 0.01099 | 1.0329 | 1961.6 | 2598.1 | 2598.1
50701 | REV 500 | 50702 | ACK 500 | 500 | 500 | BC HYDRO | BC HYDRO | 1 | Closed | Line | NO | 0.0008 | 0.01099 | 1.0327 | 2485.5 | 2598.1 | 2598.1
50700 | MCA 500 | 50880 | SYA 5C2M | 500 | 500 | BC HYDRO | BC HYDRO | 2 | Closed | Line | NO | 0.00124 | 0.01586 | 1.5375 | 2019.6 | 2528.8 | 2598.1
50700 | MCA 500 | 50879 | SYA 5C1M | 500 | 500 | BC HYDRO | BC HYDRO | 1 | Closed | Line | NO | 0.00124 | 0.01591 | 1.5338 | 2019.6 | 2528.8 | 2598.1
50649 | CRK 5C1K | 51650 | CRK 5C1C | 500 | 500 | BC HYDRO | BC HYDRO | CX | Closed | Series Cap | NO | 0 | -0.01472 | 0 | 1887.9 | 2548.7 | 1887.9
50649 | CRK 5C1K | 51650 | CRK 5C1C | 500 | 500 | BC HYDRO | BC HYDRO | BP | Open | Line | NO | 0 | 7e-05 | 0 | 2598.1 | 2598.1 | 2598.1
50649 | CRK 5C1K | 50704 | KLY 500 | 500 | 500 | BC HYDRO | BC HYDRO | 1 | Closed | Line | NO | 0.00115 | 0.01573 | 1.3875 | 2016.1 | 2473.4 | 2598.1
50648 | CHP 5C1K | 51652 | CHP 5C1C | 500 | 500 | BC HYDRO | BC HYDRO | CX | Closed | Series Cap | NO | 0 | -0.02048 | 0 | 1645.5 | 2221.4 | 1645.5
50648 | CHP 5C1K | 51652 | CHP 5C1C | 500 | 500 | BC HYDRO | BC HYDRO | BP | Open | Line | NO | 0 | 7e-05 | 0 | 2598.1 | 2598.1 | 2598.1
50648 | CHP 5C1K | 50704 | KLY 500 | 500 | 500 | BC HYDRO | BC HYDRO | 1 | Closed | Line | NO | 0.00163 | 0.02127 | 2.0159 | 2165.1 | 2165.1 | 2598.1
50596 | MLS 5C3W | 51672 | MLS 5C3K | 500 | 500 | BC HYDRO | BC HYDRO | CX | Closed | Series Cap | NO | 0 | -0.0212 | 0 | 1688.8 | 2279.4 | 1688.8
50596 | MLS 5C3W | 51672 | MLS 5C3K | 500 | 500 | BC HYDRO | BC HYDRO | BP | Open | Line | NO | 0 | 7e-05 | 0 | 2598.1 | 2598.1 | 2598.1
50562 | GLN 500 | 81923 | mid_81923 | 500 | 500 | BC HYDRO | BC HYDRO | 1 | Closed | TransformerWinding | YES | 0.0003 | 0.02134 | 0 | 600 | 600 | 714
50562 | GLN 500 | 81922 | mid_81922 | 500 | 500 | BC HYDRO | BC HYDRO | 2 | Closed | TransformerWinding | YES | 0.00031 | 0.02137 | 0 | 600 | 600 | 714
50561 | WSN 500 | 81753 | mid_81753 | 500 | 500 | BC HYDRO | BC HYDRO | 2 | Closed | TransformerWinding | YES | 0.00037 | 0.02622 | 0 | 549.1 | 670.7 | 640.5
50561 | WSN 500 | 81752 | mid_81752 | 500 | 500 | BC HYDRO | BC HYDRO | 4 | Closed | TransformerWinding | YES | 0.00034 | 0.02365 | 0 | 1200 | 1200 | 1425
50561 | WSN 500 | 51667 | MLS 5C2W | 500 | 500 | BC HYDRO | BC HYDRO | 2 | Closed | Line | NO | 0.00156 | 0.02076 | 2.0437 | 2165.1 | 2165.1 | 2598.1
50561 | WSN 500 | 51666 | KDY 5C2W | 500 | 500 | BC HYDRO | BC HYDRO | 2 | Closed | Line | NO | 0.00136 | 0.01815 | 1.7361 | 1862 | 2165.1 | 2598.1
50561 | WSN 500 | 51665 | KDY 5C1W | 500 | 500 | BC HYDRO | BC HYDRO | 1 | Closed | Line | NO | 0.00136 | 0.01818 | 1.7328 | 1862 | 2165.1 | 2598.1
50561 | WSN 500 | 51101 | KDY 5C3W | 500 | 500 | BC HYDRO | BC HYDRO | 1 | Closed | Line | NO | 0.0014 | 0.0184 | 1.7062 | 2165.1 | 2165.1 | 2598.1
50561 | WSN 500 | 50987 | MLS 5C1W | 500 | 500 | BC HYDRO | BC HYDRO | 1 | Closed | Line | NO | 0.00156 | 0.02087 | 2.0348 | 2165.1 | 2165.1 | 2598.1
50561 | WSN 500 | 50596 | MLS 5C3W | 500 | 500 | BC HYDRO | BC HYDRO | 3 | Closed | Line | NO | 0.00097 | 0.02043 | 2.081 | 2598.1 | 2598.1 | 2598.1
50561 | WSN 500 | 50562 | GLN 500 | 500 | 500 | BC HYDRO | BC HYDRO | 1 | Closed | Line | NO | 0.00176 | 0.02295 | 2.1812 | 1917.4 | 2504.5 | 2598.1
50560 | KDS 500 | 81879 | mid_81879 | 500 | 500 | BC HYDRO | BC HYDRO | 1 | Closed | TransformerWinding | YES | 0.00044 | 0.03081 | 0 | 300 | 300 | 356
50560 | KDS 500 | 51101 | KDY 5C3W | 500 | 500 | BC HYDRO | BC HYDRO | CX | Closed | Series Cap | NO | 0 | -0.0185 | 0 | 1991.9 | 2598.1 | 1991.9
50560 | KDS 500 | 51101 | KDY 5C3W | 500 | 500 | BC HYDRO | BC HYDRO | BP | Open | Line | NO | 0 | 7e-05 | 0 | 2598.1 | 2598.1 | 2598.1
50559 | PCN 500 | 81818 | mid_81818 | 500 | 500 | BC HYDRO | BC HYDRO | 1 | Closed | TransformerWinding | YES | -3e-05 | -0.0021 | 0 | 368.1 | 368.1 | 437.1
50559 | PCN 500 | 81817 | mid_81817 | 500 | 500 | BC HYDRO | BC HYDRO | 2 | Closed | TransformerWinding | YES | 1e-05 | 0.00039 | 0 | 368.1 | 368.1 | 437.1
50559 | PCN 500 | 51298 | SBK 500 | 500 | 500 | BC HYDRO | BC HYDRO | 2 | Closed | Line | NO | 0.00052 | 0.00937 | 0.96488 | 2598.1 | 2598.1 | 2598.1
50559 | PCN 500 | 51298 | SBK 500 | 500 | 500 | BC HYDRO | BC HYDRO | 1 | Closed | Line | NO | 0.00053 | 0.00938 | 0.9691 | 2598.1 | 2598.1 | 2598.1
50559 | PCN 500 | 50560 | KDS 500 | 500 | 500 | BC HYDRO | BC HYDRO | 1 | Closed | Line | NO | 0.00146 | 0.01832 | 1.6888 | 1905.3 | 2386.8 | 2598.1
50558 | GMS 500 | 81916 | mid_81916 | 500 | 138 | BC HYDRO | BC HYDRO | 11 | Closed | TransformerWinding | YES | 0.00103 | 0.07196 | 0 | 285 | 285 | 286.8
50558 | GMS 500 | 81915 | mid_81915 | 500 | 138 | BC HYDRO | BC HYDRO | 12 | Closed | TransformerWinding | YES | 0.00103 | 0.07229 | 0 | 285 | 285 | 286.8
50558 | GMS 500 | 81914 | mid_81914 | 500 | 500 | BC HYDRO | BC HYDRO | 13 | Closed | TransformerWinding | YES | 0.00052 | 0.03612 | 0 | 300 | 300 | 356
50558 | GMS 500 | 81913 | mid_81913 | 500 | 500 | BC HYDRO | BC HYDRO | 14 | Closed | TransformerWinding | YES | 0.00052 | 0.0362 | 0 | 300 | 300 | 356
50558 | GMS 500 | 51663 | KDY 5C2G | 500 | 500 | BC HYDRO | BC HYDRO | 2 | Closed | Line | NO | 0.00142 | 0.01794 | 1.6928 | 1862 | 2165.1 | 2598.1
50558 | GMS 500 | 51662 | KDY 5C1G | 500 | 500 | BC HYDRO | BC HYDRO | 1 | Closed | Line | NO | 0.00142 | 0.01805 | 1.6962 | 1862 | 2165.1 | 2598.1
50558 | GMS 500 | 50559 | PCN 500 | 500 | 500 | BC HYDRO | BC HYDRO | 1 | Closed | Line | NO | 0.00014 | 0.00177 | 0.17929 | 2301.9 | 2598.1 | 2598.1
26062 | RINALDI | 26263 | RING2DUM | 500 | 500 | LA EASTERN-AC | LA EASTERN-AC | G2 | Closed | Transformer | YES | 0.00019 | 0.01843 | 0 | 840 | 982 | 840
26105 | VICTORVL | 26062 | RINALDI | 500 | 500 | LA EASTERN-AC | LA EASTERN-AC | 1 | Closed | Line | NO | 0.00094 | 0.02057 | 1.4675 | 2598 | 2598 | 2598
26115 | RINALDI2 | 26061 | RINALDI | 500 | 230 | LA EASTERN-AC | LA BASIN | H | Closed | Transformer | YES | 6e-05 | 0.00708 | 0 | 1593 | 1593 | 1593
26062 | RINALDI | 26061 | RINALDI | 500 | 230 | LA EASTERN-AC | LA BASIN | G1 | Closed | Transformer | YES | 0.00012 | 0.01423 | 0 | 840 | 982 | 840
50464 | TKW 500 | 81772 | mid_81772 | 500 | 500 | BC HYDRO | BC HYDRO | 2 | Closed | TransformerWinding | YES | 0.00052 | 0.03635 | 0 | 336 | 336 | 400
50464 | TKW 500 | 81771 | mid_81771 | 500 | 500 | BC HYDRO | BC HYDRO | 3 | Closed | TransformerWinding | YES | 0.00049 | 0.03418 | 0 | 300 | 300 | 356
50464 | TKW 500 | 50562 | GLN 500 | 500 | 500 | BC HYDRO | BC HYDRO | 1 | Closed | Line | NO | 0.00132 | 0.01723 | 1.6208 | 2099.3 | 2587.7 | 2598.1
50463 | SKA 500 | 81791 | mid_81791 | 500 | 500 | BC HYDRO | BC HYDRO | 1 | Closed | TransformerWinding | YES | 0.00033 | 0.02306 | 0 | 672 | 672 | 798
50463 | SKA 500 | 81790 | mid_81790 | 500 | 500 | BC HYDRO | BC HYDRO | 2 | Closed | TransformerWinding | YES | 0.00032 | 0.02269 | 0 | 672 | 672 | 798
50463 | SKA 500 | 50464 | TKW 500 | 500 | 500 | BC HYDRO | BC HYDRO | 1 | Closed | Line | NO | 0.00154 | 0.01897 | 1.7502 | 1385.6 | 1385.6 | 1385.6
26048 | MCCULLGH | 999967 | MCCVIC11 | 500 | 500 | LA EASTERN-AC | LA EASTERN-AC | 1 | Closed | Line | NO | 0.00157 | 0.03862 | 2.8993 | 2598 | 2598 | 2598
26048 | MCCULLGH | 999966 | MCCVIC21 | 500 | 500 | LA EASTERN-AC | LA EASTERN-AC | 2 | Closed | Series Cap | NO | 0 | -0.01352 | 0 | 1385 | 2078 | 1385
999947 | CRYMCC11 | 26048 | MCCULLGH | 500 | 500 | LA EASTERN-AC | LA EASTERN-AC | 1 | Closed | Series Cap | NO | 0 | -0.00944 | 0 | 2251 | 2944.5 | 2251
26048 | MCCULLGH | 26046 | MCCULLGH | 500 | 230 | LA EASTERN-AC | LA EASTERN-AC | J | Closed | Transformer | YES | 0.00092 | 0.02655 | 0 | 448 | 520 | 448
26048 | MCCULLGH | 26046 | MCCULLGH | 500 | 230 | LA EASTERN-AC | LA EASTERN-AC | I | Closed | Transformer | YES | 0.00052 | 0.02732 | 0 | 400 | 400 | 400
26048 | MCCULLGH | 26046 | MCCULLGH | 500 | 230 | LA EASTERN-AC | LA EASTERN-AC | H | Closed | Transformer | YES | 0.00052 | 0.02734 | 0 | 400 | 400 | 400
26044 | MARKETPL | 999968 | MARADE11 | 500 | 500 | LA EASTERN-AC | LA EASTERN-AC | 1 | Closed | Series Cap | NO | 0 | -0.02 | 0 | 1558 | 1558 | 1558
26044 | MARKETPL | 26200 | COPPMTN3 | 500 | 500 | LA EASTERN-AC | LA EASTERN-AC | 1 | Closed | Line | NO | 6e-05 | 0.00116 | 0.12 | 1550 | 1550 | 1550
26120 | MKTPSVC | 26044 | MARKETPL | 500 | 500 | LA EASTERN-AC | LA EASTERN-AC | 1 | Closed | Line | NO | 0 | 0.0001 | 0 | 387.5 | 387.5 | 387.5
26044 | MARKETPL | 26048 | MCCULLGH | 500 | 500 | LA EASTERN-AC | LA EASTERN-AC | 1 | Closed | Line | NO | 0 | 0.00035 | 0 | 3309 | 3464 | 3309
50370 | DMR 500 | 81944 | mid_81944 | 500 | 500 | BC HYDRO | BC HYDRO | 1 | Closed | TransformerWinding | YES | 0.00022 | 0.01559 | 0 | 1200 | 1332 | 1425
50370 | DMR 500 | 81943 | mid_81943 | 500 | 500 | BC HYDRO | BC HYDRO | 2 | Closed | TransformerWinding | YES | 0.00022 | 0.0155 | 0 | 1200 | 1332 | 1425
50370 | DMR 500 | 51793 | NCT 31H | 500 | 500 | BC HYDRO | BC HYDRO | 1 | Closed | Line | NO | 4e-05 | 0.00058 | 0.05145 | 1299 | 1299 | 1299
50370 | DMR 500 | 51470 | NCT 29H | 500 | 500 | BC HYDRO | BC HYDRO | 1 | Closed | Line | NO | 4e-05 | 0.0006 | 0.05307 | 1299 | 1299 | 1299
999968 | MARADE11 | 26003 | ADELANTO | 500 | 500 | LA EASTERN-AC | LA EASTERN-AC | 1 | Closed | Line | NO | 0.00115 | 0.04246 | 4.0624 | 2598 | 2598 | 2598
26003 | ADELANTO | 26277 | ADL PF BUS 4 | 500 | 500 | LA EASTERN-AC | LA IPP | 1 | Closed | Line | NO | 0 | 0.00029 | 0 | 9999 | 9999 | 9999
26003 | ADELANTO | 26276 | ADL PF BUS 3 | 500 | 500 | LA EASTERN-AC | LA IPP | 1 | Closed | Line | NO | 0 | 0.00029 | 0 | 9999 | 9999 | 9999
26003 | ADELANTO | 26275 | ADL PF BUS 2 | 500 | 500 | LA EASTERN-AC | LA IPP | 1 | Closed | Line | NO | 0 | 0.00029 | 0 | 9999 | 9999 | 9999
26003 | ADELANTO | 26274 | ADL PF BUS 1 | 500 | 500 | LA EASTERN-AC | LA IPP | 1 | Closed | Line | NO | 0 | 0.00029 | 0 | 9999 | 9999 | 9999
26119 | ADELSVC | 26003 | ADELANTO | 500 | 500 | LA EASTERN-AC | LA EASTERN-AC | 1 | Closed | Line | NO | 0 | 0.0001 | 0 | 387.5 | 387.5 | 387.5
26003 | ADELANTO | 26115 | RINALDI2 | 500 | 500 | LA EASTERN-AC | LA EASTERN-AC | 1 | Closed | Line | NO | 0.00086 | 0.0188 | 1.3418 | 2598 | 2598 | 2598
26003 | ADELANTO | 26105 | VICTORVL | 500 | 500 | LA EASTERN-AC | LA EASTERN-AC | 2 | Closed | Line | NO | 0 | 0.00159 | 0.12002 | 2598 | 2598 | 2598
50194 | ING 500 | 403231 | CUS_ING_CIO2 | 500 | 500 | BC HYDRO | Seattle Area, Olympic Peninsula | 2 | Closed | Line | NO | 0.00023 | 0.00288 | 0.27656 | 2589.3 | 2589.3 | 2598
50194 | ING 500 | 403230 | CUS_ING_CIO1 | 500 | 500 | BC HYDRO | Seattle Area, Olympic Peninsula | 1 | Closed | Line | NO | 0.00022 | 0.00287 | 0.27256 | 2589.3 | 2589.3 | 2598
50194 | ING 500 | 81896 | mid_81896 | 500 | 500 | BC HYDRO | BC HYDRO | 2 | Closed | TransformerWinding | YES | 0.00025 | 0.01723 | 0 | 1200 | 1200 | 1425
26003 | ADELANTO | 26105 | VICTORVL | 500 | 500 | LA EASTERN-AC | LA EASTERN-AC | 1 | Closed | Line | NO | 0 | 0.00159 | 0.12002 | 2598 | 2598 | 2598
50194 | ING 500 | 81895 | mid_81895 | 500 | 500 | BC HYDRO | BC HYDRO | 4 | Closed | TransformerWinding | YES | 0.00024 | 0.01715 | 0 | 1200 | 1200 | 1425
50194 | ING 500 | 81894 | mid_81894 | 500 | 500 | BC HYDRO | BC HYDRO | 5 | Closed | TransformerWinding | YES | 0.00024 | 0.01672 | 0 | 1200 | 1200 | 1425
50194 | ING 500 | 51653 | AMC 5C1I | 500 | 500 | BC HYDRO | BC HYDRO | 1 | Closed | Line | NO | 0.00126 | 0.01721 | 1.6841 | 1996.2 | 2468.2 | 2598.1
50194 | ING 500 | 50860 | CBN 500 | 500 | 500 | BC HYDRO | BC HYDRO | 1 | Closed | Line | NO | 0.00051 | 0.00659 | 0.61358 | 2400.6 | 2598.1 | 2598.1
26003 | ADELANTO | 26079 | TOLUCA | 500 | 500 | LA EASTERN-AC | LA EASTERN-AC | 1 | Closed | Line | NO | 0.00082 | 0.01705 | 1.1574 | 1706 | 2028 | 1800
26003 | ADELANTO | 26012 | ADELANTY | 500 | 500 | LA EASTERN-AC | LA IPP | 1 | Closed | Line | NO | 0 | 0.0003 | 0 | 2078 | 2078 | 2078
26003 | ADELANTO | 26011 | ADELANTX | 500 | 500 | LA EASTERN-AC | LA IPP | 1 | Closed | Line | NO | 0 | 0.0003 | 0 | 2078 | 2078 | 2078
50116 | TIR 29R | 51792 | TXW 29H | 500 | 500 | BC HYDRO | BC HYDRO | 1 | Closed | Line | NO | 3e-05 | 0.00047 | 0.04132 | 1617.7 | 2251.7 | 2909.9
50116 | TIR 29R | 51791 | TXE 29H | 500 | 500 | BC HYDRO | BC HYDRO | 1 | Closed | Line | NO | 4e-05 | 0.00051 | 0.04503 | 1617.7 | 2251.7 | 2909.9
50048 | TIR 31R | 51789 | TXW 31H | 500 | 500 | BC HYDRO | BC HYDRO | 1 | Closed | Line | NO | 3e-05 | 0.00047 | 0.04131 | 1628.1 | 2258.6 | 2913.3
50048 | TIR 31R | 51708 | TXE 31H | 500 | 500 | BC HYDRO | BC HYDRO | 1 | Closed | Line | NO | 4e-05 | 0.00051 | 0.0449 | 1628.1 | 2258.6 | 2913.3
50047 | MDN 500 | 81855 | mid_81855 | 500 | 500 | BC HYDRO | BC HYDRO | 1 | Closed | TransformerWinding | YES | 0.00024 | 0.01656 | 0 | 1200 | 1200 | 1425
50047 | MDN 500 | 81854 | mid_81854 | 500 | 500 | BC HYDRO | BC HYDRO | 2 | Closed | TransformerWinding | YES | 0.00022 | 0.01559 | 0 | 1200 | 1200 | 1200
50047 | MDN 500 | 81853 | mid_81853 | 500 | 500 | BC HYDRO | BC HYDRO | 3 | Closed | TransformerWinding | YES | 0.00028 | 0.01953 | 0 | 1200 | 1200 | 1425
50047 | MDN 500 | 51655 | RYC 5C3M | 500 | 500 | BC HYDRO | BC HYDRO | 2 | Closed | Line | NO | 0.00068 | 0.01285 | 1.2812 | 2598.1 | 2598.1 | 2598.1
50047 | MDN 500 | 51654 | AMC 5C2M | 500 | 500 | BC HYDRO | BC HYDRO | 1 | Closed | Line | NO | 0.00121 | 0.0153 | 1.4662 | 2123.5 | 2598.1 | 2598.1
50047 | MDN 500 | 50194 | ING 500 | 500 | 500 | BC HYDRO | BC HYDRO | 1 | Closed | Line | NO | 0.0002 | 0.00259 | 0.24045 | 2165.1 | 2165.1 | 2598.1
50046 | MSA 500 | 81839 | mid_81839 | 500 | 500 | BC HYDRO | BC HYDRO | 1 | Closed | TransformerWinding | YES | 0.00036 | 0.02492 | 0 | 600 | 600 | 714
50046 | MSA 500 | 81838 | mid_81838 | 500 | 500 | BC HYDRO | BC HYDRO | 2 | Closed | TransformerWinding | YES | 0.00036 | 0.02488 | 0 | 600 | 600 | 714
50046 | MSA 500 | 51790 | CCB 29H | 500 | 500 | BC HYDRO | BC HYDRO | 1 | Closed | Line | NO | 0.0002 | 0.00265 | 0.23881 | 1558.9 | 2161.6 | 2598.1
50046 | MSA 500 | 51704 | CCB 31H | 500 | 500 | BC HYDRO | BC HYDRO | 1 | Closed | Line | NO | 0.0002 | 0.00265 | 0.23818 | 1562.3 | 2161.6 | 2598.1
50045 | CKY 500 | 51650 | CRK 5C1C | 500 | 500 | BC HYDRO | BC HYDRO | 1 | Closed | Line | NO | 0.00081 | 0.01072 | 0.98781 | 2064.6 | 2566.9 | 2598.1
50045 | CKY 500 | 50047 | MDN 500 | 500 | 500 | BC HYDRO | BC HYDRO | 1 | Closed | Line | NO | 0.00068 | 0.0088 | 0.81929 | 1862 | 2165.1 | 2598.1
50045 | CKY 500 | 50046 | MSA 500 | 500 | 500 | BC HYDRO | BC HYDRO | 2 | Closed | Line | NO | 0.00083 | 0.0108 | 0.96644 | 2598.1 | 2598.1 | 2598.1
50045 | CKY 500 | 50046 | MSA 500 | 500 | 500 | BC HYDRO | BC HYDRO | 1 | Closed | Line | NO | 0.00082 | 0.01077 | 0.96366 | 2598.1 | 2598.1 | 2598.1

## Shunt
Number of Bus | Name of Bus | Nom kV of Bus | Zone Name of Bus | Zone Name of Shunt | ID | Reg Bus Num | Status | Status Branch | Control Mode | Auto Control | Regulates | Actual Mvar | Volt High | Volt Low | Reg Volt | Deviation | Nominal Mvar | Max Mvar | Min Mvar | Range Mvar | Percent Mvar
10010 | AMBROSIA | 115 | PNM: Northwestern | PNM: Northwestern | b1 | 10010 | Open |  | Bus Shunt | YES | Volt | 0 | 1.5 | 0.51 | 1.0406 | 0 | 27 | 27 | 0 | 27 | 100
10116 | GUADLUPE | 345 | PNM: EHV and Gen | PNM: EHV and Gen | v2 | 10116 | Closed |  | SVC | YES | Volt | 28.23 | 1.0399 | 1.0399 | 1.0383 | -0.0016 | 26.18 | 250 | -100 | 350 | 36.6
10116 | GUADLUPE | 345 | PNM: EHV and Gen | PNM: EHV and Gen | b1 | 10116 | Closed |  | Bus Shunt | YES | Volt | -70.08 | 1.5 | 0.51 | 1.0383 | 0 | -65 | 0 | -65 | 65 | 0
10116 | GUADLUPE | 345 | PNM: EHV and Gen | PNM: EHV and Gen | b2 | 10116 | Closed |  | Bus Shunt | YES | Volt | -43.12 | 1.5 | 0.51 | 1.0383 | 0 | -40 | 0 | -40 | 40 | 0
10206 | MIMBRES | 115 | PNM: Deming | PNM: Deming | b | 10206 | Open |  | Bus Shunt | YES | Volt | 0 | 1.5 | 0.51 | 1.044 | 0 | 24 | 24 | 0 | 24 | 100
10206 | MIMBRES | 115 | PNM: Deming | PNM: Deming | b2 | 10206 | Closed |  | Bus Shunt | YES | Volt | 16.35 | 1.5 | 0.51 | 1.044 | 0 | 15 | 15 | 0 | 15 | 100
10206 | MIMBRES | 115 | PNM: Deming | PNM: Deming | b3 | 10206 | Closed |  | Bus Shunt | YES | Volt | 16.35 | 1.5 | 0.51 | 1.044 | 0 | 15 | 15 | 0 | 15 | 100
10227 | NORTHPNM | 115 | PNM: Albuquerque | PNM: EHV and Gen | b1 | 10227 | Closed |  | Bus Shunt | YES | Volt | 38.35 | 1.5 | 0.51 | 1.0321 | 0 | 36 | 36 | 0 | 36 | 100
10227 | NORTHPNM | 115 | PNM: Albuquerque | PNM: EHV and Gen | b2 | 10227 | Open |  | Bus Shunt | YES | Volt | 0 | 1.5 | 0.51 | 1.0321 | 0 | 36 | 36 | 0 | 36 | 100
10230 | NORTON_1 | 115 | PNM: Santa Fe | PNM: Santa Fe | b | 10230 | Closed |  | Bus Shunt | YES | Volt | 29.28 | 1.5 | 0.51 | 1.0414 | 0 | 27 | 27 | 0 | 27 | 100
10255 | PRAGER | 115 | PNM: Albuquerque | PNM: Albuquerque | b | 10255 | Closed |  | Bus Shunt | YES | Volt | 50.66 | 1.5 | 0.51 | 1.0382 | 0 | 47 | 47 | 0 | 47 | 100
10266 | REEVES_2 | 115 | PNM: Albuquerque | PNM: EHV and Gen | b | 10266 | Closed |  | Bus Shunt | YES | Volt | 28.86 | 1.5 | 0.51 | 1.034 | 0 | 27 | 27 | 0 | 27 | 100
10295 | SANDIA_1 | 115 | PNM: Albuquerque | PNM: Albuquerque | b1 | 10295 | Closed |  | Bus Shunt | YES | Volt | 51.92 | 1.5 | 0.51 | 1.04 | 0 | 48 | 48 | 0 | 48 | 100
10295 | SANDIA_1 | 115 | PNM: Albuquerque | PNM: Albuquerque | b2 | 10295 | Closed |  | Bus Shunt | YES | Volt | 51.92 | 1.5 | 0.51 | 1.04 | 0 | 48 | 48 | 0 | 48 | 100
10357 | VALENCIA | 115 | PNM: Las Vegas NM | PNM: Las Vegas NM | b | 10357 | Open |  | Bus Shunt | YES | Volt | 0 | 1.5 | 0.51 | 1.0437 | 0 | 7.5 | 7.5 | 0 | 7.5 | 100
10370 | WESTMS_1 | 115 | PNM: Albuquerque | PNM: Albuquerque | b | 10370 | Open |  | Bus Shunt | YES | Volt | 0 | 1.5 | 0.51 | 1.0351 | 0 | 48 | 48 | 0 | 48 | 100
10371 | WESTMS_2 | 115 | PNM: Albuquerque | PNM: Albuquerque | b | 10371 | Closed |  | Bus Shunt | YES | Volt | 51.44 | 1.5 | 0.51 | 1.0351 | 0 | 48 | 48 | 0 | 48 | 100
10382 | YAHTAHEY | 115 | PNM: Northwestern | PNM: Northwestern | b | 10382 | Closed |  | Bus Shunt | YES | Volt | 6.65 | 1.5 | 0.51 | 1.0196 | 0 | 6.4 | 6.4 | 0 | 6.4 | 100
10382 | YAHTAHEY | 115 | PNM: Northwestern | PNM: Northwestern | b2 | 10382 | Closed |  | Bus Shunt | YES | Volt | 12.99 | 1.5 | 0.51 | 1.0196 | 0 | 12.5 | 12.5 | 0 | 12.5 | 100
10386 | ZIA_1 | 115 | PNM: Santa Fe | PNM: Santa Fe | b3 | 10386 | Closed |  | Bus Shunt | YES | Volt | 9.79 | 1.5 | 0.51 | 1.0429 | 0 | 9 | 9 | 0 | 9 | 100
10386 | ZIA_1 | 115 | PNM: Santa Fe | PNM: Santa Fe | b1 | 10386 | Closed |  | Bus Shunt | YES | Volt | 19.58 | 1.5 | 0.51 | 1.0429 | 0 | 18 | 18 | 0 | 18 | 100
10386 | ZIA_1 | 115 | PNM: Santa Fe | PNM: Santa Fe | b2 | 10386 | Closed |  | Bus Shunt | YES | Volt | 9.79 | 1.5 | 0.51 | 1.0429 | 0 | 9 | 9 | 0 | 9 | 100
10386 | ZIA_1 | 115 | PNM: Santa Fe | PNM: Santa Fe | b4 | 10386 | Closed |  | Bus Shunt | YES | Volt | 9.79 | 1.5 | 0.51 | 1.0429 | 0 | 9 | 9 | 0 | 9 | 100
10390 | RIOPUERC | 345 | PNM: EHV and Gen | PNM: EHV and Gen | v2 | 10390 | Closed |  | SVC | YES | Volt | 3.36 | 1.0181 | 1.0181 | 1.0179 | -0.0002 | 3.25 | 250 | -100 | 350 | 29.5
10532 | BRITTON_PNM | 115 | PNM: Sandoval | PNM: Sandoval | b1 | 10532 | Closed |  | Bus Shunt | YES | Volt | 10.8 | 1.5 | 0.51 | 1.039 | 0 | 10 | 10 | 0 | 10 | 100
10532 | BRITTON_PNM | 115 | PNM: Sandoval | PNM: Sandoval | b2 | 10532 | Open |  | Bus Shunt | YES | Volt | 0 | 1.5 | 0.51 | 1.039 | 0 | 10 | 10 | 0 | 10 | 100
10725 | HUNING_RANCH | 115 | PNM: Belen | PNM: Belen | b1 | 10725 | Closed |  | Bus Shunt | YES | Volt | 21.41 | 1.5 | 0.51 | 1.0245 | 0 | 20.4 | 20.4 | 0 | 20.4 | 100
10725 | HUNING_RANCH | 115 | PNM: Belen | PNM: Belen | b2 | 10725 | Open |  | Bus Shunt | YES | Volt | 0 | 1.5 | 0.51 | 1.0245 | 0 | 20.4 | 20.4 | 0 | 20.4 | 100
10842 | JICARILLA | 345 | PNM: EHV and Gen | PNM: Other | b | 10842 | Closed |  | Bus Shunt | YES | Volt | -23.64 | 1.5 | 0.51 | 1.0204 | 0 | -22.7 | 0 | -22.7 | 22.7 | 0
10913 | AR_EXP_HV | 138 | PNM: EHV and Gen | PNM: EHV and Gen | c2 | 10913 | Open |  | Bus Shunt | YES | Volt | 0 | 1.5 | 0.51 | 1.052 | 0 | 39 | 39 | 0 | 39 | 100
10963 | DURAN MESA | 345 | PNM: EHV and Gen | PNM: EHV and Gen | v | 10963 | Closed |  | Discrete | YES | Volt | -53.43 | 1.04 | 1 | 1.0337 | 0 | -50 | 0 | -50 | 50 | 0
11010 | AMRAD | 345 | EPE - Native Load | EPE - Native Load | v1 | 11010 | Closed |  | SVC | YES | Volt | -2.89 | 1.026 | 1.026 | 1.026 | 0 | -2.74 | 25 | -50 | 75 | 62.8
11011 | ANTHONY | 115 | EPE - Native Load | EPE - Native Load | b | 11011 | Closed |  | Bus Shunt | YES | Volt | 30.76 | 1.5 | 0.51 | 1.0126 | 0 | 30 | 30 | 0 | 30 | 100
11037 | CALIENTE | 115 | EPE - Native Load | EPE - Native Load | b | 11037 | Closed |  | Bus Shunt | YES | Volt | 31.29 | 1.5 | 0.51 | 1.0212 | 0 | 30 | 30 | 0 | 30 | 100
11060 | DIABLO | 115 | EPE - Native Load | EPE - Native Load | b | 11060 | Closed |  | Bus Shunt | YES | Volt | 30.84 | 1.5 | 0.51 | 1.0138 | 0 | 30 | 30 | 0 | 30 | 100
11066 | SPARKS | 115 | EPE - Native Load | EPE - Native Load | b | 11066 | Closed |  | Bus Shunt | YES | Volt | 30.34 | 1.5 | 0.51 | 1.0056 | 0 | 30 | 30 | 0 | 30 | 100
11081 | HOLLOMAN | 115 | EPE - Native Load | EPE - Native Load | b | 11081 | Closed |  | Bus Shunt | YES | Volt | 11.48 | 1.5 | 0.51 | 1.0458 | 0 | 10.5 | 10.5 | 0 | 10.5 | 100
11088 | LAS_CRUC | 115 | EPE - Native Load | EPE - Native Load | b | 11088 | Closed |  | Bus Shunt | YES | Volt | 30.84 | 1.5 | 0.51 | 1.0139 | 0 | 30 | 30 | 0 | 30 | 100
11103 | MILAGRO | 115 | EPE - Native Load | EPE - Native Load | b | 11103 | Closed |  | Bus Shunt | YES | Volt | 30.56 | 1.5 | 0.51 | 1.0093 | 0 | 30 | 30 | 0 | 30 | 100
11105 | MONTOYA | 115 | EPE - Native Load | EPE - Native Load | b | 11105 | Closed |  | Bus Shunt | YES | Volt | 30.31 | 1.5 | 0.51 | 1.0051 | 0 | 30 | 30 | 0 | 30 | 100
11108 | MOONGATE | 115 | EPE - Native Load | EPE - Native Load | b1 | 11108 | Closed |  | Bus Shunt | YES | Volt | 16.18 | 1.5 | 0.51 | 1.0184 | 0 | 15.6 | 15.6 | 0 | 15.6 | 100
11108 | MOONGATE | 115 | EPE - Native Load | EPE - Native Load | b2 | 11108 | Open |  | Bus Shunt | YES | Volt | 0 | 1.5 | 0.51 | 1.0184 | 0 | 15.6 | 15.6 | 0 | 15.6 | 100
11172 | WRANGLER | 115 | EPE - Native Load | EPE - Native Load | b | 11172 | Closed |  | Bus Shunt | YES | Volt | 30.28 | 1.5 | 0.51 | 1.0047 | 0 | 30 | 30 | 0 | 30 | 100
11177 | NUWAY | 115 | EPE - Native Load | EPE - Native Load | b1 | 11177 | Closed |  | Bus Shunt | YES | Volt | 15.93 | 1.5 | 0.51 | 1.0107 | 0 | 15.6 | 15.6 | 0 | 15.6 | 100
11177 | NUWAY | 115 | EPE - Native Load | EPE - Native Load | b2 | 11177 | Closed |  | Bus Shunt | YES | Volt | 15.93 | 1.5 | 0.51 | 1.0107 | 0 | 15.6 | 15.6 | 0 | 15.6 | 100
11195 | LEASBURG | 115 | EPE - Native Load | EPE - Native Load | b1 | 11195 | Open |  | Bus Shunt | YES | Volt | 0 | 1.5 | 0.51 | 0 | -0.51 | 15 | 15 | 0 | 15 | 100
11195 | LEASBURG | 115 | EPE - Native Load | EPE - Native Load | b2 | 11195 | Open |  | Bus Shunt | YES | Volt | 0 | 1.5 | 0.51 | 0 | -0.51 | 15 | 15 | 0 | 15 | 100
11218 | JORNADA | 115 | EPE - Native Load | EPE - Native Load | b | 11218 | Open |  | Bus Shunt | YES | Volt | 0 | 1.5 | 0.51 | 1.0148 | 0 | 30 | 30 | 0 | 30 | 100
11224 | DMD_HEAD | 115 | EPE - Native Load | EPE - Native Load | b1 | 11224 | Closed |  | Bus Shunt | YES | Volt | 15.94 | 1.5 | 0.51 | 1.0109 | 0 | 15.6 | 15.6 | 0 | 15.6 | 100
11224 | DMD_HEAD | 115 | EPE - Native Load | EPE - Native Load | b2 | 11224 | Closed |  | Bus Shunt | YES | Volt | 15.94 | 1.5 | 0.51 | 1.0109 | 0 | 15.6 | 15.6 | 0 | 15.6 | 100
11243 | TALAVERA | 115 | EPE - Native Load | EPE - Native Load | b1 | 11243 | Open |  | Bus Shunt | YES | Volt | 0 | 1.5 | 0.51 | 1.0148 | 0 | 15.6 | 15.6 | 0 | 15.6 | 100
11243 | TALAVERA | 115 | EPE - Native Load | EPE - Native Load | b2 | 11243 | Open |  | Bus Shunt | YES | Volt | 0 | 1.5 | 0.51 | 1.0148 | 0 | 15.6 | 15.6 | 0 | 15.6 | 100
11253 | GR | 115 | EPE - Native Load | EPE - Native Load | b | 11253 | Closed |  | Bus Shunt | YES | Volt | 30.83 | 1.5 | 0.51 | 1.0137 | 0 | 30 | 30 | 0 | 30 | 100
11267 | PICANTE | 115 | EPE - Native Load | EPE - Native Load | b | 11267 | Open |  | Bus Shunt | YES | Volt | 0 | 1.5 | 0.51 | 1.0166 | 0 | 30 | 30 | 0 | 30 | 100
11291 | TRIUMPH | 115 | EPE - Native Load | EPE - Native Load | b1 | 11291 | Closed |  | Bus Shunt | YES | Volt | 16.21 | 1.5 | 0.51 | 1.0193 | 0 | 15.6 | 15.6 | 0 | 15.6 | 100
11291 | TRIUMPH | 115 | EPE - Native Load | EPE - Native Load | b2 | 11291 | Closed |  | Bus Shunt | YES | Volt | 16.21 | 1.5 | 0.51 | 1.0193 | 0 | 15.6 | 15.6 | 0 | 15.6 | 100
11379 | NBLISS | 115 | EPE - Native Load | EPE - Native Load | b1 | 11379 | Open |  | Bus Shunt | YES | Volt | 0 | 1.5 | 0.51 | 0.9996 | 0 | 15.6 | 15.6 | 0 | 15.6 | 100
11379 | NBLISS | 115 | EPE - Native Load | EPE - Native Load | b2 | 11379 | Open |  | Bus Shunt | YES | Volt | 0 | 1.5 | 0.51 | 0.9996 | 0 | 15.6 | 15.6 | 0 | 15.6 | 100
12011 | BLACKLAK | 115 | TSGT: North NM | TSGT: North NM | v | 12010 | Closed |  | Discrete | YES | Volt | 0 | 1.043 | 1.013 | 1.0311 | 0 | 0 | 30 | 0 | 30 | 0
12020 | CLAPHAM | 115 | TSGT: North NM | TSGT: North NM | v | 12020 | Closed |  | Discrete | YES | Volt | 15 | 1.025 | 0.975 | 1 | 0 | 15 | 30 | 0 | 30 | 50
12030 | GALLUPPG | 115 | TSGT: Western NM | TSGT: Western NM | v | 12030 | Closed |  | Discrete | YES | Volt | 0 | 1.025 | 0.975 | 1.0189 | 0 | 0 | 7.5 | 0 | 7.5 | 0
12073 | SOCORROP | 115 | TSGT: Southern NM | TSGT: Southern NM | v | 12073 | Closed |  | Discrete | YES | Volt | 16.04 | 1.05 | 1 | 1.0341 | 0 | 15 | 15 | 0 | 15 | 100
12077 | SPRINGER | 115 | TSGT: North NM | TSGT: North NM | v | 12077 | Closed |  | Discrete | YES | Volt | 0 | 1.06 | 1.01 | 1.04 | 0 | 0 | 12.5 | 0 | 12.5 | 0
12091 | YORKCANY | 115 | TSGT: North NM | TSGT: North NM | 1 | 12091 | Closed |  | Discrete | YES | Volt | 0 | 1.055 | 1.005 | 1.0286 | 0 | 0 | 15 | 0 | 15 | 0
12100 | GLADSTON | 115 | TSGT: North NM | TSGT: North NM | v | 12100 | Closed |  | Discrete | YES | Volt | 0 | 1.025 | 0.975 | 1.0244 | 0 | 0 | 30 | 0 | 30 | 0
12138 | C_CANYON | 115 | TSGT: Southern NM | TSGT: Southern NM | 1 | 12138 | Closed |  | Discrete | YES | Volt | 16.02 | 1.035 | 1.005 | 1.0335 | 0 | 15 | 15 | 0 | 15 | 100
13000 | ALAMOGCP | 115 | PNM: Southeast | PNM: Southeast | b | 13000 | Closed |  | Bus Shunt | YES | Volt | 17.69 | 1.5 | 0.51 | 1.0451 | 0 | 16.2 | 16.2 | 0 | 16.2 | 100
13000 | ALAMOGCP | 115 | PNM: Southeast | PNM: Southeast | b2 | 13000 | Closed |  | Bus Shunt | YES | Volt | 17.47 | 1.5 | 0.51 | 1.0451 | 0 | 16 | 16 | 0 | 16 | 100
13000 | ALAMOGCP | 115 | PNM: Southeast | PNM: Southeast | b3 | 13000 | Closed |  | Bus Shunt | YES | Volt | 17.47 | 1.5 | 0.51 | 1.0451 | 0 | 16 | 16 | 0 | 16 | 100
13003 | MD | 115 | PNM: Southwest | PNM: Southwest | b | 13003 | Closed |  | Bus Shunt | YES | Volt | 16.69 | 1.5 | 0.51 | 1.0087 | 0 | 16.4 | 16.4 | 0 | 16.4 | 100
13306 | LA-MPF | 115 | Los Alamos County | Los Alamos County | b1 | 13306 | Closed |  | Bus Shunt | YES | Volt | 29.46 | 1.5 | 0.51 | 1.0446 | 0 | 27 | 27 | 0 | 27 | 100
13306 | LA-MPF | 115 | Los Alamos County | Los Alamos County | b2 | 13306 | Open |  | Bus Shunt | YES | Volt | 0 | 1.5 | 0.51 | 1.0446 | 0 | 13.5 | 13.5 | 0 | 13.5 | 100
13309 | TA-3 | 115 | Los Alamos County | Los Alamos County | b | 13309 | Closed |  | Bus Shunt | YES | Volt | 27.28 | 1.5 | 0.51 | 1.0445 | 0 | 25 | 25 | 0 | 25 | 100
13400 | ARTESIA | 345 | EPE - ZoneE | EPE - ZoneE | b1 | 13400 | Open |  | Bus Shunt | YES | Volt | 0 | 1.5 | 0.51 | 0 | -0.51 | 30 | 30 | 0 | 30 | 100
13400 | ARTESIA | 345 | EPE - ZoneE | EPE - ZoneE | b2 | 13400 | Open |  | Bus Shunt | YES | Volt | 0 | 1.5 | 0.51 | 0 | -0.51 | 30 | 30 | 0 | 30 | 100
14000 | CHOLLA | 500 | APS | APS | b1 | 14000 | Closed |  | Bus Shunt | YES | Volt | -178.27 | 1.5 | 0.51 | 1.0752 | 0 | -154.2 | 0 | -154.2 | 154.2 | 0
14002 | MOENKOPI | 500 | APS | APS | b1 | 14002 | Closed |  | Bus Shunt | YES | Volt | -178.84 | 1.5 | 0.51 | 1.0769 | 0 | -154.2 | 0 | -154.2 | 154.2 | 0
14003 | NAVAJO | 500 | APS | APS | b1 | 14003 | Closed |  | Bus Shunt | YES | Volt | -176.86 | 1.5 | 0.51 | 1.0709 | 0 | -154.2 | 0 | -154.2 | 154.2 | 0
14003 | NAVAJO | 500 | APS | APS | b2 | 14003 | Open |  | Bus Shunt | YES | Volt | 0 | 1.5 | 0.51 | 1.0709 | 0 | -154.2 | 0 | -154.2 | 154.2 | 0
14003 | NAVAJO | 500 | APS | APS | b3 | 14003 | Open |  | Bus Shunt | YES | Volt | 0 | 1.5 | 0.51 | 1.0709 | 0 | -154.2 | 0 | -154.2 | 154.2 | 0
14005 | WESTWING | 500 | APS | APS | b1 | 14005 | Open |  | Bus Shunt | YES | Volt | 0 | 1.5 | 0.51 | 1.0679 | 0 | -154.2 | 0 | -154.2 | 154.2 | 0
14005 | WESTWING | 500 | APS | APS | b2 | 14005 | Open |  | Bus Shunt | YES | Volt | 0 | 1.5 | 0.51 | 1.0679 | 0 | -154.2 | 0 | -154.2 | 154.2 | 0
14010 | SNVLY | 500 | APS | APS | b1 | 14010 | Open |  | Bus Shunt | YES | Volt | 0 | 1.5 | 0.51 | 1.0699 | 0 | -154.2 | 0 | -154.2 | 154.2 | 0
14016 | PNPKAPS | 500 | APS | APS | b1 | 14016 | Open |  | Bus Shunt | YES | Volt | 0 | 1.5 | 0.51 | 1.0626 | 0 | -154.2 | 0 | -154.2 | 154.2 | 0
14211 | FOURCORN | 230 | APS | APS | b1 | 14211 | Open |  | Bus Shunt | YES | Volt | 0 | 1.5 | 0.51 | 1.0056 | 0 | -100 | 0 | -100 | 100 | 0
14211 | FOURCORN | 230 | APS | APS | b2 | 14211 | Open |  | Bus Shunt | YES | Volt | 0 | 1.5 | 0.51 | 1.0056 | 0 | -100 | 0 | -100 | 100 | 0
14226 | SNTAROSA | 230 | APS | APS | c1 | 14226 | Closed |  | Bus Shunt | YES | Volt | 42.58 | 1.5 | 0.51 | 1.0069 | 0 | 42 | 42 | 0 | 42 | 100
14226 | SNTAROSA | 230 | APS | APS | c2 | 14226 | Closed |  | Bus Shunt | YES | Volt | 42.58 | 1.5 | 0.51 | 1.0069 | 0 | 42 | 42 | 0 | 42 | 100
14231 | WESTWNGW | 230 | APS | APS | b | 14231 | Open |  | Bus Shunt | YES | Volt | 0 | 1.5 | 0.51 | 1.0173 | 0 | -101.5 | 0 | -101.5 | 101.5 | 0
14237 | RUNWAY | 230 | APS | APS | b1 | 14237 | Closed |  | Bus Shunt | YES | Volt | 88.2 | 1.5 | 0.51 | 1.0104 | 0 | 86.4 | 86.4 | 0 | 86.4 | 100
14259 | WESTWNGE | 230 | APS | APS | b | 14259 | Open |  | Bus Shunt | YES | Volt | 0 | 1.5 | 0.51 | 1.0171 | 0 | -98.3 | 0 | -98.3 | 98.3 | 0
14261 | PPAPS E | 230 | APS | APS | c3 | 14261 | Closed |  | Bus Shunt | YES | Volt | 53.21 | 1.5 | 0.51 | 1.0234 | 0 | 50.8 | 50.8 | 0 | 50.8 | 100
14261 | PPAPS E | 230 | APS | APS | c1 | 14261 | Closed |  | Bus Shunt | YES | Volt | 53.21 | 1.5 | 0.51 | 1.0234 | 0 | 50.8 | 50.8 | 0 | 50.8 | 100
14261 | PPAPS E | 230 | APS | APS | c2 | 14261 | Closed |  | Bus Shunt | YES | Volt | 53.21 | 1.5 | 0.51 | 1.0234 | 0 | 50.8 | 50.8 | 0 | 50.8 | 100
14263 | SOLANA | 230 | APS | APS | c1 | 14263 | Open |  | Bus Shunt | YES | Volt | 0 | 1.5 | 0.51 | 1.0242 | 0 | 14.45 | 14.45 | 0 | 14.45 | 100
14263 | SOLANA | 230 | APS | APS | c2 | 14263 | Open |  | Bus Shunt | YES | Volt | 0 | 1.5 | 0.51 | 1.0242 | 0 | 7.22 | 7.22 | 0 | 7.22 | 100
14315 | CEDARMT2 | 138 | APS | APS | c1 | 14315 | Open |  | Bus Shunt | YES | Volt | 0 | 1.5 | 0.51 | 1.0359 | 0 | 13 | 13 | 0 | 13 | 100
14315 | CEDARMT2 | 138 | APS | APS | c2 | 14315 | Open |  | Bus Shunt | YES | Volt | 0 | 1.5 | 0.51 | 1.0359 | 0 | 13 | 13 | 0 | 13 | 100
14356 | SAG.EAST | 115 | APS | APS | c1 | 14356 | Open |  | Bus Shunt | YES | Volt | 0 | 1.5 | 0.51 | 1.0116 | 0 | 24.6 | 24.6 | 0 | 24.6 | 100
14356 | SAG.EAST | 115 | APS | APS | c2 | 14356 | Open |  | Bus Shunt | YES | Volt | 0 | 1.5 | 0.51 | 1.0116 | 0 | 24.6 | 24.6 | 0 | 24.6 | 100
14361 | BAGCAP | 115 | APS | APS | c1 | 14361 | Closed |  | Bus Shunt | YES | Volt | 6.61 | 1.5 | 0.51 | 1.0086 | 0 | 6.5 | 6.5 | 0 | 6.5 | 100
14361 | BAGCAP | 115 | APS | APS | c2 | 14361 | Closed |  | Bus Shunt | YES | Volt | 6.61 | 1.5 | 0.51 | 1.0086 | 0 | 6.5 | 6.5 | 0 | 6.5 | 100
14361 | BAGCAP | 115 | APS | APS | c3 | 14361 | Closed |  | Bus Shunt | YES | Volt | 8.63 | 1.5 | 0.51 | 1.0086 | 0 | 8.48 | 8.48 | 0 | 8.48 | 100
14361 | BAGCAP | 115 | APS | APS | c4 | 14361 | Closed |  | Bus Shunt | YES | Volt | 8.63 | 1.5 | 0.51 | 1.0086 | 0 | 8.48 | 8.48 | 0 | 8.48 | 100
14361 | BAGCAP | 115 | APS | APS | c5 | 14361 | Closed |  | Bus Shunt | YES | Volt | 8.63 | 1.5 | 0.51 | 1.0086 | 0 | 8.48 | 8.48 | 0 | 8.48 | 100
14641 | OCO N | 230 | APS | APS | c1 | 14641 | Closed |  | Bus Shunt | YES | Volt | 164.18 | 1.5 | 0.51 | 1.0234 | 0 | 156.75 | 156.75 | 0 | 156.75 | 100
14641 | OCO N | 230 | APS | APS | c2 | 14641 | Closed |  | Bus Shunt | YES | Volt | 164.18 | 1.5 | 0.51 | 1.0234 | 0 | 156.75 | 156.75 | 0 | 156.75 | 100
15080 | PINAL_C | 500 | SRP EHV 500 KV | SRP EHV 500 KV | b | 15080 | Open |  | Bus Shunt | YES | Volt | 0 | 1.5 | 0.51 | 1.0552 | 0 | -154 | 0 | -154 | 154 | 0
15101 | ASARCOSR | 115 | SRP EMA 115kV | SRP EMA 115kV | b | 15101 | Closed |  | Bus Shunt | YES | Volt | 29.97 | 1.5 | 0.51 | 1.0201 | 0 | 28.8 | 28.8 | 0 | 28.8 | 100
15108 | HAYDENAZ | 115 | SRP EMA 115kV | SRP EMA 115kV | v | 15108 | Closed |  | Discrete | YES | Volt | 0 | 1.05 | 1 | 1.0199 | 0 | 0 | 13.5 | 0 | 27 | 0
15113 | KNOLL | 115 | SRP EMA 115kV | SRP EMA 115kV | v | 15113 | Closed |  | Continuous | YES | Volt | 45.15 | 1.05 | 1 | 1.0245 | 0 | 43.02 | 75 | -15 | 90 | 64.5
15119 | PINAL | 115 | SRP EMA 115kV | SRP EMA 115kV | b | 15119 | Closed |  | Bus Shunt | YES | Volt | 28.13 | 1.5 | 0.51 | 1.0207 | 0 | 27 | 27 | 0 | 27 | 100
15121 | PINTOVLY | 115 | SRP EMA 115kV | SRP EMA 115kV | v | 15121 | Closed |  | Discrete | YES | Volt | 47.01 | 1.05 | 1 | 1.0267 | 0 | 44.6 | 44.6 | 0 | 89.2 | 100
15207 | KYR-EAST | 230 | SRP EHV 230 KV | SRP EHV 230 KV | v | 15207 | Closed |  | Discrete | YES | Volt | 309.29 | 1.05 | 1 | 1.0154 | 0 | 300 | 300 | 0 | 600 | 100
15209 | PAPAGOBT | 230 | SRP EHV 230 KV | SRP EHV 230 KV | c1 | 15209 | Open |  | Bus Shunt | YES | Volt | 0 | 1.5 | 0.51 | 1.0118 | 0 | 150 | 150 | 0 | 150 | 100
15211 | PINPKSRP | 230 | SRP EHV 230 KV | SRP EHV 230 KV | c1 | 15211 | Open |  | Bus Shunt | YES | Volt | 0 | 1.5 | 0.51 | 1.0171 | 0 | 150 | 150 | 0 | 150 | 100
15212 | ROGERS | 230 | SRP EHV 230 KV | SRP EHV 230 KV | c1 | 15212 | Open |  | Bus Shunt | YES | Volt | 0 | 1.5 | 0.51 | 1.0064 | 0 | 150 | 150 | 0 | 150 | 100
15217 | WARD | 230 | SRP EHV 230 KV | SRP EHV 230 KV | v | 15217 | Closed |  | Discrete | YES | Volt | 154.57 | 1.05 | 1 | 1.0151 | 0 | 150 | 150 | 0 | 300 | 100
15217 | WARD | 230 | SRP EHV 230 KV | SRP EHV 230 KV | c1 | 15217 | Open |  | Bus Shunt | YES | Volt | 0 | 1.5 | 0.51 | 1.0151 | 0 | 150 | 150 | 0 | 150 | 100
15228 | PARLETT | 230 | SRP EHV 230 KV | SRP EHV 230 KV | v | 15228 | Closed |  | Discrete | YES | Volt | 0 | 1.025 | 0.975 | 0.9888 | 0 | 0 | 160 | 0 | 320 | 0
17006 | BICKNELL | 115 | AEPCO: Trico | AEPCO: Trico | b1 | 17006 | Closed |  | Discrete | YES | Volt | 0 | 1.05 | 0.975 | 1.0169 | 0 | 0 | 19.2 | 0 | 38.4 | 0
17007 | BUTERFLD | 230 | AEPCO | AEPCO | b1 | 17007 | Closed |  | Discrete | YES | Volt | 0 | 1.05 | 0.975 | 1.0227 | 0 | 0 | 14.4 | 0 | 28.8 | 0
17008 | DOSCONDO | 230 | AEPCO: Graham/Duncan | AEPCO: Graham/Duncan | b1 | 17008 | Closed |  | Discrete | YES | Volt | 0 | 1.05 | 0.955 | 1.008 | 0 | 0 | 50 | 0 | 100 | 0
17014 | MORENCI | 230 | AEPCO: Graham/Duncan | AEPCO: Graham/Duncan | b1 | 17014 | Open |  | Discrete | YES | Volt | 0 | 1.05 | 0.955 | 1.0192 | 0 | 0 | 50 | 0 | 100 | 0
17022 | THREEPNT | 115 | AEPCO: Trico | AEPCO: Trico | b1 | 17022 | Closed |  | Discrete | YES | Volt | 9.42 | 1.05 | 0.985 | 1.0011 | 0 | 9.4 | 9.4 | 0 | 18.85 | 100
17022 | THREEPNT | 115 | AEPCO: Trico | AEPCO: Trico | b2 | 17022 | Closed |  | Discrete | YES | Volt | 0 | 1.05 | 0.98 | 1.0011 | 0 | 0 | 9.4 | 0 | 18.85 | 0
17023 | VALEN-AE | 115 | AEPCO: Trico | AEPCO: Trico | b1 | 17023 | Closed |  | Discrete | YES | Volt | 14.11 | 1.05 | 0.985 | 0.99 | 0 | 14.4 | 14.4 | 0 | 28.8 | 100
17089 | SNDARIO | 115 | AEPCO: Trico | AEPCO: Trico | b1 | 17089 | Closed |  | Discrete | YES | Volt | 19.24 | 1.05 | 0.985 | 1.001 | 0 | 19.2 | 19.2 | 0 | 38.4 | 100
17089 | SNDARIO | 115 | AEPCO: Trico | AEPCO: Trico | b2 | 17089 | Closed |  | Discrete | YES | Volt | 0 | 1.05 | 0.98 | 1.001 | 0 | 0 | 19.2 | 0 | 38.4 | 0
17102 | SAHUARIT | 230 | AEPCO: Trico | AEPCO: Trico | b1 | 17102 | Closed |  | Discrete | YES | Volt | 0 | 1.05 | 0.975 | 1.0237 | 0 | 0 | 14.4 | 0 | 28.8 | 0
18004 | ARDEN | 230 | ZoneN2 | ZoneN2 | 1 | 18004 | Open |  | Bus Shunt | YES | Volt | 0 | 1.5 | 0.51 | 0.9791 | 0 | -100 | 0 | -100 | 100 | 0
18015 | DECATUR | 230 | ZoneN2 | ZoneN2 | 1 | 18015 | Open |  | Bus Shunt | YES | Volt | 0 | 1.5 | 0.51 | 0.972 | 0 | -100 | 0 | -100 | 100 | 0
18019 | H ALLEN | 230 | ZoneN2 | ZoneN2 | 1 | 18019 | Closed |  | Bus Shunt | YES | Volt | 48.69 | 1.5 | 0.51 | 1.0071 | 0 | 48 | 48 | 0 | 48 | 100
18019 | H ALLEN | 230 | ZoneN2 | ZoneN2 | 2 | 18019 | Closed |  | Bus Shunt | YES | Volt | 48.69 | 1.5 | 0.51 | 1.0071 | 0 | 48 | 48 | 0 | 48 | 100
18019 | H ALLEN | 230 | ZoneN2 | ZoneN2 | 3 | 18019 | Closed |  | Bus Shunt | YES | Volt | 48.69 | 1.5 | 0.51 | 1.0071 | 0 | 48 | 48 | 0 | 48 | 100
18019 | H ALLEN | 230 | ZoneN2 | ZoneN2 | 4 | 18019 | Closed |  | Bus Shunt | YES | Volt | 48.69 | 1.5 | 0.51 | 1.0071 | 0 | 48 | 48 | 0 | 48 | 100
18019 | H ALLEN | 230 | ZoneN2 | ZoneN2 | 5 | 18019 | Closed |  | Bus Shunt | YES | Volt | 48.69 | 1.5 | 0.51 | 1.0071 | 0 | 48 | 48 | 0 | 48 | 100
18032 | MAGNOLIA | 230 | ZoneN6 | ZoneN6 | 1 | 18032 | Open |  | Bus Shunt | YES | Volt | 0 | 1.5 | 0.51 | 0.9807 | 0 | -100 | 0 | -100 | 100 | 0
18034 | ARDEN | 138 | ZoneN6 | ZoneN6 | b1 | 18034 | Closed |  | Bus Shunt | YES | Volt | 24.16 | 1.5 | 0.51 | 1.0033 | 0 | 24 | 24 | 0 | 24 | 100
18052 | LEAVITT | 138 | ZoneN3 | ZoneN3 | b1 | 18052 | Closed |  | Bus Shunt | YES | Volt | 23.06 | 1.5 | 0.51 | 0.9801 | 0 | 24 | 24 | 0 | 24 | 100
18054 | DECATUR | 138 | ZoneN6 | ZoneN6 | b1 | 18054 | Closed |  | Bus Shunt | YES | Volt | 24.16 | 1.5 | 0.51 | 1.0034 | 0 | 24 | 24 | 0 | 24 | 100
18054 | DECATUR | 138 | ZoneN6 | ZoneN6 | b2 | 18054 | Closed |  | Bus Shunt | YES | Volt | 24.16 | 1.5 | 0.51 | 1.0034 | 0 | 24 | 24 | 0 | 24 | 100
18056 | DURANGO | 138 | ZoneN6 | ZoneN6 | b1 | 18056 | Closed |  | Bus Shunt | YES | Volt | 23.85 | 1.5 | 0.51 | 0.9968 | 0 | 24 | 24 | 0 | 24 | 100
18061 | TOLSON | 138 | ZoneN5 | ZoneN5 | b1 | 18061 | Closed |  | Bus Shunt | YES | Volt | 24.13 | 1.5 | 0.51 | 1.0027 | 0 | 24 | 24 | 0 | 24 | 100
18063 | FAULKNER | 138 | ZoneN5 | ZoneN5 | b2 | 18063 | Closed |  | Bus Shunt | YES | Volt | 24.08 | 1.5 | 0.51 | 1.0017 | 0 | 24 | 24 | 0 | 24 | 100
18069 | HUALPAI | 138 | ZoneN3 | ZoneN3 | b1 | 18069 | Closed |  | Bus Shunt | YES | Volt | 23.82 | 1.5 | 0.51 | 0.9963 | 0 | 24 | 24 | 0 | 24 | 100
18072 | IRONMTN | 138 | ZoneN3 | ZoneN3 | b1 | 18072 | Closed |  | Bus Shunt | YES | Volt | 24.23 | 1.5 | 0.51 | 1.0048 | 0 | 24 | 24 | 0 | 24 | 100
18075 | LORENZI | 138 | ZoneN3 | ZoneN3 | b1 | 18075 | Closed |  | Bus Shunt | YES | Volt | 23.69 | 1.5 | 0.51 | 0.9934 | 0 | 24 | 24 | 0 | 24 | 100
18084 | NWEST | 138 | ZoneN3 | ZoneN3 | b1 | 18084 | Closed |  | Bus Shunt | YES | Volt | 24.39 | 1.5 | 0.51 | 1.0081 | 0 | 24 | 24 | 0 | 24 | 100
18087 | PEBBLE | 138 | ZoneN5 | ZoneN5 | b1 | 18087 | Closed |  | Bus Shunt | YES | Volt | 23.84 | 1.5 | 0.51 | 0.9966 | 0 | 24 | 24 | 0 | 24 | 100
18088 | PECOS | 138 | ZoneN3 | ZoneN3 | b1 | 18088 | Closed |  | Bus Shunt | YES | Volt | 23.69 | 1.5 | 0.51 | 0.9935 | 0 | 24 | 24 | 0 | 24 | 100
18088 | PECOS | 138 | ZoneN3 | ZoneN3 | b2 | 18088 | Closed |  | Bus Shunt | YES | Volt | 47.37 | 1.5 | 0.51 | 0.9935 | 0 | 48 | 48 | 0 | 48 | 100
18088 | PECOS | 138 | ZoneN3 | ZoneN3 | b3 | 18088 | Closed |  | Bus Shunt | YES | Volt | 47.37 | 1.5 | 0.51 | 0.9935 | 0 | 48 | 48 | 0 | 48 | 100
18089 | POLARIS | 138 | ZoneN5 | ZoneN5 | b1 | 18089 | Closed |  | Bus Shunt | YES | Volt | 24.2 | 1.5 | 0.51 | 1.0041 | 0 | 24 | 24 | 0 | 24 | 100
18090 | QUAIL | 138 | ZoneN5 | ZoneN5 | b1 | 18090 | Closed |  | Bus Shunt | YES | Volt | 23.7 | 1.5 | 0.51 | 0.9937 | 0 | 24 | 24 | 0 | 24 | 100
18090 | QUAIL | 138 | ZoneN5 | ZoneN5 | b2 | 18090 | Closed |  | Bus Shunt | YES | Volt | 23.7 | 1.5 | 0.51 | 0.9937 | 0 | 24 | 24 | 0 | 24 | 100
18093 | AVERA | 138 | ZoneN6 | ZoneN6 | b1 | 18093 | Closed |  | Bus Shunt | YES | Volt | 23.67 | 1.5 | 0.51 | 0.993 | 0 | 24 | 24 | 0 | 24 | 100
18114 | VEGAS | 138 | ZoneN3 | ZoneN3 | b1 | 18114 | Closed |  | Bus Shunt | YES | Volt | 23.68 | 1.5 | 0.51 | 0.9934 | 0 | 24 | 24 | 0 | 24 | 100
18116 | WASHBURN | 138 | ZoneN3 | ZoneN3 | b1 | 18116 | Closed |  | Bus Shunt | YES | Volt | 23.81 | 1.5 | 0.51 | 0.9961 | 0 | 24 | 24 | 0 | 24 | 100
18116 | WASHBURN | 138 | ZoneN3 | ZoneN3 | b2 | 18116 | Closed |  | Bus Shunt | YES | Volt | 23.81 | 1.5 | 0.51 | 0.9961 | 0 | 24 | 24 | 0 | 24 | 100
18117 | WESTSIDE | 138 | ZoneN3 | ZoneN3 | b1 | 18117 | Closed |  | Bus Shunt | YES | Volt | 26.79 | 1.5 | 0.51 | 0.9962 | 0 | 27 | 27 | 0 | 27 | 100
18117 | WESTSIDE | 138 | ZoneN3 | ZoneN3 | b2 | 18117 | Closed |  | Bus Shunt | YES | Volt | 26.79 | 1.5 | 0.51 | 0.9962 | 0 | 27 | 27 | 0 | 27 | 100
18117 | WESTSIDE | 138 | ZoneN3 | ZoneN3 | b3 | 18117 | Closed |  | Bus Shunt | YES | Volt | 26.79 | 1.5 | 0.51 | 0.9962 | 0 | 27 | 27 | 0 | 27 | 100
18135 | GRTETON | 230 | ZoneN3 | ZoneN3 | b1 | 18135 | Closed |  | Bus Shunt | YES | Volt | 23.88 | 1.5 | 0.51 | 0.9975 | 0 | 24 | 24 | 0 | 24 | 100
18450 | H ALLEN | 500 | ZoneN4 | ZoneN4 | 1 | 18450 | Closed |  | Bus Shunt | YES | Volt | -100.76 | 1.5 | 0.51 | 1.054 | 0 | -90.7 | 0 | -90.7 | 90.7 | 0
18555 | AUDETTE | 230 | ZoneN2 | ZoneN2 | 1 | 18555 | Closed |  | Bus Shunt | YES | Volt | 22.94 | 1.5 | 0.51 | 0.9777 | 0 | 24 | 24 | 0 | 24 | 100
18600 | EQUEST | 230 | ZoneN2 | ZoneN2 | 1 | 18600 | Open |  | Bus Shunt | YES | Volt | 0 | 1.5 | 0.51 | 0.9973 | 0 | -100 | 0 | -100 | 100 | 0
18610 | GILMORE | 138 | ZoneN3 | ZoneN3 | b1 | 18610 | Closed |  | Bus Shunt | YES | Volt | 23.18 | 1.5 | 0.51 | 0.9828 | 0 | 24 | 24 | 0 | 24 | 100
18625 | BELTWAY | 138 | ZoneN5 | ZoneN5 | b1 | 18625 | Closed |  | Bus Shunt | YES | Volt | 23.81 | 1.5 | 0.51 | 0.996 | 0 | 24 | 24 | 0 | 24 | 100
18693 | RILEY | 138 | ZoneN6 | ZoneN6 | b1 | 18693 | Closed |  | Bus Shunt | YES | Volt | 23.71 | 1.5 | 0.51 | 0.9939 | 0 | 24 | 24 | 0 | 24 | 100
19037 | MEAD | 345 | WAPA-DSW | WAPA-DSW | b1 | 19037 | Closed |  | Bus Shunt | YES | Volt | -23.31 | 1.5 | 0.51 | 0.9854 | 0 | -24 | 0 | -24 | 24 | 0
19037 | MEAD | 345 | WAPA-DSW | WAPA-DSW | b2 | 19037 | Open |  | Bus Shunt | YES | Volt | 0 | 1.5 | 0.51 | 0.9854 | 0 | -24 | 0 | -24 | 24 | 0
19037 | MEAD | 345 | WAPA-DSW | WAPA-DSW | b3 | 19037 | Open |  | Bus Shunt | YES | Volt | 0 | 1.5 | 0.51 | 0.9854 | 0 | -24 | 0 | -24 | 24 | 0
19037 | MEAD | 345 | WAPA-DSW | WAPA-DSW | b4 | 19037 | Open |  | Bus Shunt | YES | Volt | 0 | 1.5 | 0.51 | 0.9854 | 0 | -24 | 0 | -24 | 24 | 0
19045 | COOLIDGE | 230 | WAPA-DSW | WAPA-DSW | c1 | 19045 | Open |  | Bus Shunt | YES | Volt | 0 | 1.5 | 0.51 | 1.0177 | 0 | 45 | 45 | 0 | 45 | 100
19046 | BOUSE | 161 | WAPA-DSW | WAPA-DSW | c | 19046 | Open |  | Bus Shunt | YES | Volt | 0 | 1.5 | 0.51 | 1.0109 | 0 | 30 | 30 | 0 | 30 | 100
19052 | LIBERTY | 230 | WAPA-DSW | WAPA-DSW | c | 19052 | Closed |  | Bus Shunt | YES | Volt | 40 | 1.5 | 0.51 | 1.014 | 0 | 38.9 | 38.9 | 0 | 38.9 | 100
19053 | LIBERTY | 345 | WAPA-DSW | WAPA-DSW | b1 | 19053 | Closed |  | Bus Shunt | YES | Volt | -24.83 | 1.5 | 0.51 | 1.0172 | 0 | -24 | 0 | -24 | 24 | 0
19053 | LIBERTY | 345 | WAPA-DSW | WAPA-DSW | b2 | 19053 | Closed |  | Bus Shunt | YES | Volt | -24.83 | 1.5 | 0.51 | 1.0172 | 0 | -24 | 0 | -24 | 24 | 0
19053 | LIBERTY | 345 | WAPA-DSW | WAPA-DSW | b3 | 19053 | Closed |  | Bus Shunt | YES | Volt | -24.83 | 1.5 | 0.51 | 1.0172 | 0 | -24 | 0 | -24 | 24 | 0
19053 | LIBERTY | 345 | WAPA-DSW | WAPA-DSW | b4 | 19053 | Open |  | Bus Shunt | YES | Volt | 0 | 1.5 | 0.51 | 1.0172 | 0 | -24 | 0 | -24 | 24 | 0
19062 | PINPK | 230 | WAPA-DSW | WAPA-DSW | c1 | 19062 | Open |  | Bus Shunt | YES | Volt | 0 | 1.5 | 0.51 | 1.0171 | 0 | 58.3 | 58.3 | 0 | 58.3 | 100
19062 | PINPK | 230 | WAPA-DSW | WAPA-DSW | c2 | 19062 | Open |  | Bus Shunt | YES | Volt | 0 | 1.5 | 0.51 | 1.0171 | 0 | 58.3 | 58.3 | 0 | 58.3 | 100
19062 | PINPK | 230 | WAPA-DSW | WAPA-DSW | c3 | 19062 | Open |  | Bus Shunt | YES | Volt | 0 | 1.5 | 0.51 | 1.0171 | 0 | 41.7 | 41.7 | 0 | 41.7 | 100
19062 | PINPK | 230 | WAPA-DSW | WAPA-DSW | c4 | 19062 | Open |  | Bus Shunt | YES | Volt | 0 | 1.5 | 0.51 | 1.0171 | 0 | 41.7 | 41.7 | 0 | 41.7 | 100
19100 | KOFA | 161 | WAPA-DSW | WAPA-DSW | c1 | 19100 | Open |  | Bus Shunt | YES | Volt | 0 | 1.5 | 0.51 | 1.008 | 0 | 15 | 15 | 0 | 15 | 100
19100 | KOFA | 161 | WAPA-DSW | WAPA-DSW | c2 | 19100 | Open |  | Bus Shunt | YES | Volt | 0 | 1.5 | 0.51 | 1.008 | 0 | 15 | 15 | 0 | 15 | 100
19100 | KOFA | 161 | WAPA-DSW | WAPA-DSW | c3 | 19100 | Open |  | Bus Shunt | YES | Volt | 0 | 1.5 | 0.51 | 1.008 | 0 | 15 | 15 | 0 | 15 | 100
19784 | KAYENTA | 230 | WAPA-DSW | WAPA-DSW | v | 19784 | Closed |  | Fixed | YES | Volt | -15.26 | 0.9988 | 0.9988 | 1.0085 | 0.0097 | -15 | 0 | -30.04 | 30.04 | 50.1
19787 | LNGHOUSE | 230 | WAPA-DSW | WAPA-DSW | v | 19787 | Closed |  | Fixed | YES | Volt | -15.32 | 1.001 | 1.001 | 1.0107 | 0.0097 | -15 | 0 | -30.04 | 30.04 | 50.1
20065 | CIP-115 | 115 | ZoneEN | ZoneEN | 1 | 20065 | Closed |  | Bus Shunt | YES | Volt | 15.63 | 1.5 | 0.51 | 1.0208 | 0 | 15 | 15 | 0 | 15 | 100
20075 | KON-115 | 115 | ZoneEN | ZoneEN | 2 | 20075 | Closed |  | Bus Shunt | YES | Volt | 7.71 | 1.5 | 0.51 | 1.0139 | 0 | 7.5 | 7.5 | 0 | 7.5 | 100
20075 | KON-115 | 115 | ZoneEN | ZoneEN | 1 | 20075 | Closed |  | Bus Shunt | YES | Volt | 7.71 | 1.5 | 0.51 | 1.0139 | 0 | 7.5 | 7.5 | 0 | 7.5 | 100
20077 | SMN-115 | 115 | ZoneEN | ZoneEN | BC | 20077 | Closed |  | Bus Shunt | YES | Volt | 7.13 | 1.5 | 0.51 | 0.9753 | 0 | 7.5 | 7.5 | 0 | 7.5 | 100
20080 | ENT-115 | 115 | ZoneEN | ZoneEN | 3 | 20080 | Closed |  | Bus Shunt | YES | Volt | 2.86 | 1.5 | 0.51 | 1.0288 | 0 | 2.7 | 2.7 | 0 | 2.7 | 100
20080 | ENT-115 | 115 | ZoneEN | ZoneEN | 2 | 20080 | Closed |  | Bus Shunt | YES | Volt | 2.86 | 1.5 | 0.51 | 1.0288 | 0 | 2.7 | 2.7 | 0 | 2.7 | 100
20080 | ENT-115 | 115 | ZoneEN | ZoneEN | 1 | 20080 | Closed |  | Bus Shunt | YES | Volt | 2.86 | 1.5 | 0.51 | 1.0288 | 0 | 2.7 | 2.7 | 0 | 2.7 | 100
20081 | SAF-115 | 115 | ZoneEN | ZoneEN | 1 | 20081 | Closed |  | Bus Shunt | YES | Volt | 7.8 | 1.5 | 0.51 | 1.0196 | 0 | 7.5 | 7.5 | 0 | 7.5 | 100
20135 | MXI-161 | 161 | ZoneMX | ZoneMX | 6 | 20135 | Closed |  | Bus Shunt | YES | Volt | 14.47 | 1.5 | 0.51 | 1.0024 | 0 | 14.4 | 14.4 | 0 | 14.4 | 100
20147 | CTY-161 | 161 | ZoneMX | ZoneMX | 6 | 20147 | Closed |  | Bus Shunt | YES | Volt | 21.23 | 1.5 | 0.51 | 1.0055 | 0 | 21 | 21 | 0 | 21 | 100
20150 | CRO-161 | 161 | ZoneMX | ZoneMX | 3 | 20150 | Closed |  | Bus Shunt | YES | Volt | 7.53 | 1.5 | 0.51 | 1.0001 | 0 | 7.53 | 7.53 | 0 | 7.53 | 100
20151 | PKD-161 | 161 | ZoneMX | ZoneMX | BC | 20151 | Closed |  | Bus Shunt | YES | Volt | 21.03 | 1.5 | 0.51 | 1.0007 | 0 | 21 | 21 | 0 | 21 | 100
20152 | MOE-161 | 161 | ZoneMX | ZoneMX | 3 | 20152 | Closed |  | Bus Shunt | YES | Volt | 21.29 | 1.5 | 0.51 | 1.0068 | 0 | 21 | 21 | 0 | 21 | 100
20153 | GOR-161 | 161 | ZoneMX | ZoneMX | 3 | 20153 | Closed |  | Bus Shunt | YES | Volt | 21.28 | 1.5 | 0.51 | 1.0066 | 0 | 21 | 21 | 0 | 21 | 100
20155 | KCH-161 | 161 | ZoneMX | ZoneMX | 2 | 20155 | Closed |  | Bus Shunt | YES | Volt | 21.05 | 1.5 | 0.51 | 1.0013 | 0 | 21 | 21 | 0 | 21 | 100
20178 | PID-161 | 161 | ZoneSN | ZoneSN | BC | 20178 | Closed |  | Bus Shunt | YES | Volt | 20.54 | 1.5 | 0.51 | 0.989 | 0 | 21 | 21 | 0 | 21 | 100
20179 | RZC-161 | 161 | ZoneSN | ZoneSN | 4 | 20179 | Closed |  | Bus Shunt | YES | Volt | 30.81 | 1.5 | 0.51 | 0.9874 | 0 | 31.6 | 31.6 | 0 | 31.6 | 100
21007 | CVSUB230 | 230 | IID Coachella Valley Area | IID Coachella Valley Area | b1 | 21007 | Closed |  | Bus Shunt | YES | Volt | 45.58 | 1.5 | 0.51 | 0.9987 | 0 | 45.7 | 45.7 | 0 | 45.7 | 100
21476 | VEGA_C1S | 230 | IID Coachella Valley Area | IID Coachella Valley Area | Vi | 21476 | Closed |  | Bus Shunt | YES | Volt | 44.92 | 1.5 | 0.51 | 0.9991 | 0 | 45 | 45 | 0 | 45 | 100
22260 | ESCNDIDO | 230 | SDG&E Northeast | SDG&E Northeast | sd | 22260 | Closed |  | Discrete | YES | Volt | 63.81 | 1.05 | 0.98 | 1.0064 | 0 | 63 | 126 | 0 | 126 | 50
22360 | IMPRLVLY | 500 | SDG&E Bulk Power | SDG&E Bulk Power | I1 | 22360 | Open |  | Discrete | YES | Volt | 0 | 1.02 | 0.98 | 1.0421 | 0.0221 | -114 | 0 | -114 | 114 | 0
22464 | MIGUEL | 230 | SDG&E Bulk Power | SDG&E Construction Metro | sd | 22464 | Closed |  | Discrete | YES | Volt | 63.46 | 1.05 | 0.98 | 1.0036 | 0 | 63 | 126 | 0 | 126 | 50
22632 | PALOMAR | 138 | SDG&E North Coast | SDG&E North Coast | sd | 22632 | Closed |  | Discrete | YES | Volt | 46.35 | 1.05 | 0.98 | 1.0358 | 0 | 43.2 | 43.2 | 0 | 43.2 | 100
22652 | PENSQTOS | 230 | SDG&E Beach Cities | SDG&E Beach Cities | sd | 22652 | Closed |  | Discrete | YES | Volt | 0 | 1.05 | 0.98 | 1.0063 | 0 | 0 | 126 | 0 | 126 | 0
22652 | PENSQTOS | 230 | SDG&E Beach Cities | SDG&E Beach Cities | se | 22652 | Closed |  | Discrete | YES | Volt | 151.89 | 1.05 | 0.98 | 1.0063 | 0 | 150 | 150 | 0 | 150 | 100
22716 | SANLUSRY | 230 | SDG&E North Coast | SDG&E North Coast | sd | 22716 | Closed |  | Discrete | YES | Volt | 0 | 1.05 | 0.98 | 1 | 0 | 0 | 63 | 0 | 63 | 0
22760 | SHADOWR | 138 | SDG&E North Coast | SDG&E North Coast | sd | 22760 | Closed |  | Discrete | YES | Volt | 0 | 1.0869 | 0.9565 | 1.0302 | 0 | 0 | 43.2 | 0 | 43.2 | 0
22852 | TELECYN | 138 | SDG&E Construction Metro | SDG&E Construction Metro | sd | 22852 | Closed |  | Discrete | YES | Volt | 0 | 1.05 | 0.98 | 0.9996 | 0 | 0 | 43.2 | 0 | 43.2 | 0
22885 | SUNCREST | 500 | SDG&E Bulk Power | SDG&E Bulk Power | S1 | 22885 | Closed |  | Discrete | YES | Volt | 0 | 1.07 | 1.03 | 1.0416 | 0 | 0 | 0 | -114 | 114 | 100
22886 | SUNCREST | 230 | SDG&E Bulk Power | SDG&E Bulk Power | sd | 22886 | Closed |  | Discrete | YES | Volt | 0 | 1.05 | 0.98 | 1.0063 | 0 | 0 | 126 | 0 | 126 | 0
22931 | ECO | 230 | SDG&E Bulk Power | SDG&E Bulk Power | E1 | 22931 | Closed |  | Discrete | YES | Volt | 64.21 | 1.05 | 0.98 | 1.0096 | 0 | 63 | 63 | 0 | 63 | 100
24016 | BARRE | 230 | SCE Orange County | SCE Orange County | ei | 24016 | Closed |  | Discrete | YES | Volt | 75.59 | 0.9913 | 0.9652 | 0.9769 | 0 | 79.2 | 79.2 | 0 | 79.2 | 100
24025 | CHINO | 230 | SCE Los Angeles Basin 230kV | SCE Los Angeles Basin 230kV | ei | 24025 | Closed |  | Discrete | YES | Volt | 76.1 | 0.987 | 0.9696 | 0.9803 | 0 | 79.2 | 79.2 | 0 | 79.2 | 100
24040 | EL NIDO | 230 | SCE Los Angeles Basin 230kV | SCE Los Angeles Basin 230kV | ei | 24040 | Closed |  | Discrete | YES | Volt | 0 | 0.9891 | 0.9674 | 0.9834 | 0 | 0 | 79.2 | 0 | 79.2 | 0
24059 | GOULD | 230 | SCE Los Angeles Basin 230kV | SCE Los Angeles Basin 230kV | ei | 24059 | Closed |  | Discrete | YES | Volt | 76.53 | 1.013 | 0.987 | 0.983 | -0.004 | 79.2 | 79.2 | 0 | 79.2 | 100
24072 | JOHANNA | 230 | SCE Orange County | SCE Orange County | ei | 24072 | Closed |  | Discrete | YES | Volt | 0 | 0.9913 | 0.9652 | 0.9751 | 0 | 0 | 79.2 | 0 | 79.2 | 0
24074 | LA FRESA | 230 | SCE Los Angeles Basin 230kV | SCE Los Angeles Basin 230kV | ei | 24074 | Closed |  | Discrete | YES | Volt | 0 | 0.9891 | 0.9674 | 0.9813 | 0 | 0 | 79.2 | 0 | 79.2 | 0
24076 | LAGUBELL | 230 | SCE Los Angeles Basin 230kV | SCE Los Angeles Basin 230kV | ei | 24076 | Closed |  | Discrete | YES | Volt | 151.83 | 0.9891 | 0.9674 | 0.979 | 0 | 158.4 | 158.4 | 0 | 158.4 | 100
24082 | LCIENEGA | 230 | SCE Los Angeles Basin 230kV | SCE Los Angeles Basin 230kV | ei | 24082 | Closed |  | Discrete | YES | Volt | 0 | 0.9891 | 0.9674 | 0.9787 | 0 | 0 | 79.2 | 0 | 79.2 | 0
24092 | MIRALOMA | 500 | SCE MAIN SYSTEM | SCE MAIN SYSTEM | ei | 24092 | Closed |  | Discrete | YES | Volt | 335.5 | 1.068 | 1.052 | 1.0575 | 0 | 300 | 300 | 0 | 300 | 100
24093 | MIRALOMW | 230 | SCE Los Angeles Basin 230kV | SCE Los Angeles Basin 230kV | ei | 24093 | Closed |  | Discrete | YES | Volt | 75.98 | 0.9913 | 0.9652 | 0.9795 | 0 | 79.2 | 158.4 | 0 | 158.4 | 50
24099 | MOORPARK | 230 | SCE Ventura/Santa Barbara | SCE Ventura/Santa Barbara | ei | 24099 | Closed |  | Discrete | YES | Volt | 78.39 | 1.0152 | 0.9848 | 0.9949 | 0 | 79.2 | 158.4 | 0 | 158.4 | 50
24100 | OLINDA | 230 | SCE Los Angeles Basin 230kV | SCE Los Angeles Basin 230kV | ei | 24100 | Closed |  | Discrete | YES | Volt | 0 | 0.987 | 0.9696 | 0.9731 | 0 | 0 | 79.2 | 0 | 79.2 | 0
24112 | PADUA | 230 | SCE Los Angeles Basin 230kV | SCE Los Angeles Basin 230kV | ei | 24112 | Closed |  | Discrete | YES | Volt | 75.93 | 0.9891 | 0.9674 | 0.9792 | 0 | 79.2 | 158.4 | 0 | 158.4 | 50
24114 | PARDEE | 230 | SCE Los Angeles Basin 230kV | SCE Los Angeles Basin 230kV | ei | 24114 | Closed |  | Discrete | YES | Volt | 77.98 | 1.013 | 0.987 | 0.9923 | 0 | 79.2 | 79.2 | 0 | 79.2 | 100
24126 | RIOHONDO | 230 | SCE Los Angeles Basin 230kV | SCE Los Angeles Basin 230kV | ei | 24126 | Closed |  | Discrete | YES | Volt | 152.75 | 1.0109 | 0.9891 | 0.982 | -0.0071 | 158.4 | 158.4 | 0 | 158.4 | 100
24128 | S.CLARA | 230 | SCE Ventura/Santa Barbara | SCE Ventura/Santa Barbara | ei | 24128 | Closed |  | Discrete | YES | Volt | 157.34 | 1.0109 | 0.9891 | 0.9966 | 0 | 158.4 | 158.4 | 0 | 158.4 | 100
24132 | SANBRDNO | 230 | SCE EASTERN 500/230kV | SCE EASTERN 500/230kV | ei | 24132 | Closed |  | Discrete | YES | Volt | 0 | 0.9891 | 0.9674 | 0.9856 | 0 | 0 | 158.4 | 0 | 158.4 | 0
24134 | SANTIAGO | 230 | SCE Orange County | SCE Orange County | ei | 24134 | Closed |  | Discrete | YES | Volt | 0 | 0.9913 | 0.9652 | 0.9783 | 0 | 0 | 79.2 | 0 | 79.2 | 0
24151 | VALLEYSC | 500 | SCE EASTERN 500/230kV | SCE EASTERN 500/230kV | ei | 24151 | Closed |  | Discrete | YES | Volt | 335.6 | 1.068 | 1.044 | 1.0577 | 0 | 300 | 300 | 0 | 300 | 100
24154 | VILLA PK | 230 | SCE Los Angeles Basin 230kV | SCE Los Angeles Basin 230kV | ei | 24154 | Closed |  | Discrete | YES | Volt | 0 | 0.9891 | 0.9674 | 0.9765 | 0 | 0 | 158.4 | 0 | 158.4 | 0
24155 | VINCENT | 230 | SCE Los Angeles Basin 230kV | SCE Los Angeles Basin 230kV | ei | 24155 | Closed |  | Discrete | YES | Volt | 78.03 | 1.0109 | 0.9891 | 0.9926 | 0 | 79.2 | 158.4 | 0 | 158.4 | 50
24156 | VINCENT | 500 | SCE MAIN SYSTEM | SCE MAIN SYSTEM | ei | 24156 | Closed |  | Discrete | YES | Volt | 447.7 | 1.077 | 1.051 | 1.0579 | 0 | 400 | 400 | 0 | 400 | 100
24158 | WALNUT | 230 | SCE Los Angeles Basin 230kV | SCE Los Angeles Basin 230kV | ei | 24158 | Closed |  | Discrete | YES | Volt | 75.26 | 0.9891 | 0.9674 | 0.9748 | 0 | 79.2 | 79.2 | 0 | 79.2 | 100
24160 | VALLEYSC | 115 | SCE Valley 115kV | SCE Valley 115kV | ei | 24151 | Closed |  | Discrete | YES | Volt | 102.05 | 1.064 | 1.048 | 1.0577 | 0 | 93.6 | 93.6 | 0 | 93.6 | 100
24160 | VALLEYSC | 115 | SCE Valley 115kV | SCE Valley 115kV | 2 | 24160 | Closed |  | Bus Shunt | YES | Volt | 51.03 | 1.5 | 0.51 | 1.0442 | 0 | 46.8 | 46.8 | 0 | 46.8 | 100
24229 | VALLEY-S | 115 | SCE Valley 115kV | SCE Valley 115kV | 4A | 24229 | Closed |  | Bus Shunt | YES | Volt | 50.23 | 1.5 | 0.51 | 1.036 | 0 | 46.8 | 46.8 | 0 | 46.8 | 100
24229 | VALLEY-S | 115 | SCE Valley 115kV | SCE Valley 115kV | 4B | 24229 | Open |  | Bus Shunt | YES | Volt | 0 | 1.5 | 0.51 | 1.036 | 0 | 46.8 | 46.8 | 0 | 46.8 | 100
24235 | RECTOR | 230 | SCE North of Magunden 230kV | SCE North of Magunden 230kV | b | 24235 | Closed |  | Bus Shunt | YES | Volt | 82.63 | 1.5 | 0.51 | 1.0214 | 0 | 79.2 | 79.2 | 0 | 79.2 | 100
24235 | RECTOR | 230 | SCE North of Magunden 230kV | SCE North of Magunden 230kV | b2 | 24235 | Closed |  | Bus Shunt | YES | Volt | 82.63 | 1.5 | 0.51 | 1.0214 | 0 | 79.2 | 79.2 | 0 | 79.2 | 100
24235 | RECTOR | 230 | SCE North of Magunden 230kV | SCE North of Magunden 230kV | b3 | 24235 | Open |  | Bus Shunt | YES | Volt | 0 | 1.5 | 0.51 | 1.0214 | 0 | 79.2 | 79.2 | 0 | 79.2 | 100
24235 | RECTOR | 230 | SCE North of Magunden 230kV | SCE North of Magunden 230kV | b4 | 24235 | Open |  | Bus Shunt | YES | Volt | 0 | 1.5 | 0.51 | 1.0214 | 0 | 79.2 | 79.2 | 0 | 79.2 | 100
24260 | WINDSTAR1 | 230 | SCE Sagebrush (Vincent) 230kV | SCE Sagebrush (Vincent) 230kV | b1 | 24260 | Closed |  | Bus Shunt | YES | Volt | 7.06 | 1.5 | 0.51 | 1.004 | 0 | 7 | 7 | 0 | 7 | 100
24303 | BIG CRK3 | 230 | SCE North of Magunden 230kV | SCE North of Magunden 230kV | b | 24303 | Closed |  | Bus Shunt | YES | Volt | 79.17 | 1.5 | 0.51 | 1.0486 | 0 | 72 | 72 | 0 | 72 | 100
24401 | ANTELOPE | 230 | SCE South of Magunden 230kV | SCE South of Magunden 230kV | ei | 24401 | Closed |  | Discrete | YES | Volt | 0 | 1.0174 | 0.9826 | 1.0105 | 0 | 0 | 158.4 | 0 | 158.4 | 0
24602 | VICTOR | 115 | SCE Victor | SCE Victor | ei | 24601 | Closed |  | Discrete | YES | Volt | 0 | 0.987 | 0.9609 | 0.9828 | 0 | 0 | 93.6 | 0 | 93.6 | 0
24602 | VICTOR | 115 | SCE Victor | SCE Victor | b | 24602 | Closed |  | Bus Shunt | YES | Volt | 47.35 | 1.5 | 0.51 | 1.0059 | 0 | 46.8 | 46.8 | 0 | 46.8 | 100
24701 | KRAMER | 230 | SCE NORTH OF LUGO 230kV | SCE NORTH OF LUGO 230kV | ei | 24701 | Closed |  | Discrete | YES | Volt | 0 | 1.013 | 0.987 | 1.0083 | 0 | 0 | 79.2 | 0 | 79.2 | 0
24701 | KRAMER | 230 | SCE NORTH OF LUGO 230kV | SCE NORTH OF LUGO 230kV | b | 24701 | Open |  | Bus Shunt | YES | Volt | 0 | 1.5 | 0.51 | 1.0083 | 0 | 79.2 | 79.2 | 0 | 79.2 | 100
24701 | KRAMER | 230 | SCE NORTH OF LUGO 230kV | SCE NORTH OF LUGO 230kV | R | 24701 | Closed |  | Bus Shunt | YES | Volt | -45.75 | 1.5 | 0.51 | 1.0083 | 0 | -45 | 0 | -45 | 45 | 0
24702 | KRAMER | 115 | SCE Kramer/Inyokern/Coolwater | SCE Kramer/Inyokern/Coolwater | b | 24702 | Closed |  | Bus Shunt | YES | Volt | 48.86 | 1.5 | 0.51 | 1.0218 | 0 | 46.8 | 46.8 | 0 | 46.8 | 100
24759 | TORTILLA | 115 | SCE Kramer/Inyokern/Coolwater | SCE Kramer/Inyokern/Coolwater | b1 | 24759 | Closed |  | Bus Shunt | YES | Volt | 15.61 | 1.5 | 0.51 | 1.0412 | 0 | 14.4 | 14.4 | 0 | 14.4 | 100
24759 | TORTILLA | 115 | SCE Kramer/Inyokern/Coolwater | SCE Kramer/Inyokern/Coolwater | b2 | 24759 | Closed |  | Bus Shunt | YES | Volt | 15.61 | 1.5 | 0.51 | 1.0412 | 0 | 14.4 | 14.4 | 0 | 14.4 | 100
24801 | DEVERS | 500 | SCE EASTERN 500/230kV | SCE EASTERN 500/230kV | SV | 24801 | Closed |  | SVC | YES | Volt | 29.06 | 1.075 | 1.025 | 1.0489 | 0 | 26.42 | 400 | -100 | 500 | 25.8
24801 | DEVERS | 500 | SCE EASTERN 500/230kV | SCE EASTERN 500/230kV | 1 | 24801 | Open |  | Bus Shunt | YES | Volt | 0 | 1.5 | 0.51 | 1.0489 | 0 | 150 | 150 | 0 | 150 | 100
24804 | DEVERS | 230 | SCE EASTERN 500/230kV | SCE EASTERN 500/230kV | ei | 24804 | Closed |  | Discrete | YES | Volt | 314.47 | 1.0109 | 0.9891 | 0.9963 | 0 | 316.8 | 316.8 | 0 | 316.8 | 100
24805 | DEVERS | 115 | SCE Devers 115kV | SCE Devers 115kV | b1 | 24805 | Closed |  | Bus Shunt | YES | Volt | 27.76 | 1.5 | 0.51 | 0.9956 | 0 | 28 | 28 | 0 | 28 | 100
24805 | DEVERS | 115 | SCE Devers 115kV | SCE Devers 115kV | b2 | 24805 | Closed |  | Bus Shunt | YES | Volt | 46.39 | 1.5 | 0.51 | 0.9956 | 0 | 46.8 | 46.8 | 0 | 46.8 | 100
24805 | DEVERS | 115 | SCE Devers 115kV | SCE Devers 115kV | b3 | 24805 | Closed |  | Bus Shunt | YES | Volt | 46.39 | 1.5 | 0.51 | 0.9956 | 0 | 46.8 | 46.8 | 0 | 46.8 | 100
24806 | MIRAGE | 230 | SCE EASTERN 500/230kV | SCE EASTERN 500/230kV | ei | 24806 | Closed |  | Discrete | YES | Volt | 0 | 1.013 | 0.987 | 0.9969 | 0 | 0 | 79.2 | 0 | 79.2 | 0
24807 | MIRAGE | 115 | SCE Mirage 115kV | SCE Mirage 115kV | b1 | 24807 | Open |  | Bus Shunt | YES | Volt | 0 | 1.5 | 0.51 | 1.0352 | 0 | 45 | 45 | 0 | 45 | 100
24807 | MIRAGE | 115 | SCE Mirage 115kV | SCE Mirage 115kV | b2 | 24807 | Open |  | Bus Shunt | YES | Volt | 0 | 1.5 | 0.51 | 1.0352 | 0 | 45 | 45 | 0 | 45 | 100
24901 | VSTA | 230 | SCE EASTERN 500/230kV | SCE EASTERN 500/230kV | ei | 24901 | Closed |  | Discrete | YES | Volt | 76.62 | 0.9891 | 0.9674 | 0.9835 | 0 | 79.2 | 79.2 | 0 | 79.2 | 100
25401 | EAGLEMTN | 230 | MWD Colorado River Aqueduct | MWD Colorado River Aqueduct | b1 | 25401 | Open |  | Bus Shunt | YES | Volt | 0 | 1.5 | 0.51 | 0.997 | 0 | -45 | 0 | -45 | 45 | 0
25512 | JHINDMWD | 230 | MWD Colorado River Aqueduct | MWD Colorado River Aqueduct | b1 | 25512 | Closed |  | Bus Shunt | YES | Volt | -24.7 | 1.5 | 0.51 | 0.994 | 0 | -25 | 0 | -25 | 25 | 0
25654 | VIEJO | 230 | SCE Orange County | SCE Orange County | ei | 25654 | Closed |  | Discrete | YES | Volt | 78.29 | 1.013 | 0.987 | 0.9942 | 0 | 79.2 | 158.4 | 0 | 158.4 | 50
25656 | MIRALOME | 230 | SCE Los Angeles Basin 230kV | SCE Los Angeles Basin 230kV | ei | 25656 | Closed |  | Discrete | YES | Volt | 0 | 0.9913 | 0.9652 | 0.9796 | 0 | 0 | 79.2 | 0 | 79.2 | 0
26044 | MARKETPL | 500 | LA EASTERN-AC | LA PDCI | 2 | 26044 | Open |  | Bus Shunt | YES | Volt | 0 | 1.5 | 0.51 | 1.0715 | 0 | -90 | 0 | -90 | 90 | 0
26044 | MARKETPL | 500 | LA EASTERN-AC | LA PDCI | 1 | 26044 | Open |  | Bus Shunt | YES | Volt | 0 | 1.5 | 0.51 | 1.0715 | 0 | -90 | 0 | -90 | 90 | 0
26064 | RS X | 230 | LA BASIN | LA PDCI | 1 | 26064 | Open |  | Bus Shunt | YES | Volt | 0 | 1.5 | 0.51 | 0 | -0.51 | -90 | 0 | -90 | 90 | 0
26066 | SCATERGD | 230 | LA BASIN | LA BASIN | 1 | 26066 | Open |  | Bus Shunt | YES | Volt | 0 | 1.5 | 0.51 | 1.0341 | 0 | -44.8 | 0 | -44.8 | 44.8 | 0
26066 | SCATERGD | 230 | LA BASIN | LA BASIN | 13 | 26066 | Open |  | Bus Shunt | YES | Volt | 0 | 1.5 | 0.51 | 1.0341 | 0 | -20.96 | 0 | -20.96 | 20.96 | 0
26066 | SCATERGD | 230 | LA BASIN | LA BASIN | 21 | 26066 | Open |  | Bus Shunt | YES | Volt | 0 | 1.5 | 0.51 | 1.0341 | 0 | -22.69 | 0 | -22.69 | 22.69 | 0
26069 | CNTURY | 138 | LA BASIN | LA BASIN | 2 | 26069 | Open |  | Bus Shunt | YES | Volt | 0 | 1.5 | 0.51 | 1.0275 | 0 | 33 | 33 | 0 | 33 | 100
26069 | CNTURY | 138 | LA BASIN | LA BASIN | 3 | 26069 | Open |  | Bus Shunt | YES | Volt | 0 | 1.5 | 0.51 | 1.0275 | 0 | 33 | 33 | 0 | 33 | 100
26069 | CNTURY | 138 | LA BASIN | LA BASIN | 1 | 26069 | Open |  | Bus Shunt | YES | Volt | 0 | 1.5 | 0.51 | 1.0275 | 0 | 33 | 33 | 0 | 33 | 100
26073 | WLMNTN | 138 | LA BASIN | LA BASIN | b | 26073 | Open |  | Bus Shunt | YES | Volt | 0 | 1.5 | 0.51 | 1.0294 | 0 | 52.8 | 52.8 | 0 | 52.8 | 100
26073 | WLMNTN | 138 | LA BASIN | LA BASIN | 2 | 26073 | Open |  | Bus Shunt | YES | Volt | 0 | 1.5 | 0.51 | 1.0294 | 0 | 33 | 33 | 0 | 33 | 100
26073 | WLMNTN | 138 | LA BASIN | LA BASIN | 1 | 26073 | Open |  | Bus Shunt | YES | Volt | 0 | 1.5 | 0.51 | 1.0294 | 0 | 33 | 33 | 0 | 33 | 100
26076 | FAIRFAX | 138 | LA BASIN | LA BASIN | 13 | 26076 | Open |  | Bus Shunt | YES | Volt | 0 | 1.5 | 0.51 | 1.0317 | 0 | -20.96 | 0 | -20.96 | 20.96 | 0
26076 | FAIRFAX | 138 | LA BASIN | LA BASIN | 12 | 26076 | Open |  | Bus Shunt | YES | Volt | 0 | 1.5 | 0.51 | 1.0317 | 0 | -22.69 | 0 | -22.69 | 22.69 | 0
26076 | FAIRFAX | 138 | LA BASIN | LA BASIN | 1 | 26076 | Open |  | Bus Shunt | YES | Volt | 0 | 1.5 | 0.51 | 1.0317 | 0 | -44.8 | 0 | -44.8 | 44.8 | 0
26076 | FAIRFAX | 138 | LA BASIN | LA BASIN | 11 | 26076 | Open |  | Bus Shunt | YES | Volt | 0 | 1.5 | 0.51 | 1.0317 | 0 | -44.8 | 0 | -44.8 | 44.8 | 0
26078 | TOLUCA | 230 | LA BASIN | LA BASIN | 1 | 26078 | Open |  | Bus Shunt | YES | Volt | 0 | 1.5 | 0.51 | 1.0102 | 0 | -44.8 | 0 | -44.8 | 44.8 | 0
26078 | TOLUCA | 230 | LA BASIN | LA BASIN | 12 | 26078 | Open |  | Bus Shunt | YES | Volt | 0 | 1.5 | 0.51 | 1.0102 | 0 | -22.69 | 0 | -22.69 | 22.69 | 0
26078 | TOLUCA | 230 | LA BASIN | LA BASIN | 13 | 26078 | Open |  | Bus Shunt | YES | Volt | 0 | 1.5 | 0.51 | 1.0102 | 0 | -20.96 | 0 | -20.96 | 20.96 | 0
26078 | TOLUCA | 230 | LA BASIN | LA BASIN | 11 | 26078 | Open |  | Bus Shunt | YES | Volt | 0 | 1.5 | 0.51 | 1.0102 | 0 | -44.8 | 0 | -44.8 | 44.8 | 0
26085 | HOLYWDLD | 138 | LA BASIN | LA BASIN | 1 | 26085 | Open |  | Bus Shunt | YES | Volt | 0 | 1.5 | 0.51 | 1.0107 | 0 | 50 | 50 | 0 | 50 | 100
26087 | OLYMPC | 230 | LA BASIN | LA BASIN | 13 | 26087 | Open |  | Bus Shunt | YES | Volt | 0 | 1.5 | 0.51 | 1.0289 | 0 | -20.96 | 0 | -20.96 | 20.96 | 0
26087 | OLYMPC | 230 | LA BASIN | LA BASIN | 21 | 26087 | Open |  | Bus Shunt | YES | Volt | 0 | 1.5 | 0.51 | 1.0289 | 0 | -22.69 | 0 | -22.69 | 22.69 | 0
26087 | OLYMPC | 230 | LA BASIN | LA BASIN | 1 | 26087 | Open |  | Bus Shunt | YES | Volt | 0 | 1.5 | 0.51 | 1.0289 | 0 | -44.8 | 0 | -44.8 | 44.8 | 0
26133 | BARRENRD_SVC | 230 | LA OVES | LA OVES | v1 | 26132 | Open |  | SVC | YES | Volt | 0 | 1.01 | 0.99 | 1.0344 | 0.0244 | 119.95 | 200 | -100 | 300 | 33.3
26136 | COTTONWD | 230 | LA OVES | LA OVES | b | 26136 | Open |  | Bus Shunt | YES | Volt | 0 | 1.5 | 0.51 | 1.0447 | 0 | -30 | 0 | -30 | 30 | 0
26270 | SYL PF BUS 1 | 230 | LA PDCI | LA PDCI | 13 | 26270 | Closed |  | Bus Shunt | YES | Volt | 202.58 | 1.5 | 0.51 | 0.9893 | 0 | 207 | 207 | 0 | 207 | 100
26270 | SYL PF BUS 1 | 230 | LA PDCI | LA PDCI | 14 | 26270 | Closed |  | Bus Shunt | YES | Volt | 202.58 | 1.5 | 0.51 | 0.9893 | 0 | 207 | 207 | 0 | 207 | 100
26270 | SYL PF BUS 1 | 230 | LA PDCI | LA PDCI | 15 | 26270 | Closed |  | Bus Shunt | YES | Volt | 202.58 | 1.5 | 0.51 | 0.9893 | 0 | 207 | 207 | 0 | 207 | 100
26270 | SYL PF BUS 1 | 230 | LA PDCI | LA PDCI | 17 | 26270 | Closed |  | Bus Shunt | YES | Volt | -78.29 | 1.5 | 0.51 | 0.9893 | 0 | -80 | 0 | -80 | 80 | 0
26271 | SYL PF BUS 2 | 230 | LA PDCI | LA PDCI | 23 | 26271 | Open |  | Bus Shunt | YES | Volt | 0 | 1.5 | 0.51 | 1.0239 | 0 | 207 | 207 | 0 | 207 | 100
26271 | SYL PF BUS 2 | 230 | LA PDCI | LA PDCI | 24 | 26271 | Closed |  | Bus Shunt | YES | Volt | 217.01 | 1.5 | 0.51 | 1.0239 | 0 | 207 | 207 | 0 | 207 | 100
26271 | SYL PF BUS 2 | 230 | LA PDCI | LA PDCI | 25 | 26271 | Closed |  | Bus Shunt | YES | Volt | 217.01 | 1.5 | 0.51 | 1.0239 | 0 | 207 | 207 | 0 | 207 | 100
26271 | SYL PF BUS 2 | 230 | LA PDCI | LA PDCI | 27 | 26271 | Closed |  | Bus Shunt | YES | Volt | -83.87 | 1.5 | 0.51 | 1.0239 | 0 | -80 | 0 | -80 | 80 | 0
26272 | SYL PF BUS 3 | 230 | LA PDCI | LA PDCI | 33 | 26272 | Open |  | Bus Shunt | YES | Volt | 0 | 1.5 | 0.51 | 0.9893 | 0 | 207 | 207 | 0 | 207 | 100
26272 | SYL PF BUS 3 | 230 | LA PDCI | LA PDCI | 34 | 26272 | Open |  | Bus Shunt | YES | Volt | 0 | 1.5 | 0.51 | 0.9893 | 0 | 207 | 207 | 0 | 207 | 100
26272 | SYL PF BUS 3 | 230 | LA PDCI | LA PDCI | 35 | 26272 | Closed |  | Bus Shunt | YES | Volt | 202.19 | 1.5 | 0.51 | 0.9893 | 0 | 207 | 207 | 0 | 207 | 100
26272 | SYL PF BUS 3 | 230 | LA PDCI | LA PDCI | 37 | 26272 | Open |  | Bus Shunt | YES | Volt | 0 | 1.5 | 0.51 | 0.9893 | 0 | -80 | 0 | -80 | 80 | 0
26273 | SYL PF BUS 4 | 230 | LA PDCI | LA PDCI | 43 | 26273 | Open |  | Bus Shunt | YES | Volt | 0 | 1.5 | 0.51 | 1.0239 | 0 | 207 | 207 | 0 | 207 | 100
26273 | SYL PF BUS 4 | 230 | LA PDCI | LA PDCI | 47 | 26273 | Closed |  | Bus Shunt | YES | Volt | -83.87 | 1.5 | 0.51 | 1.0239 | 0 | -80 | 0 | -80 | 80 | 0
26273 | SYL PF BUS 4 | 230 | LA PDCI | LA PDCI | 45 | 26273 | Closed |  | Bus Shunt | YES | Volt | 217.01 | 1.5 | 0.51 | 1.0239 | 0 | 207 | 207 | 0 | 207 | 100
26273 | SYL PF BUS 4 | 230 | LA PDCI | LA PDCI | 44 | 26273 | Closed |  | Bus Shunt | YES | Volt | 217.01 | 1.5 | 0.51 | 1.0239 | 0 | 207 | 207 | 0 | 207 | 100
26274 | ADL PF BUS 1 | 500 | LA IPP | LA IPP | b1 | 26274 | Open |  | Bus Shunt | YES | Volt | 0 | 1.5 | 0.51 | 1.0727 | 0 | 104.6 | 104.6 | 0 | 104.6 | 100
26274 | ADL PF BUS 1 | 500 | LA IPP | LA IPP | b2 | 26274 | Closed |  | Bus Shunt | YES | Volt | 171.99 | 1.5 | 0.51 | 1.0727 | 0 | 149.3 | 149.3 | 0 | 149.3 | 100
26274 | ADL PF BUS 1 | 500 | LA IPP | LA IPP | b4 | 26274 | Closed |  | Bus Shunt | YES | Volt | 189.26 | 1.5 | 0.51 | 1.0727 | 0 | 164.3 | 164.3 | 0 | 164.3 | 100
26274 | ADL PF BUS 1 | 500 | LA IPP | LA IPP | b5 | 26274 | Closed |  | Bus Shunt | YES | Volt | -129.02 | 1.5 | 0.51 | 1.0727 | 0 | -112 | 0 | -112 | 112 | 0
26274 | ADL PF BUS 1 | 500 | LA IPP | LA IPP | b6 | 26274 | Open |  | Bus Shunt | YES | Volt | 0 | 1.5 | 0.51 | 1.0727 | 0 | 120 | 120 | 0 | 120 | 100
26275 | ADL PF BUS 2 | 500 | LA IPP | LA IPP | b1 | 26275 | Open |  | Bus Shunt | YES | Volt | 0 | 1.5 | 0.51 | 1.0727 | 0 | 104.6 | 104.6 | 0 | 104.6 | 100
26275 | ADL PF BUS 2 | 500 | LA IPP | LA IPP | b2 | 26275 | Closed |  | Bus Shunt | YES | Volt | 171.93 | 1.5 | 0.51 | 1.0727 | 0 | 149.3 | 149.3 | 0 | 149.3 | 100
26275 | ADL PF BUS 2 | 500 | LA IPP | LA IPP | b4 | 26275 | Open |  | Bus Shunt | YES | Volt | 0 | 1.5 | 0.51 | 1.0727 | 0 | 164.3 | 164.3 | 0 | 164.3 | 100
26275 | ADL PF BUS 2 | 500 | LA IPP | LA IPP | b5 | 26275 | Open |  | Bus Shunt | YES | Volt | 0 | 1.5 | 0.51 | 1.0727 | 0 | -112 | 0 | -112 | 112 | 0
26275 | ADL PF BUS 2 | 500 | LA IPP | LA IPP | b6 | 26275 | Open |  | Bus Shunt | YES | Volt | 0 | 1.5 | 0.51 | 1.0727 | 0 | 120 | 120 | 0 | 120 | 100
26276 | ADL PF BUS 3 | 500 | LA IPP | LA IPP | b1 | 26276 | Open |  | Bus Shunt | YES | Volt | 0 | 1.5 | 0.51 | 1.0727 | 0 | 104.6 | 104.6 | 0 | 104.6 | 100
26276 | ADL PF BUS 3 | 500 | LA IPP | LA IPP | b2 | 26276 | Closed |  | Bus Shunt | YES | Volt | 172.1 | 1.5 | 0.51 | 1.0727 | 0 | 149.3 | 149.3 | 0 | 149.3 | 100
26276 | ADL PF BUS 3 | 500 | LA IPP | LA IPP | b4 | 26276 | Closed |  | Bus Shunt | YES | Volt | 189.39 | 1.5 | 0.51 | 1.0727 | 0 | 164.3 | 164.3 | 0 | 164.3 | 100
26276 | ADL PF BUS 3 | 500 | LA IPP | LA IPP | b5 | 26276 | Open |  | Bus Shunt | YES | Volt | 0 | 1.5 | 0.51 | 1.0727 | 0 | -112 | 0 | -112 | 112 | 0
26277 | ADL PF BUS 4 | 500 | LA IPP | LA IPP | b1 | 26277 | Open |  | Bus Shunt | YES | Volt | 0 | 1.5 | 0.51 | 1.0727 | 0 | 104.6 | 104.6 | 0 | 104.6 | 100
26277 | ADL PF BUS 4 | 500 | LA IPP | LA IPP | b2 | 26277 | Open |  | Bus Shunt | YES | Volt | 0 | 1.5 | 0.51 | 1.0727 | 0 | 149.3 | 149.3 | 0 | 149.3 | 100
26277 | ADL PF BUS 4 | 500 | LA IPP | LA IPP | b4 | 26277 | Open |  | Bus Shunt | YES | Volt | 0 | 1.5 | 0.51 | 1.0727 | 0 | 164.3 | 164.3 | 0 | 164.3 | 100
26278 | INT PF BUS 1 | 345 | LA IPP | LA IPP | b1 | 26278 | Closed |  | Bus Shunt | YES | Volt | 63.95 | 1.5 | 0.51 | 1.0473 | 0 | 58.3 | 58.3 | 0 | 58.3 | 100
26278 | INT PF BUS 1 | 345 | LA IPP | LA IPP | b2 | 26278 | Closed |  | Bus Shunt | YES | Volt | 124.05 | 1.5 | 0.51 | 1.0473 | 0 | 113.1 | 113.1 | 0 | 113.1 | 100
26278 | INT PF BUS 1 | 345 | LA IPP | LA IPP | b4 | 26278 | Closed |  | Bus Shunt | YES | Volt | 76.34 | 1.5 | 0.51 | 1.0473 | 0 | 69.6 | 69.6 | 0 | 69.6 | 100
26278 | INT PF BUS 1 | 345 | LA IPP | LA IPP | b5 | 26278 | Closed |  | Bus Shunt | YES | Volt | 60.98 | 1.5 | 0.51 | 1.0473 | 0 | 55.6 | 55.6 | 0 | 55.6 | 100
26278 | INT PF BUS 1 | 345 | LA IPP | LA IPP | b6 | 26278 | Open |  | Bus Shunt | YES | Volt | 0 | 1.5 | 0.51 | 1.0473 | 0 | -90 | 0 | -90 | 90 | 0
26278 | INT PF BUS 1 | 345 | LA IPP | LA IPP | b7 | 26278 | Closed |  | Bus Shunt | YES | Volt | 62.96 | 1.5 | 0.51 | 1.0473 | 0 | 57.4 | 57.4 | 0 | 57.4 | 100
26279 | INT PF BUS 2 | 345 | LA IPP | LA IPP | b1 | 26279 | Closed |  | Bus Shunt | YES | Volt | 63.95 | 1.5 | 0.51 | 1.0473 | 0 | 58.3 | 58.3 | 0 | 58.3 | 100
26279 | INT PF BUS 2 | 345 | LA IPP | LA IPP | b2 | 26279 | Closed |  | Bus Shunt | YES | Volt | 124.06 | 1.5 | 0.51 | 1.0473 | 0 | 113.1 | 113.1 | 0 | 113.1 | 100
26279 | INT PF BUS 2 | 345 | LA IPP | LA IPP | b4 | 26279 | Closed |  | Bus Shunt | YES | Volt | 76.35 | 1.5 | 0.51 | 1.0473 | 0 | 69.6 | 69.6 | 0 | 69.6 | 100
26279 | INT PF BUS 2 | 345 | LA IPP | LA IPP | b5 | 26279 | Closed |  | Bus Shunt | YES | Volt | 60.99 | 1.5 | 0.51 | 1.0473 | 0 | 55.6 | 55.6 | 0 | 55.6 | 100
26279 | INT PF BUS 2 | 345 | LA IPP | LA IPP | b6 | 26279 | Open |  | Bus Shunt | YES | Volt | 0 | 1.5 | 0.51 | 1.0473 | 0 | -90 | 0 | -90 | 90 | 0
26279 | INT PF BUS 2 | 345 | LA IPP | LA IPP | b7 | 26279 | Closed |  | Bus Shunt | YES | Volt | 62.96 | 1.5 | 0.51 | 1.0473 | 0 | 57.4 | 57.4 | 0 | 57.4 | 100
26280 | INT PF BUS 3 | 345 | LA IPP | LA IPP | b1 | 26280 | Open |  | Bus Shunt | YES | Volt | 0 | 1.5 | 0.51 | 1.0464 | 0 | 58.3 | 58.3 | 0 | 58.3 | 100
26280 | INT PF BUS 3 | 345 | LA IPP | LA IPP | b2 | 26280 | Open |  | Bus Shunt | YES | Volt | 0 | 1.5 | 0.51 | 1.0464 | 0 | 113.1 | 113.1 | 0 | 113.1 | 100
26280 | INT PF BUS 3 | 345 | LA IPP | LA IPP | b4 | 26280 | Closed |  | Bus Shunt | YES | Volt | 76.21 | 1.5 | 0.51 | 1.0464 | 0 | 69.6 | 69.6 | 0 | 69.6 | 100
26280 | INT PF BUS 3 | 345 | LA IPP | LA IPP | b5 | 26280 | Open |  | Bus Shunt | YES | Volt | 0 | 1.5 | 0.51 | 1.0464 | 0 | 55.6 | 55.6 | 0 | 55.6 | 100
26280 | INT PF BUS 3 | 345 | LA IPP | LA IPP | b6 | 26280 | Open |  | Bus Shunt | YES | Volt | 0 | 1.5 | 0.51 | 1.0464 | 0 | -90 | 0 | -90 | 90 | 0
26280 | INT PF BUS 3 | 345 | LA IPP | LA IPP | b7 | 26280 | Open |  | Bus Shunt | YES | Volt | 0 | 1.5 | 0.51 | 1.0464 | 0 | 57.4 | 57.4 | 0 | 57.4 | 100
26281 | INT PF BUS 4 | 345 | LA IPP | LA IPP | b1 | 26281 | Open |  | Bus Shunt | YES | Volt | 0 | 1.5 | 0.51 | 1.0462 | 0 | 58.3 | 58.3 | 0 | 58.3 | 100
26281 | INT PF BUS 4 | 345 | LA IPP | LA IPP | b2 | 26281 | Open |  | Bus Shunt | YES | Volt | 0 | 1.5 | 0.51 | 1.0462 | 0 | 113.1 | 113.1 | 0 | 113.1 | 100
26281 | INT PF BUS 4 | 345 | LA IPP | LA IPP | b4 | 26281 | Open |  | Bus Shunt | YES | Volt | 0 | 1.5 | 0.51 | 1.0462 | 0 | 69.6 | 69.6 | 0 | 69.6 | 100
26281 | INT PF BUS 4 | 345 | LA IPP | LA IPP | b5 | 26281 | Open |  | Bus Shunt | YES | Volt | 0 | 1.5 | 0.51 | 1.0462 | 0 | 55.6 | 55.6 | 0 | 55.6 | 100
26281 | INT PF BUS 4 | 345 | LA IPP | LA IPP | b7 | 26281 | Open |  | Bus Shunt | YES | Volt | 0 | 1.5 | 0.51 | 1.0462 | 0 | 57.4 | 57.4 | 0 | 57.4 | 100
29400 | ANTELOPE | 500 | SCE NORTHERN 500kV | SCE NORTHERN 500kV | ei | 29400 | Closed |  | Discrete | YES | Volt | 168.34 | 1.077 | 1.051 | 1.0594 | 0 | 150 | 300 | 0 | 300 | 50
29401 | WINDHUB | 500 | SCE NORTHERN 500kV | SCE NORTHERN 500kV | ei | 29401 | Closed |  | Discrete | YES | Volt | 168.09 | 1.077 | 1.051 | 1.0586 | 0 | 150 | 300 | 0 | 300 | 50
29402 | WIRLWIND | 500 | SCE NORTHERN 500kV | SCE NORTHERN 500kV | ei | 29402 | Closed |  | Discrete | YES | Volt | 168.31 | 1.077 | 1.051 | 1.0593 | 0 | 150 | 300 | 0 | 300 | 50
29795 | NORTH BIGSKY | 230 | SCE South of Magunden 230kV | SCE South of Magunden 230kV | L1 | 29795 | Open |  | Bus Shunt | YES | Volt | 0 | 1.5 | 0.51 | 1.0108 | 0 | -25.53 | 0 | -25.53 | 25.53 | 0
30015 | TABLE MTN | 500 | Intertie | Intertie | v | 30015 | Open |  | Fixed | YES | Volt | 0 | 1.1403 | 0.9803 | 1.0582 | 0 | 0 | 454 | 0 | 454 | 0
30020 | OLINDA | 500 | Intertie | Intertie | v | 30020 | Closed |  | Fixed | YES | Volt | 224.22 | 1.0985 | 1.0586 | 1.0588 | 0 | 200 | 200 | 0 | 200 | 100
30035 | TRACY | 500 | Intertie | Intertie | v | 30035 | Closed |  | Discrete | YES | Volt | 683.18 | 1.09 | 1.05 | 1.0671 | 0 | 600 | 600 | 0 | 600 | 100
30042 | METCALF | 500 | Intertie | Intertie | v | 30042 | Closed |  | Discrete | YES | Volt | 383.34 | 1.08 | 1.02 | 1.0465 | 0 | 350 | 350 | 0 | 350 | 100
30114 | DELEVAN | 230 | Conf Load (N. Valley) | Conf Load (N. Valley) | r | 30114 | Closed |  | Discrete | YES | Volt | 0 | 1.0239 | 1.0109 | 1.0058 | -0.0051 | 0 | 0 | -200 | 200 | 100
30430 | FULTON | 230 | Conf Load (N. Coast) | Conf Load (N. Coast) | v | 30430 | Closed |  | Discrete | YES | Volt | 388.94 | 1.0351 | 1.0171 | 1.0184 | 0 | 375 | 375 | 0 | 375 | 100
30445 | IGNACIO | 230 | Conf Load (North Bay) | Conf Load (North Bay) | r | 30445 | Closed |  | Discrete | YES | Volt | 0 | 1.0239 | 1.0109 | 0.9853 | -0.0256 | 0 | 0 | -150 | 150 | 100
30460 | VACA-DIX | 230 | Conf Load (Sacramento) | Conf Load (Sacramento) | v | 30460 | Closed |  | Discrete | YES | Volt | 124.83 | 1.0341 | 1.0181 | 0.9993 | -0.0188 | 125 | 125 | 0 | 125 | 100
30500 | BELLOTA | 230 | Conf Load (Stockton) | Conf Load (Stockton) | r | 30500 | Closed |  | Discrete | YES | Volt | 0 | 1.0239 | 1.0109 | 0.9898 | -0.0211 | 0 | 0 | -100 | 100 | 100
30529 | MONTEZUMASS | 230 | Conf Load (Sacramento) | Conf Load (Sacramento) | v | 30529 | Closed |  | Discrete | YES | Volt | 72.08 | 1.0374 | 0.9974 | 1.0148 | 0 | 70 | 70 | 0 | 140 | 100
30537 | NDUBLIN | 230 | Conf Load (Mission) | Conf Load (Mission) | v | 35219 | Closed |  | Discrete | YES | Volt | 0 | 1.0274 | 1.0074 | 1.01 | 0 | 0 | 0 | -50 | 50 | 100
30585 | LS PSTAS | 230 | Conf Load (Mission) | Conf Load (Mission) | v | 30585 | Closed |  | Fixed | YES | Volt | 9.85 | 1.0974 | 0.9374 | 0.9924 | 0 | 10 | 10 | 0 | 10 | 100
30625 | TESLA D | 230 | Conf Load (Stockton) | Conf Load (Stockton) | v | 30625 | Closed |  | Discrete | YES | Volt | 193.39 | 1.0254 | 1.0094 | 1.0115 | 0 | 189 | 189 | 0 | 189 | 100
30630 | NEWARK D | 230 | Conf Load (Mission) | Conf Load (Mission) | c1 | 30630 | Closed |  | Bus Shunt | YES | Volt | 76.25 | 1.5 | 0.51 | 1.0083 | 0 | 75 | 75 | 0 | 75 | 100
30630 | NEWARK D | 230 | Conf Load (Mission) | Conf Load (Mission) | c2 | 30630 | Closed |  | Bus Shunt | YES | Volt | 76.25 | 1.5 | 0.51 | 1.0083 | 0 | 75 | 75 | 0 | 75 | 100
30630 | NEWARK D | 230 | Conf Load (Mission) | Conf Load (Mission) | c3 | 30630 | Closed |  | Bus Shunt | YES | Volt | 76.25 | 1.5 | 0.51 | 1.0083 | 0 | 75 | 75 | 0 | 75 | 100
30631 | NEWARK E | 230 | Conf Load (Mission) | Conf Load (Mission) | v | 30631 | Closed |  | SVC | YES | Volt | 0 | 1.0274 | 1.0074 | 1.0083 | 0 | 0 | 0 | -154 | 154 | 100
30631 | NEWARK E | 230 | Conf Load (Mission) | Conf Load (Mission) | 7h | 30631 | Closed |  | Bus Shunt | YES | Volt | 27.45 | 1.5 | 0.51 | 1.0083 | 0 | 27 | 27 | 0 | 27 | 100
30631 | NEWARK E | 230 | Conf Load (Mission) | Conf Load (Mission) | 5h | 30631 | Closed |  | Bus Shunt | YES | Volt | 27.45 | 1.5 | 0.51 | 1.0083 | 0 | 27 | 27 | 0 | 27 | 100
30631 | NEWARK E | 230 | Conf Load (Mission) | Conf Load (Mission) | C1 | 30631 | Closed |  | Bus Shunt | YES | Volt | 168.76 | 1.5 | 0.51 | 1.0083 | 0 | 166 | 166 | 0 | 166 | 100
30635 | NWK DIST | 230 | Conf Load (Mission) | Conf Load (Mission) | v | 30635 | Closed |  | Fixed | YES | Volt | 61.13 | 2.0174 | 0.0174 | 1.0083 | 0 | 60.12 | 60.12 | 0 | 60.12 | 100
30695 | MARTIN C | 230 | Conf Load (S.F.) | Conf Load (S.F.) | v | 30695 | Open |  | Discrete | YES | Volt | 0 | 1.0324 | 1.0024 | 1.0162 | 0 | 0 | 0 | -176 | 176 | 100
30696 | MRT RCTR | 230 | Conf Load (S.F.) | Conf Load (S.F.) | v | 30696 | Closed |  | Discrete | YES | Volt | 0 | 1.0304 | 1.0044 | 1.0186 | 0 | 0 | 0 | -75 | 75 | 100
30699 | PTR_SHNT | 230 | Conf Load (S.F.) | Conf Load (S.F.) | b | 30699 | Open |  | Bus Shunt | YES | Volt | 0 | 1.5 | 0.51 | 1.0133 | 0 | -75 | 0 | -75 | 75 | 0
30700 | SANMATEO | 230 | Conf Load (Peninsula) | Conf Load (Peninsula) | v | 30700 | Closed |  | Discrete | YES | Volt | 234.77 | 1.0264 | 1.0084 | 1.0215 | 0 | 225 | 225 | 0 | 225 | 100
30703 | RAVENSWD | 230 | Conf Load (Peninsula) | Conf Load (Peninsula) | v | 30703 | Closed |  | Discrete | YES | Volt | 309.17 | 1.0264 | 1.0084 | 1.0152 | 0 | 300 | 300 | 0 | 300 | 100
30705 | MONTAVIS | 230 | Conf Load (De Anza) | Conf Load (De Anza) | v | 30705 | Closed |  | Fixed | YES | Volt | 248.76 | 1.0264 | 1.0084 | 0.9975 | -0.0109 | 250 | 375 | 0 | 375 | 66.7
30715 | JEFFERSN | 230 | Conf Load (Peninsula) | Conf Load (Peninsula) | v | 30715 | Open |  | Discrete | YES | Volt | 0 | 1.0304 | 1.0044 | 1.009 | 0 | 0 | 0 | -150 | 150 | 100
30731 | LS ESTRS | 230 | Conf Load (San Jose) | Conf Load (San Jose) | r | 30731 | Closed |  | Discrete | YES | Volt | 0 | 1.0239 | 1.0109 | 1.0074 | -0.0034 | 0 | 0 | -255 | 255 | 100
30735 | METCALF | 230 | Conf Load (San Jose) | Conf Load (San Jose) | v | 30735 | Closed |  | Discrete | YES | Volt | 381.14 | 1.0264 | 1.0084 | 1.0075 | -0.0009 | 375.5 | 375.5 | 0 | 375.5 | 100
30765 | LOSBANOS | 230 | Conf Load (Yosemite) | Conf Load (Yosemite) | v | 30765 | Closed |  | Discrete | YES | Volt | 235.06 | 1.0254 | 1.0094 | 1.0221 | 0 | 225 | 225 | 0 | 225 | 100
30810 | GREGG | 230 | Conf Load (Fresno) | Conf Load (Fresno) | v | 30810 | Closed |  | Discrete | YES | Volt | 143.93 | 1.0264 | 1.0084 | 0.9796 | -0.0288 | 150 | 150 | -100 | 250 | 100
30841 | FIGRDN 1 | 230 | Conf Load (Fresno) | Conf Load (Fresno) | v | 30841 | Closed |  | Fixed | YES | Volt | 27.56 | 1.0974 | 0.9374 | 0.9782 | 0 | 28.8 | 28.8 | 0 | 28.8 | 100
30850 | ASHLAN | 230 | Conf Load (Fresno) | Conf Load (Fresno) | v3 | 30850 | Closed |  | Fixed | YES | Volt | 18.37 | 1.0974 | 0.9374 | 0.978 | 0 | 19.2 | 19.2 | 0 | 38.4 | 100
30850 | ASHLAN | 230 | Conf Load (Fresno) | Conf Load (Fresno) | v2 | 30850 | Closed |  | Fixed | YES | Volt | 18.37 | 1.0974 | 0.9374 | 0.978 | 0 | 19.2 | 19.2 | 0 | 38.4 | 100
30850 | ASHLAN | 230 | Conf Load (Fresno) | Conf Load (Fresno) | v1 | 30850 | Closed |  | Fixed | YES | Volt | 18.37 | 1.0974 | 0.9374 | 0.978 | 0 | 19.2 | 19.2 | 0 | 38.4 | 100
30875 | MC CALL | 230 | Conf Load (Fresno) | Conf Load (Fresno) | v | 30875 | Closed |  | Discrete | YES | Volt | 127.57 | 1.0264 | 1.0084 | 0.9831 | -0.0253 | 132 | 132 | 0 | 132 | 100
30900 | GATES D | 230 | Conf Load (Fresno) | Conf Load (Fresno) | v | 30900 | Closed |  | Discrete | YES | Volt | 0 | 1.0261 | 1.0087 | 1.0188 | 0 | 0 | 225 | 0 | 225 | 0
30925 | DIABLOCN | 230 | Conf Load (Los Padres) | Conf Load (Los Padres) | v | 30925 | Closed |  | Discrete | YES | Volt | 52.66 | 1.0461 | 1.0061 | 1.0262 | 0 | 50 | 50 | 0 | 50 | 100
30994 | WHEELER | 230 | Conf Load (Kern) | Conf Load (Kern) | v | 30994 | Closed |  | Discrete | YES | Volt | 157.48 | 1.0461 | 1.0061 | 1.0246 | 0 | 150 | 225 | 0 | 450 | 66.7
31200 | MENDOCNO | 115 | Conf Load (N. Coast) | Conf Load (N. Coast) | v | 31200 | Closed |  | Discrete | YES | Volt | 82.15 | 1.0783 | 1.0087 | 1.0466 | 0 | 75 | 75 | 0 | 75 | 100
31986 | W.SCRMNO | 115 | Conf Load (Sacramento) | Conf Load (Sacramento) | v | 31986 | Closed |  | Discrete | YES | Volt | 50.95 | 1.0548 | 1.0148 | 1.0054 | -0.0094 | 50.4 | 50.4 | 0 | 50.4 | 100
32018 | GOLDHILL | 115 | Conf Load (Sierra) | Conf Load (Sierra) | v | 32018 | Closed |  | Discrete | YES | Volt | 82.39 | 1.0548 | 1.0148 | 1.0509 | 0 | 74.6 | 74.6 | 0 | 74.6 | 100
32792 | STATIN J | 115 | Conf Load (East Bay) | Conf Load (East Bay) | v | 32792 | Closed |  | Fixed | YES | Volt | 9.19 | 1.1148 | 0.9548 | 1.0218 | 0 | 8.8 | 8.8 | 0 | 8.8 | 100
32990 | MARTNZ D | 115 | Conf Load (Diablo) | Conf Load (Diablo) | v | 32990 | Closed |  | Fixed | YES | Volt | 12.64 | 1.1148 | 0.9548 | 1.0122 | 0 | 12.34 | 12.4 | 0 | 12.4 | 99.5
33204 | POTRERO | 115 | Conf Load (S.F.) | Conf Load (S.F.) | c1 | 33204 | Open |  | Bus Shunt | YES | Volt | 0 | 1.5 | 0.51 | 1.0348 | 0 | 75 | 75 | 0 | 75 | 100
33204 | POTRERO | 115 | Conf Load (S.F.) | Conf Load (S.F.) | c2 | 33204 | Open |  | Bus Shunt | YES | Volt | 0 | 1.5 | 0.51 | 1.0348 | 0 | 75 | 75 | 0 | 75 | 100
33204 | POTRERO | 115 | Conf Load (S.F.) | Conf Load (S.F.) | c3 | 33204 | Open |  | Bus Shunt | YES | Volt | 0 | 1.5 | 0.51 | 1.0348 | 0 | 75 | 75 | 0 | 75 | 100
33208 | MARTIN C | 115 | Conf Load (S.F.) | Conf Load (S.F.) | v | 33208 | Closed |  | Discrete | YES | Volt | 0 | 1.0478 | 1.0218 | 1.0316 | 0 | 0 | 200 | 0 | 200 | 0
33210 | POT_SVC | 115 | Conf Load (S.F.) | Conf Load (S.F.) | v | 33204 | Closed |  | SVC | YES | Volt | -33.15 | 1.0448 | 1.0248 | 1.0348 | 0 | -30.93 | 0 | -190 | 190 | 82.6
33210 | POT_SVC | 115 | Conf Load (S.F.) | Conf Load (S.F.) | 7h | 33210 | Open |  | Bus Shunt | YES | Volt | 0 | 1.5 | 0.51 | 1.0348 | 0 | 35 | 35 | 0 | 35 | 100
33210 | POT_SVC | 115 | Conf Load (S.F.) | Conf Load (S.F.) | 5h | 33210 | Open |  | Bus Shunt | YES | Volt | 0 | 1.5 | 0.51 | 1.0348 | 0 | 55 | 55 | 0 | 55 | 100
33210 | POT_SVC | 115 | Conf Load (S.F.) | Conf Load (S.F.) | C1 | 33210 | Closed |  | Bus Shunt | YES | Volt | 186.45 | 1.5 | 0.51 | 1.0348 | 0 | 174 | 174 | 0 | 174 | 100
34348 | SHEPHERD | 115 | Conf Load (Fresno) | Conf Load (Fresno) | v | 34348 | Closed |  | Discrete | YES | Volt | 50.32 | 1.0428 | 1.0268 | 1.0032 | -0.0236 | 50 | 50 | 0 | 50 | 100
34408 | BARTON | 115 | Conf Load (Fresno) | Conf Load (Fresno) | v | 34408 | Closed |  | Fixed | YES | Volt | 8.64 | 1.1148 | 0.9548 | 0.9906 | 0 | 8.8 | 8.8 | 0 | 8.8 | 100
34410 | MANCHSTR | 115 | Conf Load (Fresno) | Conf Load (Fresno) | v | 34410 | Closed |  | Fixed | YES | Volt | 8.5 | 1.1148 | 0.9548 | 0.9827 | 0 | 8.8 | 8.8 | 0 | 8.8 | 100
35120 | NEWARK D | 115 | Conf Load (Mission) | Conf Load (Mission) | v | 35120 | Open |  | Fixed | YES | Volt | 0 | 1.041 | 1.0285 | 1.016 | -0.0125 | 150 | 150 | 0 | 150 | 100
35219 | VINEYARD | 230 | Conf Load (Mission) | Conf Load (Mission) | v | 35219 | Closed |  | Discrete | YES | Volt | 0 | 1.0274 | 1.0074 | 1.01 | 0 | 0 | 0 | -100 | 100 | 100
35658 | LS ESTRS | 115 | Conf Load (San Jose) | Conf Load (San Jose) | v | 35658 | Closed |  | Discrete | YES | Volt | 153.74 | 1.0548 | 1.0148 | 1.0124 | -0.0024 | 150 | 150 | 0 | 150 | 100
35905 | CMP EVRS | 115 | Conf Load (Central Coast) | Conf Load (Central Coast) | v | 35905 | Closed |  | Discrete | YES | Volt | 20.26 | 2.0548 | 0.0148 | 1.0066 | 0 | 20 | 20 | 0 | 20 | 100
35909 | HOLLISTR | 115 | Conf Load (Central Coast) | Conf Load (Central Coast) | v | 35909 | Closed |  | Fixed | YES | Volt | 10.05 | 1.0548 | 1.0148 | 1.0025 | -0.0123 | 10 | 10 | 0 | 10 | 100
35922 | MOSSLNSW | 115 | Conf Load (Central Coast) | Conf Load (Central Coast) | v | 35922 | Closed |  | Fixed | YES | Volt | -160.58 | 1.0548 | 1.0148 | 1.0347 | 0 | -150 | 0 | -150 | 150 | 0
36218 | M | 115 | Conf Load (Central Coast) | Conf Load (Central Coast) | v | 35907 | Open |  | SVC | YES | Volt | 0 | 1.0348 | 1.0348 | 1.0026 | -0.0322 | 8.22 | 43 | -43 | 86 | 50
36218 | M | 115 | Conf Load (Central Coast) | Conf Load (Central Coast) | b | 36218 | Open |  | Bus Shunt | YES | Volt | 0 | 1.5 | 0.51 | 0 | -0.51 | 21 | 21 | 0 | 21 | 100
36256 | MESA_PGE | 115 | Conf Load (Los Padres) | Conf Load (Los Padres) | v | 30930 | Closed |  | Discrete | YES | Volt | 108.99 | 1.0417 | 1.0017 | 1.0138 | 0 | 100 | 100 | 0 | 100 | 100
37004 | ELKGROVE | 230 | Conf Load (SMUD) | Conf Load (SMUD) | b1 | 37004 | Closed |  | Bus Shunt | YES | Volt | 51.6 | 1.5 | 0.51 | 1.0159 | 0 | 50 | 50 | 0 | 50 | 100
37008 | FOOTHILL | 230 | Conf Load (SMUD) | Conf Load (SMUD) | b1 | 37008 | Open |  | Bus Shunt | YES | Volt | 0 | 1.5 | 0.51 | 1.0155 | 0 | 100 | 100 | 0 | 100 | 100
37021 | NATOMAS | 230 | Conf Load (SMUD) | Conf Load (SMUD) | b1 | 37021 | Open |  | Bus Shunt | YES | Volt | 0 | 1.5 | 0.51 | 1.0057 | 0 | 100 | 100 | 0 | 100 | 100
37543 | ELVERTAE | 230 | Conf Load (Western) | Conf Load (Western) | v1 | 37543 | Open |  | Discrete | YES | Volt | 0 | 1.0345 | 0.9654 | 1.0112 | 0 | -100 | 0 | -100 | 100 | 0
37565 | OLINDAW | 230 | Conf Load (Western) | Conf Load (Western) | v2 | 37565 | Open |  | Discrete | YES | Volt | 0 | 1.0345 | 0.9654 | 1.0069 | 0 | -200 | 0 | -200 | 200 | 0
38024 | JENNY | 115 | Conf Load (NCPA) | Conf Load (NCPA) | v | 38024 | Closed |  | Fixed | YES | Volt | 15.05 | 0.9989 | 0.9589 | 1.0225 | 0.0236 | 14.4 | 14.4 | 0 | 14.4 | 100
40021 | ADDY_N | 230 | Spokane Area, N Idaho, W Montana | Spokane Area, N Idaho, W Montana | C1 | 40021 | Closed |  | Discrete | YES | Volt | 54.44 | 1.04 | 1.02 | 1.0209 | 0 | 52.24 | 52.24 | 0 | 52.24 | 100
40025 | ALBANY | 115 | Western Oregon | Western Oregon | C1 | 40025 | Closed |  | Discrete | YES | Volt | 53.16 | 1.039 | 1.021 | 1.0297 | 0 | 50.14 | 50.14 | 0 | 100.29 | 100
40025 | ALBANY | 115 | Western Oregon | Western Oregon | C2 | 40025 | Closed |  | Discrete | YES | Volt | 53.16 | 1.039 | 1.021 | 1.0297 | 0 | 50.14 | 50.14 | 0 | 100.29 | 100
40031 | ALCOA | 115 | Portland Area | Portland Area | C1 | 40031 | Open |  | Discrete | YES | Volt | 0 | 1.034 | 1.026 | 1.0338 | 0 | 61.11 | 61.11 | 0 | 61.11 | 100
40047 | ALVEY_N | 115 | Western Oregon | Western Oregon | C1 | 40047 | Closed |  | Discrete | YES | Volt | 42.41 | 1.043 | 1.037 | 1.0392 | 0 | 39.27 | 39.27 | 0 | 78.53 | 100
40047 | ALVEY_N | 115 | Western Oregon | Western Oregon | C2 | 40047 | Closed |  | Discrete | YES | Volt | 0 | 1.043 | 1.037 | 1.0392 | 0 | 0 | 39.27 | 0 | 78.53 | 0
40049 | ALVEY_S | 230 | Western Oregon | Western Oregon | C1 | 40049 | Closed |  | Discrete | YES | Volt | 0 | 1.037 | 1.023 | 1.0306 | 0 | 0 | 104.71 | 0 | 209.42 | 0
40049 | ALVEY_S | 230 | Western Oregon | Western Oregon | C2 | 40049 | Closed |  | Discrete | YES | Volt | 0 | 1.037 | 1.023 | 1.0306 | 0 | 0 | 104.71 | 0 | 209.42 | 0
40049 | ALVEY_S | 230 | Western Oregon | Western Oregon | C3 | 40049 | Closed |  | Discrete | YES | Volt | 0 | 1.037 | 1.023 | 1.0306 | 0 | 0 | 104.71 | 0 | 209.42 | 0
40049 | ALVEY_S | 230 | Western Oregon | Western Oregon | R1 | 40049 | Closed |  | Discrete | YES | Volt | 0 | 1.037 | 1.023 | 1.0306 | 0 | 0 | 0 | -163.27 | 326.53 | 100
40051 | ALVEY | 500 | Western Oregon | Lower Columbia Basin | R2 | 40051 | Closed |  | Discrete | YES | Volt | 0 | 1.1 | 1.06 | 1.084 | 0 | 0 | 0 | -148.76 | 148.76 | 100
40059 | ASHE | 230 | Lower Columbia Basin | Lower Columbia Basin | C1 | 40059 | Closed |  | Discrete | YES | Volt | 28.19 | 1.047 | 1.033 | 1.0388 | 0 | 26.12 | 26.12 | 0 | 65.31 | 100
40059 | ASHE | 230 | Lower Columbia Basin | Lower Columbia Basin | C2 | 40059 | Closed |  | Discrete | YES | Volt | 42.29 | 1.047 | 1.033 | 1.0388 | 0 | 39.19 | 39.19 | 0 | 65.31 | 100
40061 | ASHE | 500 | Lower Columbia Basin | Lower Columbia Basin | R2 | 40061 | Closed |  | Discrete | YES | Volt | 0 | 1.085 | 1.075 | 1.0797 | 0 | 0 | 0 | -247.93 | 247.93 | 100
40062 | ASHE R1 | 500 | Lower Columbia Basin | Lower Columbia Basin | R1 | 40062 | Closed |  | Discrete | YES | Volt | 0 | 1.085 | 1.075 | 1.08 | 0 | 0 | 0 | -247.93 | 247.93 | 100
40075 | BANDON | 115 | Western Oregon | Western Oregon | C1 | 40075 | Closed |  | Discrete | YES | Volt | 0 | 1.041 | 1.019 | 1.0384 | 0 | 0 | 11.87 | 0 | 23.74 | 0
40075 | BANDON | 115 | Western Oregon | Western Oregon | C2 | 40075 | Closed |  | Discrete | YES | Volt | 12.83 | 1.041 | 1.019 | 1.0384 | 0 | 11.9 | 11.9 | 0 | 23.79 | 100
40086 | BELL S1 | 230 | Spokane Area, N Idaho, W Montana | Spokane Area, N Idaho, W Montana | C5 | 40086 | Closed |  | Discrete | YES | Volt | 0 | 1.06 | 1 | 1.0277 | 0 | 0 | 64.45 | 0 | 128.9 | 0
40086 | BELL S1 | 230 | Spokane Area, N Idaho, W Montana | Spokane Area, N Idaho, W Montana | C6 | 40086 | Closed |  | Discrete | YES | Volt | 0 | 1.06 | 1 | 1.0277 | 0 | 0 | 64.45 | 0 | 128.9 | 0
40088 | BELL S2 | 230 | Spokane Area, N Idaho, W Montana | Spokane Area, N Idaho, W Montana | C2 | 40088 | Closed |  | Discrete | YES | Volt | 0 | 1.06 | 1 | 1.0277 | 0 | 0 | 64.51 | 0 | 129.02 | 0
40088 | BELL S2 | 230 | Spokane Area, N Idaho, W Montana | Spokane Area, N Idaho, W Montana | C3 | 40088 | Closed |  | Discrete | YES | Volt | 0 | 1.06 | 1 | 1.0277 | 0 | 0 | 64.51 | 0 | 129.02 | 0
40088 | BELL S2 | 230 | Spokane Area, N Idaho, W Montana | Spokane Area, N Idaho, W Montana | C4 | 40088 | Closed |  | Discrete | YES | Volt | 0 | 1.06 | 1 | 1.0277 | 0 | 0 | 64.51 | 0 | 129.02 | 0
40090 | BELL S3 | 230 | Spokane Area, N Idaho, W Montana | Spokane Area, N Idaho, W Montana | C1 | 40090 | Closed |  | Discrete | YES | Volt | 80.32 | 1.06 | 1 | 1.0277 | 0 | 76 | 76 | 0 | 76 | 100
40096 | BELL SC | 500 | Spokane Area, N Idaho, W Montana | Spokane Area, N Idaho, W Montana | R1 | 40096 | Closed |  | Discrete | YES | Volt | -175.63 | 1.09 | 1.07 | 1.0866 | 0 | -148.76 | 0 | -148.76 | 148.76 | 0
40097 | BENTON | 115 | Lower Columbia Basin | Lower Columbia Basin | C1 | 40097 | Closed |  | Discrete | YES | Volt | 43.93 | 1.037 | 1.023 | 1.0268 | 0 | 41.67 | 41.67 | 0 | 41.67 | 100
40132 | MORROWF | 115 | Lower Columbia Basin | Lower Columbia Basin | C1 | 40132 | Closed |  | Discrete | YES | Volt | 77.08 | 1.007 | 0.993 | 0.9919 | -0.0011 | 78.36 | 78.36 | 0 | 78.36 | 100
40133 | BONNERS | 115 | Spokane Area, N Idaho, W Montana | Spokane Area, N Idaho, W Montana | C1 | 40133 | Closed |  | Discrete | YES | Volt | 12.4 | 1.041 | 1.019 | 1.022 | 0 | 11.87 | 11.87 | 0 | 23.74 | 100
40133 | BONNERS | 115 | Spokane Area, N Idaho, W Montana | Spokane Area, N Idaho, W Montana | C2 | 40133 | Closed |  | Discrete | YES | Volt | 12.4 | 1.041 | 1.019 | 1.022 | 0 | 11.87 | 11.87 | 0 | 23.74 | 100
40211 | CHEMAWA | 115 | Portland Area | Portland Area | C1 | 40211 | Closed |  | Discrete | YES | Volt | 0 | 1.034 | 1.026 | 1.0322 | 0 | 0 | 23.74 | 0 | 23.74 | 0
40213 | CHEMAWA | 230 | Portland Area | Portland Area | C1 | 40213 | Closed |  | Discrete | YES | Volt | 64.71 | 1.051 | 1.029 | 1.0386 | 0 | 59.99 | 59.99 | 0 | 134.74 | 100
40213 | CHEMAWA | 230 | Portland Area | Portland Area | C2 | 40213 | Closed |  | Discrete | YES | Volt | 80.62 | 1.051 | 1.029 | 1.0386 | 0 | 74.74 | 74.74 | 0 | 134.74 | 100
40247 | COLMBIA_FALS | 115 | Western Montana | Western Montana | C1 | 40247 | Closed |  | Discrete | YES | Volt | 31 | 1.031 | 1.009 | 1.0262 | 0 | 29.43 | 29.43 | 0 | 58.87 | 100
40247 | COLMBIA_FALS | 115 | Western Montana | Western Montana | C2 | 40247 | Closed |  | Discrete | YES | Volt | 31 | 1.031 | 1.009 | 1.0262 | 0 | 29.43 | 29.43 | 0 | 58.87 | 100
40263 | COLV BPA | 115 | Spokane Area, N Idaho, W Montana | Spokane Area, N Idaho, W Montana | C1 | 40263 | Closed |  | Discrete | YES | Volt | 13.5 | 1.026 | 1.014 | 1.0164 | 0 | 13.07 | 13.07 | 0 | 26.14 | 100
40263 | COLV BPA | 115 | Spokane Area, N Idaho, W Montana | Spokane Area, N Idaho, W Montana | C2 | 40263 | Closed |  | Discrete | YES | Volt | 0 | 1.026 | 1.014 | 1.0164 | 0 | 0 | 13.07 | 0 | 26.14 | 0
40263 | COLV BPA | 115 | Spokane Area, N Idaho, W Montana | Spokane Area, N Idaho, W Montana | C3 | 40263 | Closed |  | Discrete | YES | Volt | 0 | 1.026 | 1.014 | 1.0164 | 0 | 0 | 13.07 | 0 | 26.14 | 0
40267 | CONKELLY | 230 | Western Montana | Western Montana | C1 | 40267 | Closed |  | Discrete | YES | Volt | 0 | 1.04 | 1.02 | 1.0393 | 0 | 0 | 61.06 | 0 | 122.11 | 0
40267 | CONKELLY | 230 | Western Montana | Western Montana | C2 | 40267 | Closed |  | Discrete | YES | Volt | 0 | 1.04 | 1.02 | 1.0393 | 0 | 0 | 61.06 | 0 | 122.11 | 0
40267 | CONKELLY | 230 | Western Montana | Western Montana | C3 | 40267 | Closed |  | Discrete | YES | Volt | 0 | 1.04 | 1.02 | 1.0393 | 0 | 0 | 40.71 | 0 | 81.41 | 0
40267 | CONKELLY | 230 | Western Montana | Western Montana | C4 | 40267 | Closed |  | Discrete | YES | Volt | 0 | 1.04 | 1.02 | 1.0393 | 0 | 0 | 40.71 | 0 | 81.41 | 0
40271 | CONNELL | 115 | Lower Columbia Basin | Lower Columbia Basin | C1 | 40271 | Closed |  | Discrete | YES | Volt | 19.93 | 1.056 | 1.024 | 1.0086 | -0.0154 | 19.59 | 19.59 | 0 | 19.59 | 100
40277 | COSMOPLS | 115 | Seattle Area, Olympic Peninsula | Seattle Area, Olympic Peninsula | C1 | 40277 | Closed |  | Discrete | YES | Volt | 32.14 | 1.029 | 1.011 | 1.0261 | 0 | 30.53 | 30.53 | 0 | 30.53 | 100
40288 | G_COULEE_ R1 | 500 | Central Washington | Central Washington | R1 | 40288 | Closed |  | Discrete | YES | Volt | 0 | 1.084 | 1.076 | 1.08 | 0 | 0 | 0 | -247.93 | 247.93 | 100
40303 | COVINGTW | 230 | Seattle Area, Olympic Peninsula | Seattle Area, Olympic Peninsula | C1 | 40303 | Closed |  | Discrete | YES | Volt | 0 | 1.034 | 1.026 | 1.0324 | 0 | 0 | 80.98 | 0 | 232.83 | 0
40303 | COVINGTW | 230 | Seattle Area, Olympic Peninsula | Seattle Area, Olympic Peninsula | C2 | 40303 | Closed |  | Discrete | YES | Volt | 0 | 1.034 | 1.026 | 1.0324 | 0 | 0 | 151.84 | 0 | 303.69 | 0
40303 | COVINGTW | 230 | Seattle Area, Olympic Peninsula | Seattle Area, Olympic Peninsula | C3 | 40303 | Closed |  | Discrete | YES | Volt | 0 | 1.034 | 1.026 | 1.0324 | 0 | 0 | 151.84 | 0 | 232.83 | 0
40303 | COVINGTW | 230 | Seattle Area, Olympic Peninsula | Seattle Area, Olympic Peninsula | R1 | 40303 | Closed |  | Discrete | YES | Volt | 0 | 1.034 | 1.026 | 1.0324 | 0 | 0 | 0 | -172.42 | 344.84 | 100
40319 | CUSICK | 230 | Spokane Area, N Idaho, W Montana | Spokane Area, N Idaho, W Montana | C1 | 40319 | Closed |  | Discrete | YES | Volt | 0 | 1.041 | 1.019 | 1.0218 | 0 | 0 | 50.88 | 0 | 50.88 | 0
40323 | CUSTER | 500 | Seattle Area, Olympic Peninsula | Seattle Area, Olympic Peninsula | R1 | 40323 | Closed |  | Discrete | YES | Volt | 0 | 1.085 | 1.075 | 1.0564 | -0.0186 | 0 | 0 | -148.76 | 148.76 | 100
40337 | DEER_PARK+ | 115 | Spokane Area, N Idaho, W Montana | Spokane Area, N Idaho, W Montana | C1 | 40337 | Closed |  | Discrete | YES | Volt | 0 | 0.998 | 0.982 | 0.9919 | 0 | 0 | 16.32 | 0 | 16.32 | 0
40353 | DRAIN | 115 | Western Oregon | Western Oregon | C1 | 40353 | Closed |  | Discrete | YES | Volt | 0 | 1.04 | 1.02 | 1.0374 | 0 | 0 | 8.29 | 0 | 8.29 | 0
40369 | DWORSHAK | 500 | Southeast Washington | Southeast Washington | R1 | 40369 | Closed |  | Discrete | YES | Volt | 0 | 1.088 | 1.072 | 1.0757 | 0 | 0 | 0 | -148.76 | 297.52 | 100
40369 | DWORSHAK | 500 | Southeast Washington | Southeast Washington | R2 | 40369 | Closed |  | Discrete | YES | Volt | -172.12 | 1.088 | 1.072 | 1.0757 | 0 | -148.76 | 0 | -148.76 | 297.52 | 0
40371 | E OMAK | 115 | Central Washington | Western Oregon | C1 | 40371 | Closed |  | Discrete | YES | Volt | 0 | 1.04 | 1.02 | 1.0309 | 0 | 0 | 26.12 | 0 | 26.12 | 0
40381 | ECHOLAKE | 500 | Seattle Area, Olympic Peninsula | Seattle Area, Olympic Peninsula | C1 | 40381 | Closed |  | Discrete | YES | Volt | 0 | 1.087 | 1.073 | 1.0797 | 0 | 0 | 316.48 | 0 | 632.97 | 0
40381 | ECHOLAKE | 500 | Seattle Area, Olympic Peninsula | Seattle Area, Olympic Peninsula | C2 | 40381 | Closed |  | Discrete | YES | Volt | 0 | 1.087 | 1.073 | 1.0797 | 0 | 0 | 316.48 | 0 | 632.97 | 0
40387 | ELLENSBG | 115 | Central Washington | Central Washington | C1 | 40387 | Closed |  | Discrete | YES | Volt | 13.95 | 1.04 | 1.02 | 1.0141 | -0.0059 | 13.57 | 13.57 | 0 | 13.57 | 100
40401 | FAIRMONT | 115 | Seattle Area, Olympic Peninsula | Seattle Area, Olympic Peninsula | C1 | 40401 | Closed |  | Discrete | YES | Volt | 20.42 | 1.041 | 1.019 | 1.0204 | 0 | 19.61 | 19.61 | 0 | 39.22 | 100
40401 | FAIRMONT | 115 | Seattle Area, Olympic Peninsula | Seattle Area, Olympic Peninsula | C2 | 40401 | Closed |  | Discrete | YES | Volt | 0 | 1.041 | 1.019 | 1.0204 | 0 | 0 | 19.61 | 0 | 39.22 | 0
40401 | FAIRMONT | 115 | Seattle Area, Olympic Peninsula | Seattle Area, Olympic Peninsula | C3 | 40401 | Closed |  | Discrete | YES | Volt | 0 | 1.041 | 1.019 | 1.0204 | 0 | 0 | 19.61 | 0 | 39.22 | 0
40401 | FAIRMONT | 115 | Seattle Area, Olympic Peninsula | Seattle Area, Olympic Peninsula | C4 | 40401 | Closed |  | Discrete | YES | Volt | 0 | 1.041 | 1.019 | 1.0204 | 0 | 0 | 19.61 | 0 | 39.22 | 0
40403 | FAIRMONT | 230 | Seattle Area, Olympic Peninsula | Seattle Area, Olympic Peninsula | C2 | 40403 | Closed |  | Discrete | YES | Volt | 0 | 1.049 | 1.011 | 1.0301 | 0 | 0 | 55.56 | 0 | 94.76 | 0
40403 | FAIRMONT | 230 | Seattle Area, Olympic Peninsula | Seattle Area, Olympic Peninsula | R1 | 40403 | Closed |  | Discrete | YES | Volt | -38.5 | 1.049 | 1.011 | 1.0301 | 0 | -36.28 | 0 | -36.28 | 36.28 | 0
40403 | FAIRMONT | 230 | Seattle Area, Olympic Peninsula | Seattle Area, Olympic Peninsula | C3 | 40403 | Closed |  | Discrete | YES | Volt | 0 | 1.049 | 1.011 | 1.0301 | 0 | 0 | 39.2 | 0 | 78.4 | 0
40407 | FAIRVIEW | 115 | Western Oregon | Western Oregon | C1 | 40407 | Closed |  | Discrete | YES | Volt | 32.61 | 1.048 | 1.012 | 1.0336 | 0 | 30.53 | 30.53 | 0 | 61.06 | 100
40407 | FAIRVIEW | 115 | Western Oregon | Western Oregon | C2 | 40407 | Closed |  | Discrete | YES | Volt | 32.61 | 1.048 | 1.012 | 1.0336 | 0 | 30.53 | 30.53 | 0 | 61.06 | 100
40407 | FAIRVIEW | 115 | Western Oregon | Western Oregon | R1 | 40407 | Closed |  | Discrete | YES | Volt | 0 | 1.048 | 1.012 | 1.0336 | 0 | 0 | 0 | -25 | 25 | 100
40407 | FAIRVIEW | 115 | Western Oregon | Western Oregon | R2 | 40407 | Closed |  | Discrete | YES | Volt | 0 | 1.048 | 1.012 | 1.0336 | 0 | 0 | 0 | -25 | 25 | 100
40440 | FRANKL E | 115 | Lower Columbia Basin | Western Oregon | C1 | 40440 | Closed |  | Discrete | YES | Volt | 55.23 | 1.043 | 1.017 | 1.0267 | 0 | 52.39 | 52.39 | 0 | 104.79 | 100
40440 | FRANKL E | 115 | Lower Columbia Basin | Western Oregon | C2 | 40440 | Closed |  | Discrete | YES | Volt | 55.23 | 1.043 | 1.017 | 1.0267 | 0 | 52.39 | 52.39 | 0 | 104.79 | 100
40451 | GAR1EAST | 500 | Western Montana | Western Montana | r1 | 40451 | Closed |  | Bus Shunt | YES | Volt | -221.43 | 1.5 | 0.51 | 1.0912 | 0 | -185.95 | 0 | -185.95 | 185.95 | 0
40453 | GAR2EAST | 500 | Western Montana | Western Montana | r2 | 40453 | Closed |  | Bus Shunt | YES | Volt | -221.43 | 1.5 | 0.51 | 1.0913 | 0 | -185.95 | 0 | -185.95 | 185.95 | 0
40459 | GARRISON | 500 | Western Montana | Western Montana | R5 | 40459 | Closed |  | Discrete | YES | Volt | -219.55 | 1.092 | 1.068 | 1.0866 | 0 | -185.95 | 0 | -185.95 | 371.9 | 0
40459 | GARRISON | 500 | Western Montana | Western Montana | R3 | 40459 | Closed |  | Discrete | YES | Volt | 0 | 1.092 | 1.068 | 1.0866 | 0 | 0 | 0 | -185.95 | 371.9 | 100
40459 | GARRISON | 500 | Western Montana | Western Montana | R4 | 40459 | Closed |  | Discrete | YES | Volt | -219.55 | 1.092 | 1.068 | 1.0866 | 0 | -185.95 | 0 | -185.95 | 371.9 | 0
40481 | GRANDVEW | 115 | Lower Columbia Basin | Lower Columbia Basin | C1 | 40481 | Closed |  | Discrete | YES | Volt | 26.24 | 1.045 | 1.015 | 1.0155 | 0 | 25.44 | 25.44 | 0 | 25.44 | 100
40488 | GRIZZ R3 | 500 | Southern Oregon | Southern Oregon | R3 | 40488 | Closed |  | Discrete | YES | Volt | -287.31 | 1.089 | 1.071 | 1.0765 | 0 | -247.93 | 0 | -247.93 | 495.87 | 0
40489 | GRIZZLY | 500 | Southern Oregon | Southern Oregon | R1 | 40489 | Closed |  | Discrete | YES | Volt | 0 | 1.087 | 1.073 | 1.0765 | 0 | 0 | 0 | -247.93 | 495.87 | 100
40489 | GRIZZLY | 500 | Southern Oregon | Southern Oregon | R2 | 40489 | Closed |  | Discrete | YES | Volt | 0 | 1.087 | 1.073 | 1.0765 | 0 | 0 | 0 | -247.93 | 495.87 | 100
40499 | HANFORD | 500 | Lower Columbia Basin | Lower Columbia Basin | C1 | 40499 | Closed |  | Discrete | YES | Volt | 0 | 1.089 | 1.071 | 1.0791 | 0 | 0 | 380.82 | 0 | 380.82 | 0
40507 | HARNEY | 115 | Southern Oregon | Southern Oregon | C1 | 40507 | Closed |  | Discrete | YES | Volt | 6.65 | 1.055 | 1.005 | 1.0089 | 0 | 6.54 | 6.54 | 0 | 13.07 | 100
40507 | HARNEY | 115 | Southern Oregon | Southern Oregon | C2 | 40507 | Closed |  | Discrete | YES | Volt | 6.65 | 1.055 | 1.005 | 1.0089 | 0 | 6.54 | 6.54 | 0 | 13.07 | 100
40507 | HARNEY | 115 | Southern Oregon | Southern Oregon | C3 | 40507 | Closed |  | Discrete | YES | Volt | 6.65 | 1.055 | 1.005 | 1.0089 | 0 | 6.54 | 6.54 | 0 | 13.07 | 100
40507 | HARNEY | 115 | Southern Oregon | Southern Oregon | R1 | 40507 | Closed |  | Discrete | YES | Volt | 0 | 1.055 | 1.005 | 1.0089 | 0 | 0 | 0 | -15 | 30 | 100
40507 | HARNEY | 115 | Southern Oregon | Southern Oregon | R2 | 40507 | Closed |  | Discrete | YES | Volt | 0 | 1.055 | 1.005 | 1.0089 | 0 | 0 | 0 | -9 | 18 | 100
40511 | HARVALUM | 230 | Lower Columbia Basin | Lower Columbia Basin | C1 | 40511 | Closed |  | Discrete | YES | Volt | 42.09 | 1.034 | 1.026 | 1.0168 | -0.0092 | 40.71 | 40.71 | 0 | 40.71 | 100
40527 | HEBO+ | 115 | Portland Area | Portland Area | C1 | 40527 | Closed |  | Discrete | YES | Volt | 29.86 | 1.048 | 1.012 | 1.0356 | 0 | 27.84 | 27.84 | 0 | 27.84 | 100
40537 | HILL TOP | 230 | Southern Oregon | Southern Oregon | C1 | 40537 | Closed |  | Discrete | YES | Volt | 0 | 1.0402 | 0.9998 | 1.0364 | 0 | 0 | 52.24 | 0 | 104.47 | 0
40537 | HILL TOP | 230 | Southern Oregon | Southern Oregon | R1 | 40537 | Closed |  | Discrete | YES | Volt | -38.81 | 1.0402 | 0.9998 | 1.0364 | 0 | -36.13 | 0 | -36.13 | 72.26 | 0
40553 | HOT SPR | 500 | Western Montana | Western Montana | R1 | 40553 | Closed |  | Discrete | YES | Volt | -170.01 | 1.093 | 1.067 | 1.0691 | 0 | -148.76 | 0 | -148.76 | 148.76 | 0
40584 | JOHN DAY | 230 | Lower Columbia Basin | Lower Columbia Basin | C1 | 40584 | Closed |  | Discrete | YES | Volt | 0 | 1.045 | 1.035 | 1.0425 | 0 | 0 | 65.35 | 0 | 130.7 | 0
40584 | JOHN DAY | 230 | Lower Columbia Basin | Lower Columbia Basin | C2 | 40584 | Closed |  | Discrete | YES | Volt | 0 | 1.045 | 1.035 | 1.0425 | 0 | 0 | 65.35 | 0 | 130.7 | 0
40584 | JOHN DAY | 230 | Lower Columbia Basin | Lower Columbia Basin | C3 | 40584 | Closed |  | Discrete | YES | Volt | 0 | 1.065 | 1.015 | 1.0425 | 0 | 0 | 65.33 | 0 | 65.33 | 0
40585 | JOHN DAY | 500 | Lower Columbia Basin | Lower Columbia Basin | C1 | 40585 | Closed |  | Discrete | YES | Volt | 444.19 | 1.087 | 1.073 | 1.08 | 0 | 380.82 | 380.82 | 0 | 380.82 | 100
40589 | KALISPEL | 115 | Western Montana | Western Montana | C1 | 40589 | Closed |  | Discrete | YES | Volt | 15.92 | 1.035 | 1.005 | 1.0211 | 0 | 15.26 | 15.26 | 0 | 30.53 | 100
40589 | KALISPEL | 115 | Western Montana | Western Montana | C2 | 40589 | Closed |  | Discrete | YES | Volt | 15.33 | 1.035 | 1.005 | 1.0211 | 0 | 14.7 | 14.7 | 0 | 29.41 | 100
40589 | KALISPEL | 115 | Western Montana | Western Montana | C3 | 40589 | Closed |  | Discrete | YES | Volt | 0 | 1.035 | 1.005 | 1.0211 | 0 | 0 | 14.7 | 0 | 29.41 | 0
40598 | KEELER E | 230 | Portland Area | South Harney | V1 | 40599 | Closed |  | SVC | YES | Volt | 18.04 | 1.052 | 1.018 | 1.0345 | 0 | 16.85 | 350 | -300 | 650 | 48.9
40599 | KEELER W | 230 | Portland Area | Portland Area | c2 | 40599 | Closed |  | Bus Shunt | YES | Volt | 168.08 | 1.5 | 0.51 | 1.0345 | 0 | 157.06 | 157.06 | 0 | 157.06 | 100
40599 | KEELER W | 230 | Portland Area | Portland Area | c1 | 40599 | Closed |  | Bus Shunt | YES | Volt | 168.18 | 1.5 | 0.51 | 1.0345 | 0 | 157.16 | 157.16 | 0 | 157.16 | 100
40599 | KEELER W | 230 | Portland Area | Portland Area | r2 | 40599 | Open |  | Bus Shunt | YES | Volt | 0 | 1.5 | 0.51 | 1.0345 | 0 | -163.27 | 0 | -163.27 | 163.27 | 0
40601 | KEELER | 500 | Portland Area | Portland Area | C3 | 40601 | Closed |  | Discrete | YES | Volt | 445.74 | 1.092 | 1.068 | 1.0819 | 0 | 380.82 | 380.82 | 0 | 380.82 | 100
40611 | KITSAPS | 115 | Seattle Area, Olympic Peninsula | Seattle Area, Olympic Peninsula | C1 | 40611 | Closed |  | Discrete | YES | Volt | 39.31 | 1.043 | 1.017 | 1.0264 | 0 | 37.31 | 37.31 | 0 | 74.63 | 100
40611 | KITSAPS | 115 | Seattle Area, Olympic Peninsula | Seattle Area, Olympic Peninsula | C3 | 40611 | Closed |  | Discrete | YES | Volt | 63.98 | 1.043 | 1.017 | 1.0264 | 0 | 60.74 | 60.74 | 0 | 121.47 | 100
40611 | KITSAPS | 115 | Seattle Area, Olympic Peninsula | Seattle Area, Olympic Peninsula | C4 | 40611 | Closed |  | Discrete | YES | Volt | 63.94 | 1.043 | 1.017 | 1.0264 | 0 | 60.7 | 60.7 | 0 | 60.7 | 100
40621 | LAGRANDE | 230 | Southeast Washington | Southeast Washington | C1 | 40621 | Closed |  | Discrete | YES | Volt | 0 | 1.036 | 1.004 | 1.0068 | 0 | 0 | 52.24 | 0 | 52.24 | 0
40625 | LANE | 115 | Western Oregon | Western Oregon | C1 | 40625 | Closed |  | Discrete | YES | Volt | 0 | 1.047 | 1.033 | 1.0393 | 0 | 0 | 37.31 | 0 | 37.31 | 0
40627 | LANE S1 | 230 | Western Oregon | Western Oregon | C2 | 40627 | Closed |  | Discrete | YES | Volt | 0 | 1.035 | 1.025 | 1.0323 | 0 | 0 | 72.22 | 0 | 72.22 | 0
40633 | LAPINE | 115 | Southern Oregon | Southern Oregon | C1 | 40633 | Closed |  | Discrete | YES | Volt | 21.07 | 1.047 | 1.013 | 1.0372 | 0 | 19.59 | 19.59 | 0 | 19.59 | 100
40635 | LAPINE | 230 | Southern Oregon | Southern Oregon | R2 | 40635 | Closed |  | Discrete | YES | Volt | -38.34 | 1.015 | 0.985 | 1.0003 | 0 | -38.32 | 0 | -38.32 | 38.32 | 0
40641 | LEBANON | 115 | Western Oregon | Western Oregon | C1 | 40641 | Closed |  | Discrete | YES | Volt | 20.85 | 1.055 | 0.965 | 1.0316 | 0 | 19.59 | 19.59 | 0 | 19.59 | 100
40666 | CEN FERY | 500 | Southeast Washington | Southeast Washington | R1 | 40666 | Closed |  | Discrete | YES | Volt | 0 | 1.09 | 1.07 | 1.0797 | 0 | 0 | 0 | -247.93 | 247.93 | 100
40666 | CEN FERY | 500 | Southeast Washington | Southeast Washington | C1 | 40666 | Closed |  | Discrete | YES | Volt | 0 | 1.09 | 1.07 | 1.0797 | 0 | 0 | 196.01 | 0 | 196.01 | 0
40670 | LONGVIEW_S | 230 | Cowlitz County, WA | Cowlitz County, WA | C1 | 40670 | Closed |  | Discrete | YES | Volt | 0 | 1.033 | 1.027 | 1.0302 | 0 | 0 | 76 | 0 | 76 | 0
40670 | LONGVIEW_S | 230 | Cowlitz County, WA | Cowlitz County, WA | C2 | 40670 | Closed |  | Discrete | YES | Volt | 0 | 1.033 | 1.027 | 1.0302 | 0 | 0 | 90 | 0 | 90 | 0
40683 | LOW MON | 500 | Southeast Washington | Southeast Washington | R1 | 40683 | Closed |  | Discrete | YES | Volt | 0 | 1.087 | 1.073 | 1.08 | 0 | 0 | 0 | -247.93 | 247.93 | 100
40684 | MALIN R1 | 500 | Southern Oregon | Southern Oregon | R1 | 40684 | Open |  | Discrete | YES | Volt | 0 | 1.087 | 1.073 | 1.0817 | 0 | 0 | 0 | -247.93 | 495.86 | 100
40687 | MALIN | 500 | Southern Oregon | Southern Oregon | C3 | 40687 | Closed |  | Discrete | YES | Volt | 230.96 | 1.084 | 1.076 | 1.0817 | 0 | 197.4 | 197.4 | 0 | 394.8 | 100
40687 | MALIN | 500 | Southern Oregon | Southern Oregon | C4 | 40687 | Closed |  | Discrete | YES | Volt | 230.96 | 1.084 | 1.076 | 1.0817 | 0 | 197.4 | 197.4 | 0 | 394.8 | 100
40688 | MALIN R3 | 500 | Southern Oregon | Southern Oregon | R3 | 40688 | Closed |  | Fixed | YES | Volt | -128.69 | 1.08 | 1.08 | 1.0817 | 0.0017 | -110 | 0 | -110 | 110 | 0
40689 | MAPLE V3 | 230 | Seattle Area, Olympic Peninsula | Seattle Area, Olympic Peninsula | V1 | 40689 | Closed |  | SVC | YES | Volt | 16.7 | 1.0445 | 1.0145 | 1.0286 | 0 | 15.79 | 350 | -300 | 650 | 48.7
40692 | MAPLEVLY_V12 | 230 | Seattle Area, Olympic Peninsula | Seattle Area, Olympic Peninsula | c4 | 40692 | Open |  | Bus Shunt | YES | Volt | 0 | 1.5 | 0.51 | 1.0289 | 0 | 100 | 100 | 0 | 100 | 100
40692 | MAPLEVLY_V12 | 230 | Seattle Area, Olympic Peninsula | Seattle Area, Olympic Peninsula | c3 | 40692 | Open |  | Bus Shunt | YES | Volt | 0 | 1.5 | 0.51 | 1.0289 | 0 | 100 | 100 | 0 | 100 | 100
40692 | MAPLEVLY_V12 | 230 | Seattle Area, Olympic Peninsula | Seattle Area, Olympic Peninsula | c2 | 40692 | Open |  | Bus Shunt | YES | Volt | 0 | 1.5 | 0.51 | 1.0289 | 0 | 100 | 100 | 0 | 100 | 100
40692 | MAPLEVLY_V12 | 230 | Seattle Area, Olympic Peninsula | Seattle Area, Olympic Peninsula | c1 | 40692 | Open |  | Bus Shunt | YES | Volt | 0 | 1.5 | 0.51 | 1.0289 | 0 | 100 | 100 | 0 | 100 | 100
40699 | MARION | 500 | Western Oregon | Western Oregon | C1 | 40699 | Closed |  | Discrete | YES | Volt | 0 | 1.09 | 1.07 | 1.0817 | 0 | 0 | 317.35 | 0 | 634.7 | 0
40699 | MARION | 500 | Western Oregon | Western Oregon | R1 | 40699 | Closed |  | Discrete | YES | Volt | -174.06 | 1.09 | 1.07 | 1.0817 | 0 | -148.76 | 0 | -148.76 | 396.69 | 0
40699 | MARION | 500 | Western Oregon | Western Oregon | R2 | 40699 | Closed |  | Discrete | YES | Volt | 0 | 1.09 | 1.07 | 1.0817 | 0 | 0 | 0 | -247.93 | 247.93 | 100
40713 | MCMINVIL | 115 | Portland Area | Portland Area | C1 | 40713 | Closed |  | Discrete | YES | Volt | 40.41 | 1.029 | 1.011 | 1.0156 | 0 | 39.18 | 39.18 | 0 | 39.18 | 100
40747 | MONROE | 230 | Seattle Area, Olympic Peninsula | Seattle Area, Olympic Peninsula | C1 | 40747 | Closed |  | Discrete | YES | Volt | 0 | 1.038 | 1.022 | 1.0288 | 0 | 0 | 152.36 | 0 | 304.72 | 0
40747 | MONROE | 230 | Seattle Area, Olympic Peninsula | Seattle Area, Olympic Peninsula | R1 | 40747 | Closed |  | Discrete | YES | Volt | 0 | 1.038 | 1.022 | 1.0288 | 0 | 0 | 0 | -172.42 | 344.84 | 100
40747 | MONROE | 230 | Seattle Area, Olympic Peninsula | Seattle Area, Olympic Peninsula | R2 | 40747 | Closed |  | Discrete | YES | Volt | 0 | 1.038 | 1.022 | 1.0288 | 0 | 0 | 0 | -172.42 | 344.84 | 100
40749 | MONROE | 500 | Seattle Area, Olympic Peninsula | Seattle Area, Olympic Peninsula | C2 | 40749 | Closed |  | Discrete | YES | Volt | 0 | 1.09 | 1.07 | 1.0747 | 0 | 0 | 316.48 | 0 | 632.96 | 0
40749 | MONROE | 500 | Seattle Area, Olympic Peninsula | Seattle Area, Olympic Peninsula | C3 | 40749 | Closed |  | Discrete | YES | Volt | 0 | 1.09 | 1.07 | 1.0747 | 0 | 0 | 316.48 | 0 | 632.96 | 0
40749 | MONROE | 500 | Seattle Area, Olympic Peninsula | Seattle Area, Olympic Peninsula | C4 | 40749 | Closed |  | Discrete | YES | Volt | 0 | 1.09 | 1.07 | 1.0747 | 0 | 0 | 308.45 | 0 | 555.03 | 0
40765 | MURRAY | 115 | Seattle Area, Olympic Peninsula | Seattle Area, Olympic Peninsula | C1 | 40765 | Closed |  | Discrete | YES | Volt | 46.86 | 1.007 | 0.993 | 0.9962 | 0 | 47.22 | 47.22 | 0 | 94.44 | 100
40765 | MURRAY | 115 | Seattle Area, Olympic Peninsula | Seattle Area, Olympic Peninsula | C2 | 40765 | Closed |  | Discrete | YES | Volt | 46.86 | 1.007 | 0.993 | 0.9962 | 0 | 47.22 | 47.22 | 0 | 94.44 | 100
40775 | NASELLE | 115 | Portland Area | Portland Area | C1 | 40775 | Closed |  | Discrete | YES | Volt | 13.54 | 1.034 | 1.006 | 1.0182 | 0 | 13.06 | 13.06 | 0 | 26.12 | 100
40775 | NASELLE | 115 | Portland Area | Portland Area | C2 | 40775 | Closed |  | Discrete | YES | Volt | 0 | 1.034 | 1.006 | 1.0182 | 0 | 0 | 16.67 | 0 | 29.17 | 0
40775 | NASELLE | 115 | Portland Area | Portland Area | C3 | 40775 | Closed |  | Discrete | YES | Volt | 0 | 1.034 | 1.006 | 1.0182 | 0 | 0 | 12.5 | 0 | 29.17 | 0
40781 | NO_BROOK# | 115 | Western Oregon | Western Oregon | C1 | 40781 | Closed |  | Discrete | YES | Volt | 0 | 1.013 | 0.987 | 1.0354 | 0.0224 | 0 | 7.65 | 0 | 7.65 | 0
40791 | OLYMPIA E | 115 | Seattle Area, Olympic Peninsula | Seattle Area, Olympic Peninsula | C3 | 40791 | Closed |  | Discrete | YES | Volt | 0 | 1.0365 | 1.0235 | 1.0309 | 0 | 0 | 55.56 | 0 | 55.56 | 0
40792 | OLYMPIA_W | 230 | Seattle Area, Olympic Peninsula | Seattle Area, Olympic Peninsula | C1 | 40792 | Closed |  | Discrete | YES | Volt | 0 | 1.036 | 1.014 | 1.0318 | 0 | 0 | 152.36 | 0 | 304.72 | 0
40792 | OLYMPIA_W | 230 | Seattle Area, Olympic Peninsula | Seattle Area, Olympic Peninsula | C2 | 40792 | Closed |  | Discrete | YES | Volt | 0 | 1.036 | 1.014 | 1.0318 | 0 | 0 | 152.86 | 0 | 305.71 | 0
40794 | OLYMPIA_E | 230 | Seattle Area, Olympic Peninsula | Seattle Area, Olympic Peninsula | R1 | 40794 | Closed |  | Discrete | YES | Volt | -191.45 | 1.045 | 1.005 | 1.0318 | 0 | -180 | 0 | -180 | 180 | 0
40805 | OREGON_CITY | 115 | Portland Area | Portland Area | C1 | 40805 | Closed |  | Discrete | YES | Volt | 0 | 1.029 | 1.011 | 1.0194 | 0 | 0 | 19.59 | 0 | 19.59 | 0
40807 | OROVILLE | 115 | Central Washington | Central Washington | C | 40807 | Closed |  | Discrete | YES | Volt | 12.74 | 1.043 | 1.017 | 1.0302 | 0 | 12 | 12 | 0 | 12 | 100
40809 | OSTRNDER | 500 | Portland Area | Portland Area | C1 | 40809 | Closed |  | Discrete | YES | Volt | 366.81 | 1.09 | 1.07 | 1.0766 | 0 | 316.48 | 316.48 | 0 | 645.64 | 100
40809 | OSTRNDER | 500 | Portland Area | Portland Area | C2 | 40809 | Closed |  | Discrete | YES | Volt | 0 | 1.09 | 1.07 | 1.0766 | 0 | 0 | 316.48 | 0 | 632.97 | 0
40809 | OSTRNDER | 500 | Portland Area | Portland Area | C3 | 40809 | Closed |  | Discrete | YES | Volt | 0 | 1.09 | 1.07 | 1.0766 | 0 | 0 | 329.16 | 0 | 645.64 | 0
40809 | OSTRNDER | 500 | Portland Area | Portland Area | R1 | 40809 | Closed |  | Discrete | YES | Volt | 0 | 1.09 | 1.07 | 1.0766 | 0 | 0 | 0 | -148.76 | 297.52 | 100
40809 | OSTRNDER | 500 | Portland Area | Portland Area | R2 | 40809 | Closed |  | Discrete | YES | Volt | 0 | 1.09 | 1.07 | 1.0766 | 0 | 0 | 0 | -148.76 | 297.52 | 100
40821 | PAUL | 500 | Seattle Area, Olympic Peninsula | Seattle Area, Olympic Peninsula | R1 | 40821 | Closed |  | Discrete | YES | Volt | 0 | 1.088 | 1.072 | 1.0726 | 0 | 0 | 0 | -148.76 | 297.52 | 100
40824 | PEARL E | 230 | Portland Area | Portland Area | C1 | 40824 | Closed |  | Discrete | YES | Volt | 0 | 1.045 | 1.035 | 1.0378 | 0 | 0 | 152.36 | 0 | 152.36 | 0
40827 | PEARL | 500 | Portland Area | Portland Area | C1 | 40827 | Closed |  | Fixed | YES | Volt | 0 | 1.08 | 1.08 | 1.0762 | -0.0038 | 0 | 290.73 | 0 | 290.73 | 0
40843 | PORT ANG | 115 | Seattle Area, Olympic Peninsula | Seattle Area, Olympic Peninsula | C1 | 40843 | Closed |  | Discrete | YES | Volt | 0 | 1.011 | 0.989 | 1.0005 | 0 | 0 | 23.74 | 0 | 36.8 | 0
40843 | PORT ANG | 115 | Seattle Area, Olympic Peninsula | Seattle Area, Olympic Peninsula | C2 | 40843 | Closed |  | Discrete | YES | Volt | 0 | 1.011 | 0.989 | 1.0005 | 0 | 0 | 13.06 | 0 | 36.8 | 0
40869 | RAVER | 500 | Seattle Area, Olympic Peninsula | Seattle Area, Olympic Peninsula | C1 | 40869 | Closed |  | Discrete | YES | Volt | 0 | 1.087 | 1.073 | 1.0811 | 0 | 0 | 329.16 | 0 | 658.32 | 0
40869 | RAVER | 500 | Seattle Area, Olympic Peninsula | Seattle Area, Olympic Peninsula | C2 | 40869 | Closed |  | Discrete | YES | Volt | 0 | 1.087 | 1.073 | 1.0811 | 0 | 0 | 311.93 | 0 | 623.87 | 0
40869 | RAVER | 500 | Seattle Area, Olympic Peninsula | Seattle Area, Olympic Peninsula | C3 | 40869 | Closed |  | Discrete | YES | Volt | 0 | 1.087 | 1.073 | 1.0811 | 0 | 0 | 311.93 | 0 | 623.87 | 0
40869 | RAVER | 500 | Seattle Area, Olympic Peninsula | Seattle Area, Olympic Peninsula | R2 | 40869 | Closed |  | Discrete | YES | Volt | 0 | 1.087 | 1.073 | 1.0811 | 0 | 0 | 0 | -247.93 | 495.87 | 100
40869 | RAVER | 500 | Seattle Area, Olympic Peninsula | Seattle Area, Olympic Peninsula | R1 | 40869 | Closed |  | Discrete | YES | Volt | 0 | 1.087 | 1.073 | 1.0811 | 0 | 0 | 0 | -247.93 | 247.93 | 100
40875 | RDMND_E | 230 | Southern Oregon | Southern Oregon | C1 | 40875 | Closed |  | Discrete | YES | Volt | 0 | 1.0257 | 0.9743 | 1.0096 | 0 | 0 | 78.36 | 0 | 78.36 | 0
40877 | REEDSPRT | 115 | Western Oregon | Western Oregon | C1 | 40877 | Closed |  | Discrete | YES | Volt | 0 | 1.026 | 1.014 | 1.0291 | 0.0031 | 0 | 10.2 | 0 | 10.2 | 0
40885 | RICHLAND | 115 | Lower Columbia Basin | Lower Columbia Basin | C1 | 40885 | Closed |  | Discrete | YES | Volt | 42.87 | 1.041 | 1.019 | 1.0144 | -0.0046 | 41.67 | 41.67 | 0 | 83.33 | 100
40885 | RICHLAND | 115 | Lower Columbia Basin | Lower Columbia Basin | C2 | 40885 | Closed |  | Discrete | YES | Volt | 42.87 | 1.041 | 1.019 | 1.0144 | -0.0046 | 41.67 | 41.67 | 0 | 83.33 | 100
40893 | ROGUE | 115 | Western Oregon | Western Oregon | V1 | 40893 | Closed |  | SVC | YES | Volt | -24.08 | 1.044 | 1.036 | 1.0463 | 0.0023 | -22 | 50 | -46 | 96 | 22.8
40893 | ROGUE | 115 | Western Oregon | Western Oregon | c3 | 40893 | Open |  | Bus Shunt | YES | Volt | 0 | 1.5 | 0.51 | 1.0463 | 0 | 11.5 | 11.5 | 0 | 11.5 | 100
40893 | ROGUE | 115 | Western Oregon | Western Oregon | c2 | 40893 | Open |  | Bus Shunt | YES | Volt | 0 | 1.5 | 0.51 | 1.0463 | 0 | 11.5 | 11.5 | 0 | 11.5 | 100
40893 | ROGUE | 115 | Western Oregon | Western Oregon | c1 | 40893 | Open |  | Bus Shunt | YES | Volt | 0 | 1.5 | 0.51 | 1.0463 | 0 | 13.1 | 13.1 | 0 | 13.1 | 100
40899 | ROSS_W | 230 | Clark County, WA | Clark County, WA | C1 | 40899 | Closed |  | Discrete | YES | Volt | 135.73 | 1.041 | 1.019 | 1.0306 | 0 | 127.78 | 127.78 | 0 | 255.56 | 100
40899 | ROSS_W | 230 | Clark County, WA | Clark County, WA | C2 | 40899 | Closed |  | Discrete | YES | Volt | 135.73 | 1.041 | 1.019 | 1.0306 | 0 | 127.78 | 127.78 | 0 | 255.56 | 100
40899 | ROSS_W | 230 | Clark County, WA | Clark County, WA | C3 | 40899 | Closed |  | Discrete | YES | Volt | 0 | 1.041 | 1.019 | 1.0306 | 0 | 0 | 127.78 | 0 | 255.56 | 0
40929 | SAND CRK | 115 | Spokane Area, N Idaho, W Montana | Spokane Area, N Idaho, W Montana | C1 | 40929 | Closed |  | Discrete | YES | Volt | 12.5 | 1.037 | 1.023 | 1.0259 | 0 | 11.87 | 11.87 | 0 | 23.74 | 100
40929 | SAND CRK | 115 | Spokane Area, N Idaho, W Montana | Spokane Area, N Idaho, W Montana | C2 | 40929 | Closed |  | Discrete | YES | Volt | 12.5 | 1.037 | 1.023 | 1.0259 | 0 | 11.87 | 11.87 | 0 | 23.74 | 100
40929 | SAND CRK | 115 | Spokane Area, N Idaho, W Montana | Spokane Area, N Idaho, W Montana | C3 | 40929 | Closed |  | Discrete | YES | Volt | 12.5 | 1.037 | 1.023 | 1.0259 | 0 | 11.88 | 11.88 | 0 | 23.76 | 100
40931 | SANDPOINT | 115 | Spokane Area, N Idaho, W Montana | Spokane Area, N Idaho, W Montana | C1 | 40931 | Closed |  | Discrete | YES | Volt | 0 | 1.013 | 0.987 | 1.0203 | 0.0073 | 0 | 11.87 | 0 | 11.87 | 0
40938 | SANTIAM EAST | 230 | Western Oregon | Western Oregon | C1 | 40938 | Closed |  | Discrete | YES | Volt | 0 | 1.039 | 1.021 | 1.0318 | 0 | 0 | 104.47 | 0 | 208.95 | 0
40938 | SANTIAM EAST | 230 | Western Oregon | Western Oregon | R1 | 40938 | Closed |  | Discrete | YES | Volt | 0 | 1.039 | 1.021 | 1.0318 | 0 | 0 | 0 | -180 | 360 | 100
40957 | SCHULTZ | 500 | Central Washington | Central Washington | R1 | 40957 | Closed |  | Discrete | YES | Volt | -290.15 | 1.084 | 1.076 | 1.0818 | 0 | -247.93 | 0 | -247.93 | 247.93 | 0
40959 | SCOOTNEY | 115 | Lower Columbia Basin | Lower Columbia Basin | C1 | 40959 | Open |  | Discrete | YES | Volt | 0 | 1.054 | 1.026 | 0.9893 | -0.0367 | 22.78 | 22.78 | 0 | 22.78 | 100
40969 | SHELTON | 115 | Seattle Area, Olympic Peninsula | Seattle Area, Olympic Peninsula | C1 | 40969 | Closed |  | Discrete | YES | Volt | 0 | 1.034 | 1.026 | 1.0313 | 0 | 0 | 19.44 | 0 | 39.03 | 0
40969 | SHELTON | 115 | Seattle Area, Olympic Peninsula | Seattle Area, Olympic Peninsula | C2 | 40969 | Closed |  | Discrete | YES | Volt | 0 | 1.034 | 1.026 | 1.0313 | 0 | 0 | 19.59 | 0 | 39.03 | 0
40971 | SHELTON | 230 | Seattle Area, Olympic Peninsula | Seattle Area, Olympic Peninsula | C2 | 40971 | Closed |  | Discrete | YES | Volt | 0 | 1.039 | 1.021 | 1.0386 | 0 | 0 | 74.63 | 0 | 74.63 | 0
40986 | SLATT | 230 | Lower Columbia Basin | Lower Columbia Basin | C1 | 40986 | Open |  | Discrete | YES | Volt | 0 | 1.037 | 1.023 | 1.0374 | 0.0004 | 78.4 | 78.4 | 0 | 156.8 | 100
40986 | SLATT | 230 | Lower Columbia Basin | Lower Columbia Basin | C2 | 40986 | Open |  | Discrete | YES | Volt | 0 | 1.037 | 1.023 | 1.0374 | 0.0004 | 78.4 | 78.4 | 0 | 156.8 | 100
40986 | SLATT | 230 | Lower Columbia Basin | Lower Columbia Basin | C3 | 40986 | Open |  | Discrete | YES | Volt | 0 | 1.037 | 1.023 | 1.0374 | 0.0004 | 78.4 | 78.4 | 0 | 78.4 | 100
40988 | SNOHOMISH_S2 | 115 | Seattle Area, Olympic Peninsula | Seattle Area, Olympic Peninsula | C1 | 40988 | Closed |  | Discrete | YES | Volt | 0 | 0.994 | 0.986 | 0.9987 | 0.0047 | 0 | 78.36 | 0 | 78.36 | 0
40988 | SNOHOMISH_S2 | 115 | Seattle Area, Olympic Peninsula | Seattle Area, Olympic Peninsula | C3 | 40988 | Closed |  | Discrete | YES | Volt | 0 | 0.994 | 0.986 | 0.9987 | 0.0047 | 0 | 78.36 | 0 | 78.36 | 0
40988 | SNOHOMISH_S2 | 115 | Seattle Area, Olympic Peninsula | Seattle Area, Olympic Peninsula | C2 | 40988 | Closed |  | Discrete | YES | Volt | 0 | 0.994 | 0.986 | 0.9987 | 0.0047 | 0 | 78.36 | 0 | 78.36 | 0
40989 | SLATT | 500 | Lower Columbia Basin | Western Oregon | C1 | 40989 | Closed |  | Discrete | YES | Volt | 0 | 1.087 | 1.073 | 1.0823 | 0 | 0 | 308.01 | 0 | 308.01 | 0
41004 | SNOKING_S1 | 230 | Seattle Area, Olympic Peninsula | Seattle Area, Olympic Peninsula | C1 | 41004 | Closed |  | Discrete | YES | Volt | 161.92 | 1.035 | 1.025 | 1.0309 | 0 | 152.36 | 152.36 | 0 | 304.72 | 100
41004 | SNOKING_S1 | 230 | Seattle Area, Olympic Peninsula | Seattle Area, Olympic Peninsula | C2 | 41004 | Closed |  | Discrete | YES | Volt | 0 | 1.035 | 1.025 | 1.0309 | 0 | 0 | 153.36 | 0 | 153.36 | 0
41036 | N_BONN_ANX+ | 115 | Portland Area | Portland Area | C1 | 41036 | Closed |  | Discrete | YES | Volt | 0 | 1.01 | 0.99 | 1.0482 | 0.0382 | 0 | 30.58 | 0 | 61.16 | 0
41036 | N_BONN_ANX+ | 115 | Portland Area | Portland Area | C2 | 41036 | Closed |  | Discrete | YES | Volt | 0 | 1.01 | 0.99 | 1.0482 | 0.0382 | 0 | 30.58 | 0 | 61.16 | 0
41049 | TACOMA N | 230 | Seattle Area, Olympic Peninsula | Seattle Area, Olympic Peninsula | C1 | 41050 | Closed |  | Discrete | YES | Volt | 163.97 | 1.035 | 1.025 | 1.0339 | 0 | 153.36 | 153.36 | 0 | 306.72 | 100
41049 | TACOMA N | 230 | Seattle Area, Olympic Peninsula | Seattle Area, Olympic Peninsula | C2 | 41050 | Closed |  | Discrete | YES | Volt | 0 | 1.035 | 1.025 | 1.0339 | 0 | 0 | 153.36 | 0 | 153.36 | 0
41057 | TAFT | 500 | Western Montana | Western Montana | R1 | 41057 | Closed |  | Discrete | YES | Volt | -218.09 | 1.089 | 1.071 | 1.083 | 0 | -185.95 | 0 | -185.95 | 185.95 | 0
41059 | TAHKNICH | 115 | Western Oregon | Western Oregon | C1 | 41059 | Closed |  | Discrete | YES | Volt | 24.32 | 1.04 | 1.02 | 1.0306 | 0 | 22.9 | 22.9 | 0 | 45.79 | 100
41059 | TAHKNICH | 115 | Western Oregon | Western Oregon | C2 | 41059 | Closed |  | Discrete | YES | Volt | 0 | 1.04 | 1.02 | 1.0306 | 0 | 0 | 22.9 | 0 | 45.79 | 0
41073 | TILLAMOK | 115 | Portland Area | Portland Area | C1 | 41073 | Closed |  | Discrete | YES | Volt | 25.09 | 1.041 | 1.019 | 1.028 | 0 | 23.74 | 23.74 | 0 | 47.49 | 100
41073 | TILLAMOK | 115 | Portland Area | Portland Area | C2 | 41073 | Closed |  | Discrete | YES | Volt | 0 | 1.041 | 1.019 | 1.028 | 0 | 0 | 29.38 | 0 | 58.95 | 0
41083 | TOLEDO | 230 | Western Oregon | Western Oregon | C2 | 41083 | Closed |  | Discrete | YES | Volt | 31.15 | 1.041 | 1.019 | 1.0191 | 0 | 30 | 30 | 0 | 30 | 100
41087 | TREGO | 115 | Western Montana | Western Montana | C1 | 41087 | Closed |  | Discrete | YES | Volt | 10.8 | 1.049 | 1.011 | 1.03 | 0 | 10.18 | 10.18 | 0 | 10.18 | 100
41089 | TRENTWOD | 115 | Spokane Area, N Idaho, W Montana | Spokane Area, N Idaho, W Montana | C1 | 41089 | Closed |  | Discrete | YES | Volt | 25.15 | 1.028 | 1.012 | 0.9943 | -0.0177 | 25.44 | 25.44 | 0 | 50.88 | 100
41089 | TRENTWOD | 115 | Spokane Area, N Idaho, W Montana | Spokane Area, N Idaho, W Montana | C2 | 41089 | Closed |  | Discrete | YES | Volt | 25.15 | 1.028 | 1.012 | 0.9943 | -0.0177 | 25.44 | 25.44 | 0 | 50.88 | 100
41094 | TROUTD W | 230 | Portland Area | Portland Area | C1 | 41094 | Closed |  | Discrete | YES | Volt | 140.54 | 1.045 | 1.035 | 1.0417 | 0 | 129.51 | 129.51 | 0 | 260.46 | 100
41094 | TROUTD W | 230 | Portland Area | Portland Area | C2 | 41094 | Closed |  | Discrete | YES | Volt | 0 | 1.045 | 1.035 | 1.0417 | 0 | 0 | 129.51 | 0 | 259.01 | 0
41094 | TROUTD W | 230 | Portland Area | Portland Area | C3 | 41094 | Closed |  | Discrete | YES | Volt | 0 | 1.045 | 1.035 | 1.0417 | 0 | 0 | 130.96 | 0 | 260.46 | 0
41136 | WARNER | 115 | Southern Oregon | Southern Oregon | C1 | 41136 | Closed |  | Discrete | YES | Volt | 0 | 1.01 | 0.99 | 0.9997 | 0 | 0 | 13.06 | 0 | 13.06 | 0
41138 | WAUTOMA | 500 | Central Washington | Central Washington | R1 | 41138 | Closed |  | Discrete | YES | Volt | -286.95 | 1.089 | 1.071 | 1.0758 | 0 | -247.93 | 0 | -247.93 | 247.93 | 0
41148 | WHITE_BLF_2 | 115 | Lower Columbia Basin | Lower Columbia Basin | C1 | 41148 | Closed |  | Discrete | YES | Volt | 0 | 1.049 | 1.011 | 1.0197 | 0 | 0 | 39.18 | 0 | 39.18 | 0
41159 | WINTHROP | 115 | Central Washington | Central Washington | C1 | 41159 | Closed |  | Discrete | YES | Volt | 7.38 | 1.043 | 1.017 | 1.0254 | 0 | 7.02 | 7.02 | 0 | 14.03 | 100
41159 | WINTHROP | 115 | Central Washington | Central Washington | C2 | 41159 | Closed |  | Discrete | YES | Volt | 7.38 | 1.043 | 1.017 | 1.0254 | 0 | 7.02 | 7.02 | 0 | 14.03 | 100
41311 | CELILO1 | 500 | Lower Columbia Basin | Lower Columbia Basin | f1 | 41311 | Closed |  | Bus Shunt | YES | Volt | 272.7 | 1.5 | 0.51 | 1.0708 | 0 | 237.85 | 237.85 | 0 | 237.85 | 100
41311 | CELILO1 | 500 | Lower Columbia Basin | Lower Columbia Basin | f2 | 41311 | Closed |  | Bus Shunt | YES | Volt | 272.72 | 1.5 | 0.51 | 1.0708 | 0 | 237.87 | 237.87 | 0 | 237.87 | 100
41311 | CELILO1 | 500 | Lower Columbia Basin | Lower Columbia Basin | c1 | 41311 | Open |  | Bus Shunt | YES | Volt | 0 | 1.5 | 0.51 | 1.0708 | 0 | 235.89 | 235.89 | 0 | 235.89 | 100
41311 | CELILO1 | 500 | Lower Columbia Basin | Lower Columbia Basin | c2 | 41311 | Open |  | Bus Shunt | YES | Volt | 0 | 1.5 | 0.51 | 1.0708 | 0 | 235.89 | 235.89 | 0 | 235.89 | 100
41312 | CELILO2 | 500 | Lower Columbia Basin | Lower Columbia Basin | f1 | 41312 | Closed |  | Bus Shunt | YES | Volt | 272.72 | 1.5 | 0.51 | 1.0708 | 0 | 237.85 | 237.85 | 0 | 237.85 | 100
41312 | CELILO2 | 500 | Lower Columbia Basin | Lower Columbia Basin | f2 | 41312 | Closed |  | Bus Shunt | YES | Volt | 272.74 | 1.5 | 0.51 | 1.0708 | 0 | 237.87 | 237.87 | 0 | 237.87 | 100
41312 | CELILO2 | 500 | Lower Columbia Basin | Lower Columbia Basin | c1 | 41312 | Open |  | Bus Shunt | YES | Volt | 0 | 1.5 | 0.51 | 1.0708 | 0 | 235.89 | 235.89 | 0 | 235.89 | 100
41312 | CELILO2 | 500 | Lower Columbia Basin | Lower Columbia Basin | c2 | 41312 | Open |  | Bus Shunt | YES | Volt | 0 | 1.5 | 0.51 | 1.0708 | 0 | 235.89 | 235.89 | 0 | 235.89 | 100
41330 | SNOHOMISH_S4 | 230 | Seattle Area, Olympic Peninsula | Seattle Area, Olympic Peninsula | C1 | 41330 | Closed |  | Discrete | YES | Volt | 83.15 | 1.036 | 1.024 | 1.0301 | 0 | 78.36 | 78.36 | 0 | 230.71 | 100
41330 | SNOHOMISH_S4 | 230 | Seattle Area, Olympic Peninsula | Seattle Area, Olympic Peninsula | C2 | 41330 | Closed |  | Discrete | YES | Volt | 0 | 1.036 | 1.024 | 1.0301 | 0 | 0 | 152.36 | 0 | 152.36 | 0
41342 | BIG_EDDY2 | 230 | Lower Columbia Basin | Lower Columbia Basin | C1 | 41342 | Closed |  | Discrete | YES | Volt | 166.33 | 1.044 | 1.036 | 1.04 | 0 | 153.63 | 153.63 | 0 | 153.63 | 100
41343 | BIG_EDDY3 | 230 | Lower Columbia Basin | Lower Columbia Basin | C1 | 41343 | Closed |  | Discrete | YES | Volt | 0 | 1.044 | 1.036 | 1.04 | 0 | 0 | 153.63 | 0 | 307.26 | 0
41343 | BIG_EDDY3 | 230 | Lower Columbia Basin | Lower Columbia Basin | C2 | 41343 | Closed |  | Discrete | YES | Volt | 0 | 1.044 | 1.036 | 1.04 | 0 | 0 | 153.63 | 0 | 307.26 | 0
41353 | MCNRY S3 | 230 | Lower Columbia Basin | Lower Columbia Basin | C1 | 41353 | Closed |  | Discrete | YES | Volt | 158.54 | 1.065 | 1.035 | 1.05 | 0 | 143.65 | 143.65 | 0 | 287.31 | 100
41353 | MCNRY S3 | 230 | Lower Columbia Basin | Lower Columbia Basin | C2 | 41353 | Closed |  | Discrete | YES | Volt | 158.54 | 1.065 | 1.035 | 1.05 | 0 | 143.65 | 143.65 | 0 | 287.31 | 100
41400 | TUCANN R | 115 | Southeast Washington | Southeast Washington | C1 | 41400 | Closed |  | Discrete | YES | Volt | 6.87 | 1.047 | 1.033 | 1.0252 | -0.0078 | 6.53 | 6.53 | 0 | 13.06 | 100
41400 | TUCANN R | 115 | Southeast Washington | Southeast Washington | C2 | 41400 | Closed |  | Discrete | YES | Volt | 6.87 | 1.047 | 1.033 | 1.0252 | -0.0078 | 6.53 | 6.53 | 0 | 13.06 | 100
41402 | ROCK CK | 230 | Lower Columbia Basin | Lower Columbia Basin | C1 | 41402 | Closed |  | Discrete | YES | Volt | 0 | 1.049 | 1.031 | 1.0412 | 0 | 0 | 91.47 | 0 | 182.95 | 0
41402 | ROCK CK | 230 | Lower Columbia Basin | Lower Columbia Basin | C2 | 41402 | Closed |  | Discrete | YES | Volt | 0 | 1.049 | 1.031 | 1.0412 | 0 | 0 | 91.47 | 0 | 182.95 | 0
42002 | BELNGM E | 115 | WHATCOM | WHATCOM | c | 42002 | Closed |  | Bus Shunt | YES | Volt | 21.37 | 1.5 | 0.51 | 1.0088 | 0 | 21 | 21 | 0 | 21 | 100
42005 | ARCO N | 115 | WHATCOMI | WHATCOMI | c | 42005 | Closed |  | Bus Shunt | YES | Volt | 24.51 | 1.5 | 0.51 | 1.0106 | 0 | 24 | 24 | 0 | 24 | 100
42006 | ARCO S | 115 | WHATCOMI | WHATCOMI | c | 42006 | Closed |  | Bus Shunt | YES | Volt | 24.53 | 1.5 | 0.51 | 1.011 | 0 | 24 | 24 | 0 | 24 | 100
42107 | MARCHPTS | 115 | SKAGIT | SKAGIT | C | 42107 | Closed |  | Bus Shunt | YES | Volt | 21.35 | 1.5 | 0.51 | 1.0132 | 0 | 20.8 | 20.8 | 0 | 20.8 | 100
42119 | SEDRO W | 115 | SKAGIT | SKAGIT | c | 42119 | Open |  | Bus Shunt | YES | Volt | 0 | 1.5 | 0.51 | 1.009 | 0 | 42 | 42 | 0 | 42 | 100
42200 | WHIDBY N | 115 | ISLAND | ISLAND | c | 42200 | Open |  | Bus Shunt | YES | Volt | 0 | 1.5 | 0.51 | 1.0098 | 0 | 19.4 | 19.4 | 0 | 19.4 | 100
42210 | S WHIDBY | 115 | ISLAND | ISLAND | c | 42210 | Open |  | Discrete | YES | Volt | 0 | 1.05 | 0.95 | 1.0127 | 0 | 0 | 42 | 0 | 42 | 0
42303 | LAKESIDE | 115 | N.KING | N.KING | c | 42303 | Closed |  | Bus Shunt | YES | Volt | 42.65 | 1.5 | 0.51 | 1.0077 | 0 | 42 | 42 | 0 | 42 | 100
42305 | NOVELTY | 115 | N.KING | N.KING | c | 42305 | Closed |  | Bus Shunt | YES | Volt | 43.01 | 1.5 | 0.51 | 1.012 | 0 | 42 | 42 | 0 | 42 | 100
42322 | SAMMSH W | 115 | N.KING | N.KING | W | 42322 | Closed |  | Bus Shunt | YES | Volt | 38.83 | 1.5 | 0.51 | 1.0069 | 0 | 38.3 | 38.3 | 0 | 38.3 | 100
42323 | SAMMSH E | 115 | N.KING | N.KING | E | 42323 | Closed |  | Bus Shunt | YES | Volt | 42.58 | 1.5 | 0.51 | 1.0069 | 0 | 42 | 42 | 0 | 42 | 100
42361 | WIND RDG | 230 | N.KING | KITTITAS | r | 42363 | Closed |  | Discrete | YES | Volt | -48.31 | 1.069 | 1.019 | 1.0397 | 0 | -45 | 0 | -45 | 45 | 0
42363 | WLD HORS | 230 | N.KING | KITTITAS | C1 | 42363 | Open |  | Bus Shunt | YES | Volt | 0 | 1.5 | 0.51 | 1.0397 | 0 | 30 | 30 | 0 | 30 | 100
42508 | BERRYDAL | 115 | S.KING | S.KING | c | 42508 | Closed |  | Bus Shunt | YES | Volt | 39.9 | 1.5 | 0.51 | 1.0128 | 0 | 38.9 | 38.9 | 0 | 38.9 | 100
42512 | TALBOT S | 115 | S.KING | S.KING | c | 42512 | Closed |  | Bus Shunt | YES | Volt | 43.65 | 1.5 | 0.51 | 1.0194 | 0 | 42 | 42 | 0 | 42 | 100
42513 | OBRIEN N | 115 | S.KING | S.KING | C | 42513 | Closed |  | Bus Shunt | YES | Volt | 40.76 | 1.5 | 0.51 | 1.0237 | 0 | 38.9 | 38.9 | 0 | 38.9 | 100
42520 | MIDWAYP | 115 | S.KING | S.KING | c | 42520 | Closed |  | Bus Shunt | YES | Volt | 40.69 | 1.5 | 0.51 | 1.0227 | 0 | 38.9 | 38.9 | 0 | 38.9 | 100
42708 | ALDRTN E | 115 | PIERCE | PIERCE | C | 42708 | Closed |  | Bus Shunt | YES | Volt | 39.68 | 1.5 | 0.51 | 1.01 | 0 | 38.9 | 38.9 | 0 | 38.9 | 100
42712 | WHITRV S | 115 | PIERCE | PIERCE | C | 42712 | Closed |  | Bus Shunt | YES | Volt | 42.52 | 1.5 | 0.51 | 1.0098 | 0 | 41.7 | 41.7 | 0 | 41.7 | 100
42804 | ST CLR W | 115 | THURSTN | THURSTN | C | 42804 | Closed |  | Bus Shunt | YES | Volt | 43.47 | 1.5 | 0.51 | 1.0173 | 0 | 42 | 42 | 0 | 42 | 100
42810 | OLY P S | 115 | THURSTN | THURSTN | C | 42810 | Closed |  | Bus Shunt | YES | Volt | 44.19 | 1.5 | 0.51 | 1.0295 | 0 | 41.7 | 41.7 | 0 | 41.7 | 100
42812 | SPURGEON | 115 | THURSTN | THURSTN | c | 42812 | Closed |  | Bus Shunt | YES | Volt | 22.52 | 1.5 | 0.51 | 1.0355 | 0 | 21 | 21 | 0 | 21 | 100
42890 | YELM | 115 | THURSTN | THURSTN | c | 42890 | Closed |  | Bus Shunt | YES | Volt | 22.93 | 1.5 | 0.51 | 1.0449 | 0 | 21 | 21 | 0 | 21 | 100
42905 | FOSSCNRS | 115 | KITSAP | KITSAP | C | 42905 | Closed |  | Bus Shunt | YES | Volt | 21.11 | 1.5 | 0.51 | 1.0222 | 0 | 20.2 | 20.2 | 0 | 20.2 | 100
42907 | VALLYJCT | 115 | KITSAP | KITSAP | c | 42907 | Closed |  | Bus Shunt | YES | Volt | 21.93 | 1.5 | 0.51 | 1.0267 | 0 | 20.8 | 20.8 | 0 | 20.8 | 100
43070 | BUTLER | 115 | Portland General - BES S/S | Portland General - BES S/S | 1 | 43070 | Closed |  | Bus Shunt | YES | Volt | 23.36 | 1.5 | 0.51 | 1.0305 | 0 | 22 | 22 | 0 | 22 | 100
43070 | BUTLER | 115 | Portland General - BES S/S | Portland General - BES S/S | 2 | 43070 | Closed |  | Bus Shunt | YES | Volt | 23.36 | 1.5 | 0.51 | 1.0305 | 0 | 22 | 22 | 0 | 22 | 100
43157 | E SUBSTA | 115 | Portland General - BES S/S | Portland General - BES S/S | 1 | 43157 | Closed |  | Bus Shunt | YES | Volt | 23.2 | 1.5 | 0.51 | 1.027 | 0 | 22 | 22 | 0 | 22 | 100
43227 | HARBORTN | 115 | Portland General - BES S/S | Portland General - BES S/S | 1 | 43227 | Closed |  | Bus Shunt | YES | Volt | 24.03 | 1.5 | 0.51 | 1.0452 | 0 | 22 | 22 | 0 | 22 | 100
43461 | RIVRGT A | 115 | Portland General - BES S/S | Portland General - BES S/S | 1 | 43461 | Closed |  | Bus Shunt | YES | Volt | 24.33 | 1.5 | 0.51 | 1.0516 | 0 | 22 | 22 | 0 | 22 | 100
43519 | SELLWOOD | 115 | Portland General - BES S/S | Portland General - BES S/S | 1 | 43519 | Closed |  | Bus Shunt | YES | Volt | 23.37 | 1.5 | 0.51 | 1.0307 | 0 | 22 | 22 | 0 | 22 | 100
43545 | STHELENS | 115 | Portland General - BES S/S | Portland General - BES S/S | 1 | 43545 | Closed |  | Bus Shunt | YES | Volt | 22.38 | 1.5 | 0.51 | 1.0085 | 0 | 22 | 22 | 0 | 22 | 100
43553 | STMARYSA | 115 | Portland General - BES S/S | Portland General - BES S/S | 1 | 43553 | Closed |  | Discrete | YES | Volt | 0 | 1.083 | 1.004 | 1.0355 | 0 | 0 | 33 | 0 | 33 | 0
43555 | STMARYSB | 115 | Portland General - BES S/S | Portland General - BES S/S | 1 | 43555 | Closed |  | Bus Shunt | YES | Volt | 35.06 | 1.5 | 0.51 | 1.0307 | 0 | 33 | 33 | 0 | 33 | 100
43622 | URBAN_M2 | 115 | Portland General - BES S/S | Portland General - BES S/S | 1 | 43622 | Closed |  | Bus Shunt | YES | Volt | 23.25 | 1.5 | 0.51 | 1.0279 | 0 | 22 | 22 | 0 | 22 | 100
43701 | SPRNGBRK | 115 | Portland General - BES S/S | Portland General - BES S/S | 1 | 43701 | Closed |  | Bus Shunt | YES | Volt | 23.45 | 1.5 | 0.51 | 1.0325 | 0 | 22 | 22 | 0 | 22 | 100
43737 | STMARYSC | 115 | Portland General - BES S/S | Portland General - BES S/S | 1 | 43737 | Closed |  | Bus Shunt | YES | Volt | 35.5 | 1.5 | 0.51 | 1.0372 | 0 | 33 | 33 | 0 | 33 | 100
43739 | SUNSETPG | 115 | Portland General - BES S/S | Portland General - BES S/S | 1 | 43739 | Closed |  | Bus Shunt | YES | Volt | 23.32 | 1.5 | 0.51 | 1.0295 | 0 | 22 | 22 | 0 | 22 | 100
43816 | WSTPRT | 115 | Portland General - BES S/S | Portland General - BES S/S | 1 | 43816 | Closed |  | Bus Shunt | YES | Volt | 23.2 | 1.5 | 0.51 | 1.0269 | 0 | 22 | 22 | 0 | 22 | 100
43960 | MALIN R2 | 500 | Portland General - BES S/S | Portland General - BES S/S | R2 | 43960 | Closed |  | Bus Shunt | YES | Volt | -210.24 | 1.5 | 0.51 | 1.0807 | 0 | -180 | 0 | -180 | 180 | 0
45013 | ASTORIA | 115 | PAC:CLTP | PAC:CLTP | 1 | 45013 | Closed |  | Discrete | YES | Volt | 15.73 | 1.043 | 1.017 | 1.0242 | 0 | 15 | 15 | 0 | 15 | 100
45035 | CAPTJACK | 500 | Southern Oregon | Southern Oregon | C2 | 45035 | Closed |  | Discrete | YES | Volt | 0 | 1.087 | 1.073 | 1.0829 | 0 | 0 | 196.18 | 0 | 392.37 | 0
45035 | CAPTJACK | 500 | Southern Oregon | Southern Oregon | R1 | 45035 | Closed |  | Discrete | YES | Volt | 0 | 1.087 | 1.073 | 1.0829 | 0 | 0 | 0 | -247.93 | 247.93 | 100
45035 | CAPTJACK | 500 | Southern Oregon | Southern Oregon | C3 | 45035 | Closed |  | Discrete | YES | Volt | 0 | 1.087 | 1.073 | 1.0829 | 0 | 0 | 196.18 | 0 | 392.37 | 0
45037 | CAVE JCT | 115 | PAC:GRPS | PAC:GRPS | 1 | 45037 | Closed |  | Discrete | YES | Volt | 21.27 | 1.035 | 1.009 | 1.0261 | 0 | 20.2 | 20.2 | 0 | 20.2 | 100
45069 | CRAGVIEW | 115 | PAC:YRKA | PAC:YRKA | 1 | 45069 | Closed |  | Discrete | YES | Volt | 22.37 | 1.078 | 1.026 | 1.0524 | 0 | 20.2 | 20.2 | 0 | 20.2 | 100
45085 | DELNORTE | 115 | PAC:CRES | PAC:CRES | 1 | 45085 | Closed |  | Discrete | YES | Volt | 7.79 | 1.035 | 1 | 1.0194 | 0 | 7.5 | 42.5 | 0 | 42.5 | 17.6
45095 | DIXONVLE | 500 | PAC:ROSE | PAC:ROSE | 1 | 45095 | Closed |  | Discrete | YES | Volt | 0 | 1.1 | 1.08 | 1.0924 | 0 | 0 | 0 | -148.8 | 148.8 | 100
45109 | FRY | 115 | PAC:WLMT | PAC:WLMT | 1 | 45111 | Closed |  | Discrete | YES | Volt | 112.71 | 1.037 | 1.02 | 1.0098 | -0.0102 | 107 | 107 | 0 | 107 | 100
45121 | GRANT PS | 115 | PAC:GRPS | PAC:GRPS | 1 | 45121 | Closed |  | Fixed | YES | Volt | 0 | 1.037 | 1.037 | 1.0249 | -0.0121 | 0 | 13.9 | 0 | 13.9 | 0
45123 | GRANT PS | 230 | PAC:GRPS | PAC:GRPS | 1 | 45123 | Closed |  | Discrete | YES | Volt | 110.96 | 1.078 | 1.037 | 1.0445 | 0 | 101.7 | 101.7 | 0 | 101.7 | 100
45161 | KLAFALLS | 230 | PAC:KFAL | PAC:KFAL | 1 | 45161 | Closed |  | Discrete | YES | Volt | 98.91 | 1.083 | 1.045 | 1.0403 | -0.0047 | 91.4 | 91.4 | 0 | 91.4 | 100
45183 | LONEPINE | 230 | PAC:MDFD | PAC:MDFD | 1 | 45183 | Closed |  | Discrete | YES | Volt | 80.97 | 1.074 | 1.035 | 1.0496 | 0 | 73.5 | 73.5 | 0 | 73.5 | 100
45195 | MERIDINP | 230 | PAC:MDFD | PAC:MDFD | 1 | 45195 | Closed |  | Discrete | YES | Volt | 129.39 | 1.065 | 1.035 | 1.0516 | 0 | 117 | 234 | 0 | 234 | 50
45197 | MERIDINP | 500 | PAC:MDFD | PAC:MDFD | 1 | 45197 | Closed |  | Discrete | YES | Volt | 0 | 1.106 | 1.086 | 1.1001 | 0 | 0 | 0 | -148.8 | 148.8 | 100
45245 | POMONA H | 230 | PAC:YKMA | PAC:YKMA | 1 | 45245 | Closed |  | Discrete | YES | Volt | 47.48 | 1.043 | 1.017 | 1.0191 | 0 | 45.71 | 45.71 | 0 | 45.71 | 100
45315 | UNIONGAP | 115 | PAC:YKMA | PAC:YKMA | 1 | 45317 | Closed |  | Discrete | YES | Volt | 93.15 | 1.039 | 1.026 | 1.0158 | -0.0102 | 88.9 | 88.9 | 0 | 88.9 | 100
45335 | WEED JCT | 115 | PAC:YRKA | PAC:YRKA | 1 | 45335 | Closed |  | Discrete | YES | Volt | 22.08 | 1.048 | 1.022 | 1.0454 | 0 | 20.2 | 40.4 | 0 | 40.4 | 50
46039 | LARSON | 115 | Grant County, WA | Grant County, WA | s | 46039 | Closed |  | Discrete | YES | Volt | 33.09 | 1.04 | 1.0087 | 1.0107 | 0 | 32.4 | 32.4 | 0 | 32.4 | 100
46087 | SANDUNES | 115 | Grant County, WA | Grant County, WA | s | 46087 | Closed |  | Discrete | YES | Volt | 49.43 | 1.04 | 1.0087 | 1.0085 | -0.0002 | 48.6 | 48.6 | 0 | 48.6 | 100
46157 | WHEELSWD | 230 | Grant County, WA | Grant County, WA | s | 46157 | Closed |  | Discrete | YES | Volt | 79.62 | 1.0391 | 1.0261 | 1.0303 | 0 | 75 | 105 | 0 | 105 | 71.4
46269 | WILAKENZ | 115 | Eugene, OR | Eugene, OR | s | 46269 | Open |  | Discrete | YES | Volt | 0 | 1.043 | 1.017 | 1.0364 | 0 | 0 | 20 | 0 | 20 | 0
46275 | WILLOW C | 115 | Eugene, OR | Eugene, OR | s | 46275 | Closed |  | Discrete | YES | Volt | 0 | 1.043 | 1.017 | 1.0327 | 0 | 0 | 21.6 | 0 | 21.6 | 0
46409 | BROAD ST | 115 | Seattle City Light | Seattle City Light | s | 46409 | Open |  | Discrete | YES | Volt | 0 | 1.03 | 0.97 | 1.0007 | 0 | 21.3 | 21.3 | 0 | 21.3 | 100
46607 | COWLITZ | 115 | Tacoma Power - General | Tacoma Power - General | s | 46607 | Open |  | Fixed | YES | Volt | 0 | 1.0175 | 1.0175 | 1.0175 | 0 | 62.5 | 62.5 | 0 | 62.5 | 100
46631 | NORTHEAST_A | 115 | Tacoma Power - General | Tacoma Power - General | s1 | 46631 | Closed |  | Fixed | YES | Volt | 43.19 | 1.0175 | 1.0175 | 1.0177 | 0.0002 | 41.7 | 41.7 | 0 | 41.7 | 100
46631 | NORTHEAST_A | 115 | Tacoma Power - General | Tacoma Power - General | s2 | 46631 | Open |  | Fixed | YES | Volt | 0 | 1.0175 | 1.0175 | 1.0177 | 0.0002 | 41.7 | 41.7 | 0 | 41.7 | 100
46637 | PEARL | 115 | Tacoma Power - General | Tacoma Power - General | s | 46637 | Open |  | Fixed | YES | Volt | 0 | 1 | 1 | 1.0125 | 0.0125 | 104.2 | 104.2 | 0 | 104.2 | 100
46663 | SOUTHWEST_B | 115 | Tacoma Power - General | Tacoma Power - General | s1 | 46663 | Closed |  | Fixed | YES | Volt | 65.02 | 1.0175 | 1.0175 | 1.02 | 0.0025 | 62.5 | 62.5 | 0 | 62.5 | 100
46663 | SOUTHWEST_B | 115 | Tacoma Power - General | Tacoma Power - General | s2 | 46663 | Open |  | Fixed | YES | Volt | 0 | 1.0175 | 1.0175 | 1.02 | 0.0025 | 41.7 | 41.7 | 0 | 41.7 | 100
47051 | HANNA | 115 | Central Washington | Central Washington | c | 47051 | Open |  | Bus Shunt | YES | Volt | 0 | 1.5 | 0.51 | 1.0255 | 0 | 11.4 | 11.4 | 0 | 11.4 | 100
47075 | RILEY+ | 115 | Southern Oregon | Southern Oregon | C1 | 47075 | Closed |  | Discrete | YES | Volt | 1.2 | 1.01 | 0.99 | 1.0003 | 0 | 1.2 | 1.2 | 0 | 1.2 | 100
47146 | CRANE_HEC | 115 | Southern Oregon | Southern Oregon | R2 | 47146 | Closed |  | Discrete | YES | Volt | 0 | 1.01 | 0.99 | 0.9903 | 0 | 0 | 0 | -2.5 | 2.5 | 100
47146 | CRANE_HEC | 115 | Southern Oregon | Southern Oregon | R1 | 47146 | Closed |  | Discrete | YES | Volt | 0 | 1.01 | 0.99 | 0.9903 | 0 | 0 | 0 | -2.5 | 2.5 | 100
47167 | FIELDS_HEC | 115 | Southern Oregon | Southern Oregon | R1 | 47167 | Closed |  | Discrete | YES | Volt | -2.53 | 1.01 | 0.99 | 1.0067 | 0 | -2.5 | 0 | -2.5 | 2.5 | 0
47439 | NORPAC | 230 | Cowlitz County, WA | Cowlitz County, WA | C1 | 47439 | Closed |  | Fixed | YES | Volt | 9.1 | 1.02 | 1.02 | 1.0289 | 0.0089 | 8.6 | 8.6 | 0 | 8.6 | 100
47439 | NORPAC | 230 | Cowlitz County, WA | Cowlitz County, WA | C2 | 47439 | Closed |  | Fixed | YES | Volt | 9.63 | 1.02 | 1.02 | 1.0289 | 0.0089 | 9.1 | 9.1 | 0 | 9.1 | 100
47439 | NORPAC | 230 | Cowlitz County, WA | Cowlitz County, WA | C3 | 47439 | Closed |  | Fixed | YES | Volt | 9.63 | 1.02 | 1.02 | 1.0289 | 0.0089 | 9.1 | 9.1 | 0 | 9.1 | 100
47439 | NORPAC | 230 | Cowlitz County, WA | Cowlitz County, WA | C4 | 47439 | Closed |  | Fixed | YES | Volt | 9.74 | 1.02 | 1.02 | 1.0289 | 0.0089 | 9.2 | 9.2 | 0 | 9.2 | 100
47439 | NORPAC | 230 | Cowlitz County, WA | Cowlitz County, WA | C5 | 47439 | Closed |  | Fixed | YES | Volt | 9.74 | 1.02 | 1.02 | 1.0289 | 0.0089 | 9.2 | 9.2 | 0 | 9.2 | 100
47439 | NORPAC | 230 | Cowlitz County, WA | Cowlitz County, WA | C6 | 47439 | Closed |  | Fixed | YES | Volt | 9.74 | 1.02 | 1.02 | 1.0289 | 0.0089 | 9.2 | 9.2 | 0 | 9.2 | 100
47445 | FIBRE89-146 | 115 | Cowlitz County, WA | Cowlitz County, WA | C1 | 47445 | Closed |  | Fixed | YES | Volt | 6.77 | 1.01 | 1.01 | 1.0018 | -0.0082 | 6.75 | 6.75 | 0 | 6.75 | 100
47445 | FIBRE89-146 | 115 | Cowlitz County, WA | Cowlitz County, WA | C2 | 47445 | Closed |  | Fixed | YES | Volt | 10.84 | 1.01 | 1.01 | 1.0018 | -0.0082 | 10.8 | 10.8 | 0 | 10.8 | 100
47814 | JONESCYN | 230 | Lower Columbia Basin | PAC:DALR | C1 | 47814 | Open |  | Discrete | YES | Volt | 0 | 1.06 | 1.02 | 1.0478 | 0 | 26.12 | 26.12 | 0 | 52.24 | 100
47814 | JONESCYN | 230 | Lower Columbia Basin | PAC:DALR | C2 | 47814 | Open |  | Discrete | YES | Volt | 0 | 1.06 | 1.02 | 1.0478 | 0 | 26.12 | 26.12 | 0 | 52.24 | 100
48009 | AIRWAYHT | 115 | AVA: Spokane | AVA: Spokane | S | 48009 | Closed |  | Discrete | YES | Volt | 33.7 | 1.05 | 0.95 | 1.0029 | 0 | 33.5 | 33.5 | 0 | 33.5 | 100
48037 | BENEWAH | 230 | AVA: Palouse | AVA: Palouse | S | 48037 | Closed |  | Discrete | YES | Volt | 0 | 1.061 | 0.991 | 1.0303 | 0 | 0 | 201.3 | 0 | 201.3 | 0
48079 | COLBERT | 115 | AVA: Spokane | AVA: Spokane | S | 48079 | Closed |  | Discrete | YES | Volt | 13.74 | 1.05 | 0.95 | 0.9943 | 0 | 13.9 | 13.9 | 0 | 13.9 | 100
48141 | GRANGVIL | 115 | AVA: Lewiston/Clarkston | AVA: Lewiston/Clarkston | S | 48141 | Closed |  | Discrete | YES | Volt | 0 | 1.05 | 0.95 | 1.0117 | 0 | 0 | 13.4 | 0 | 13.4 | 0
48165 | IRVIN | 115 | AVA: Spokane | AVA: Spokane | S | 48165 | Closed |  | Discrete | YES | Volt | 33.6 | 1.05 | 0.95 | 1.0015 | 0 | 33.5 | 33.5 | 0 | 33.5 | 100
48187 | LIND | 115 | AVA: Big Bend | AVA: Big Bend | S | 48187 | Closed |  | Discrete | YES | Volt | 20.62 | 1.05 | 0.95 | 1.0129 | 0 | 20.1 | 20.1 | 0 | 20.1 | 100
48247 | MOSCOW | 115 | AVA: Palouse | AVA: Palouse | S | 48247 | Closed |  | Discrete | YES | Volt | 0 | 1.05 | 0.95 | 1.0048 | 0 | 0 | 67 | 0 | 67 | 0
48253 | N LEWIST | 115 | AVA: Lewiston/Clarkston | AVA: Lewiston/Clarkston | S | 48253 | Closed |  | Discrete | YES | Volt | 22.45 | 1.05 | 0.95 | 1.0056 | 0 | 22.2 | 44.4 | 0 | 44.4 | 50
48255 | N LEWIST | 230 | AVA: Lewiston/Clarkston | AVA: Lewiston/Clarkston | S | 48255 | Closed |  | Discrete | YES | Volt | 0 | 1.061 | 0.991 | 1.0325 | 0 | 0 | 0 | -100 | 100 | 100
48261 | NEZPERCE | 115 | AVA: Lewiston/Clarkston | AVA: Lewiston/Clarkston | S | 48261 | Closed |  | Discrete | YES | Volt | 0 | 1.05 | 0.95 | 1.0274 | 0 | 0 | 13.4 | 0 | 13.4 | 0
48282 | NOXON_REACTR | 230 | AVA: Coeur D'Alene | AVA: Coeur D'Alene | S | 48281 | Closed |  | Discrete | YES | Volt | 0 | 1.061 | 0.991 | 1.03 | 0 | 0 | 0 | -100 | 100 | 100
48295 | ODESSA | 115 | AVA: Big Bend | AVA: Big Bend | S | 48295 | Closed |  | Discrete | YES | Volt | 0 | 1.05 | 0.95 | 1.0041 | 0 | 0 | 20.1 | 0 | 20.1 | 0
48309 | OTHELOSS | 115 | AVA: Big Bend | AVA: Big Bend | S | 48309 | Closed |  | Discrete | YES | Volt | 22.34 | 1.05 | 0.95 | 1.0032 | 0 | 22.2 | 22.2 | 0 | 22.2 | 100
48311 | OTIS | 115 | AVA: Spokane | AVA: Spokane | S | 48311 | Closed |  | Discrete | YES | Volt | 44.75 | 1.05 | 0.95 | 1.0039 | 0 | 44.4 | 44.4 | 0 | 44.4 | 100
48315 | PINE CRK | 115 | AVA: Coeur D'Alene | AVA: Coeur D'Alene | S | 48315 | Closed |  | Discrete | YES | Volt | 20.33 | 1.05 | 0.95 | 1.0058 | 0 | 20.1 | 40.2 | 0 | 40.2 | 50
48349 | RAMSEY | 115 | AVA: Coeur D'Alene | AVA: Coeur D'Alene | S | 48349 | Closed |  | Discrete | YES | Volt | 66.99 | 1.05 | 0.95 | 1 | 0 | 67 | 67 | 0 | 67 | 100
48356 | RATHDRME | 115 | AVA: Coeur D'Alene | AVA: Coeur D'Alene | S | 48356 | Closed |  | Discrete | YES | Volt | 22.27 | 1.05 | 0.95 | 1.0016 | 0 | 22.2 | 44.4 | 0 | 44.4 | 50
48405 | SPKINDPK | 115 | AVA: Spokane | AVA: Spokane | S | 48405 | Closed |  | Discrete | YES | Volt | 11.16 | 1.05 | 0.95 | 1.0028 | 0 | 11.1 | 11.1 | 0 | 11.1 | 100
48421 | SUNSET | 115 | AVA: Spokane | AVA: Spokane | S | 48421 | Closed |  | Discrete | YES | Volt | 44.05 | 1.05 | 0.95 | 0.996 | 0 | 44.4 | 44.4 | 0 | 44.4 | 100
48431 | THIRHACH | 115 | AVA: Spokane | AVA: Spokane | S | 48431 | Closed |  | Discrete | YES | Volt | 91.55 | 1.05 | 0.95 | 0.9997 | 0 | 91.6 | 91.6 | 0 | 91.6 | 100
48512 | DRYCREEK | 230 | AVA: Lewiston/Clarkston | AVA: Lewiston/Clarkston | S | 48512 | Closed |  | Discrete | YES | Volt | 0 | 1.061 | 0.991 | 1.0283 | 0 | 0 | 201.3 | 0 | 201.3 | 0
50018 | MDN 230 | 230 | BC HYDRO | BC HYDRO | v | 50018 | Closed |  | Discrete | YES | Volt | 473.76 | 1.05 | 1.023 | 1.0359 | 0 | 441.52 | 441.52 | -264.38 | 705.9 | 100
50045 | CKY 500 | 500 | BC HYDRO | BC HYDRO | v | 50045 | Closed |  | Discrete | YES | Volt | 0 | 1.075 | 1.055 | 1.0584 | 0 | 0 | 0 | -122.45 | 122.45 | 100
50183 | ING 230 | 230 | BC HYDRO | BC HYDRO | v | 50183 | Closed |  | Discrete | YES | Volt | 249.55 | 1.0498 | 1.01 | 1.0293 | 0 | 235.56 | 456.32 | -264.38 | 720.7 | 69.4
50314 | PVO 1B3 | 132 | BC HYDRO | BC HYDRO | v | 50314 | Closed |  | Discrete | YES | Volt | 51.66 | 1.0682 | 1.0227 | 1.052 | 0 | 46.68 | 46.68 | 0 | 46.68 | 100
50360 | VIT 230 | 230 | BC HYDRO | BC HYDRO | v | 50360 | Closed |  | Discrete | YES | Volt | 0 | 1.06 | 1 | 1.0236 | 0 | 0 | 94.7 | 0 | 94.7 | 0
50361 | SAT 230 | 230 | BC HYDRO | BC HYDRO | v | 50361 | Closed |  | Discrete | YES | Volt | 0 | 1.05 | 1 | 1.0262 | 0 | 0 | 0 | -66.1 | 66.1 | 100
50365 | PIK 230 | 230 | BC HYDRO | BC HYDRO | v | 50365 | Closed |  | Discrete | YES | Volt | -69.85 | 1.05 | 1 | 1.028 | 0 | -66.1 | 0 | -66.1 | 66.1 | 0
50370 | DMR 500 | 500 | BC HYDRO | BC HYDRO | v | 50370 | Closed |  | Discrete | YES | Volt | -1085.48 | 1.07 | 1.03 | 1.0527 | 0 | -979.6 | 0 | -979.6 | 979.6 | 0
50453 | STW 138 | 138 | BC HYDRO | BC HYDRO | v | 50453 | Closed |  | Discrete | YES | Volt | 2.98 | 1.015 | 0.985 | 0.997 | 0 | 3 | 3 | 0 | 3 | 100
50456 | SKA 287 | 287 | BC HYDRO | BC HYDRO | 2 | 50456 | Open |  | Bus Shunt | YES | Volt | 0 | 1.5 | 0.51 | 1.0224 | 0 | -35 | 0 | -35 | 35 | 0
50458 | MIN 287 | 287 | BC HYDRO | BC HYDRO | v | 50458 | Closed |  | Discrete | YES | Volt | 104.02 | 1.05 | 0.993 | 0.9953 | 0 | 105 | 105 | 0 | 105 | 100
50518 | FJN 138 | 138 | BC HYDRO | BC HYDRO | v | 50518 | Closed |  | Discrete | YES | Volt | 0 | 1.05 | 0.98 | 1.0203 | 0 | 0 | 25 | 0 | 25 | 0
50522 | MFE 138 | 138 | BC HYDRO | BC HYDRO | v | 50522 | Open |  | Discrete | YES | Volt | 0 | 1.03 | 0.99 | 1.0226 | 0 | 0 | 13.75 | 0 | 13.75 | 0
50528 | DAW 138 | 138 | BC HYDRO | BC HYDRO | v | 50528 | Closed |  | Discrete | YES | Volt | 51.3 | 1.0507 | 1 | 1.0129 | 0 | 50 | 50 | 0 | 50 | 100
50537 | TAY 138 | 138 | BC HYDRO | BC HYDRO | v | 50537 | Closed |  | Discrete | YES | Volt | 0 | 1.05 | 0.98 | 1.0155 | 0 | 0 | 25 | 0 | 25 | 0
50542 | WSN 230 | 230 | BC HYDRO | BC HYDRO | v | 50542 | Closed |  | Discrete | YES | Volt | -41.21 | 1.04 | 1 | 1.0151 | 0 | -40 | 0 | -40 | 40 | 0
50545 | BLW 230 | 230 | BC HYDRO | BC HYDRO | v | 50545 | Closed |  | Discrete | YES | Volt | 37.11 | 1.1 | 0.9956 | 1.0395 | 0 | 34.34 | 34.34 | 0 | 34.34 | 100
50561 | WSN 500 | 500 | BC HYDRO | BC HYDRO | v | 50561 | Closed |  | Discrete | YES | Volt | -267.5 | 1.053 | 1.033 | 1.0451 | 0 | -244.9 | 0 | -367.35 | 367.35 | 33.3
50654 | VNT 138 | 138 | BC HYDRO | BC HYDRO | v | 50654 | Closed |  | Discrete | YES | Volt | 0 | 1.035 | 1.005 | 1.0257 | 0 | 0 | 40.01 | 0 | 40.01 | 0
50655 | VVW 138 | 138 | BC HYDRO | BC HYDRO | v | 50655 | Closed |  | Discrete | YES | Volt | 44.81 | 1.035 | 1 | 1.0185 | 0 | 43.2 | 43.2 | 0 | 43.2 | 100
50656 | SVA 138 | 138 | BC HYDRO | BC HYDRO | v | 50656 | Closed |  | Discrete | YES | Volt | 0 | 1.04 | 1 | 1.0231 | 0 | 0 | 40 | 0 | 40 | 0
50672 | BKL 138 | 138 | BC HYDRO | BC HYDRO | v | 50672 | Closed |  | Discrete | YES | Volt | 0 | 1.035 | 0.995 | 1.0118 | 0 | 0 | 40 | 0 | 40 | 0
50678 | AVO 138 | 138 | BC HYDRO | BC HYDRO | v | 50678 | Closed |  | Discrete | YES | Volt | 0 | 1.03 | 1 | 1.0275 | 0 | 0 | 36 | 0 | 36 | 0
50692 | KLY 230 | 230 | BC HYDRO | BC HYDRO | v | 50692 | Closed |  | Discrete | YES | Volt | -146.24 | 1.069 | 1.029 | 1.0518 | 0 | -132.19 | 0 | -132.19 | 132.19 | 0
50702 | ACK 500 | 500 | BC HYDRO | BC HYDRO | v | 50702 | Closed |  | Discrete | YES | Volt | 280.33 | 1.08 | 1.036 | 1.0589 | 0 | 250 | 500 | -244.9 | 744.9 | 66.4
50703 | NIC 500 | 500 | BC HYDRO | BC HYDRO | v | 50703 | Closed |  | Discrete | YES | Volt | -273.3 | 1.062 | 1.038 | 1.0564 | 0 | -244.9 | 0 | -367.35 | 367.35 | 33.3
50704 | KLY 500 | 500 | BC HYDRO | BC HYDRO | v | 50704 | Closed |  | Discrete | YES | Volt | -270.64 | 1.065 | 1.045 | 1.0512 | 0 | -244.9 | 0 | -489.8 | 489.8 | 50
50792 | SEL 500 | 500 | BC HYDRO | BC HYDRO | v | 50783 | Closed |  | Discrete | YES | Volt | 0 | 1.045 | 1.025 | 1.0359 | 0 | 0 | 0 | -122.45 | 122.45 | 100
51016 | PVO 1B4 | 132 | BC HYDRO | BC HYDRO | v | 51016 | Closed |  | Discrete | YES | Volt | 0 | 1.0682 | 1.0227 | 1.0497 | 0 | 0 | 93.34 | 0 | 93.34 | 0
51068 | ARN 230 | 230 | BC HYDRO | BC HYDRO | v | 51068 | Closed |  | Discrete | YES | Volt | 100.93 | 1.045 | 1.015 | 1.0324 | 0 | 94.7 | 94.7 | 0 | 94.7 | 100
51112 | BQN 287 | 287 | BC HYDRO | BC HYDRO | v | 51112 | Closed |  | Discrete | YES | Volt | 0 | 1.0592 | 1.0105 | 1.032 | 0 | 0 | 0 | -15 | 15 | 100
51298 | SBK 500 | 500 | BC HYDRO | BC HYDRO | v | 51298 | Closed |  | Discrete | YES | Volt | 0 | 1.045 | 1.015 | 1.0354 | 0 | 0 | 0 | -122.45 | 122.45 | 100
51415 | TBY 129H | 230 | BC HYDRO | BC HYDRO | 1 | 51415 | Closed |  | Bus Shunt | YES | Volt | -71.64 | 1.5 | 0.51 | 1.0411 | 0 | -66.1 | 0 | -66.1 | 66.1 | 0
51579 | BMT 138 | 138 | BC HYDRO | BC HYDRO | v | 51579 | Closed |  | Discrete | YES | Volt | 0 | 1.0703 | 0.9949 | 1.0089 | 0 | 0 | 59.78 | 0 | 59.78 | 0
51711 | UHT 345 | 345 | BC HYDRO | BC HYDRO | v | 51711 | Closed |  | Discrete | YES | Volt | -34.98 | 1.0522 | 1.029 | 1.0433 | 0 | -32.14 | 0 | -64.28 | 64.28 | 50
52300 | LEE 138 | 138 | OKANAGAN | OKANAGAN | v | 52316 | Closed |  | Discrete | YES | Volt | 49.48 | 1.05 | 0.95 | 1.0218 | 0 | 50 | 50 | 0 | 50 | 100
52304 | DGB 138 | 138 | OKANAGAN | OKANAGAN | 1 | 52304 | Closed |  | Bus Shunt | YES | Volt | 29.04 | 1.5 | 0.51 | 0.9838 | 0 | 30 | 30 | 0 | 30 | 100
54007 | BOYLE 7 | 138 | AIES-Athabasca/Lac La Biche | AIES-Athabasca/Lac La Biche | v | 54007 | Closed |  | Discrete | YES | Volt | 0 | 1.051 | 1 | 1.0487 | 0 | 0 | 14.95 | 0 | 14.95 | 0
54017 | COLD CR7 | 138 | AIES-Hinton/Edson | AIES-Hinton/Edson | v | 54017 | Closed |  | Discrete | YES | Volt | 33.48 | 1.05 | 1 | 1.0153 | 0 | 32.48 | 32.48 | 0 | 32.48 | 100
54020 | EDSON 7 | 138 | AIES-Hinton/Edson | AIES-Hinton/Edson | v | 54020 | Closed |  | Discrete | YES | Volt | 0 | 1.051 | 1 | 1.0356 | 0 | 0 | 27 | 0 | 27 | 0
54036 | BRAZEAU7 | 138 | AIES-Drayton Valley | AIES-Drayton Valley | v | 54036 | Closed |  | Discrete | YES | Volt | 0 | 1.043 | 1.014 | 1.0242 | 0 | 0 | 33.01 | 0 | 33.01 | 0
54039 | CYNTHIA7 | 138 | AIES-Drayton Valley | AIES-Drayton Valley | v | 54039 | Closed |  | Discrete | YES | Volt | 28.36 | 1.043 | 1 | 1.0234 | 0 | 27.08 | 27.08 | 0 | 27.08 | 100
54042 | AMOCO BR | 138 | AIES-Drayton Valley | AIES-Drayton Valley | v | 54042 | Closed |  | Discrete | YES | Volt | 0 | 1.087 | 0.899 | 1.0164 | 0 | 0 | 20.99 | 0 | 20.99 | 0
54058 | FORT SA7 | 138 | AIES-Fort Saskatchewan 2000 | AIES-Fort Saskatchewan 2000 | v | 54058 | Closed |  | Discrete | YES | Volt | 0 | 1.03 | 0.985 | 1.0226 | 0 | 0 | 48.91 | 0 | 48.91 | 0
54063 | LAMOURE7 | 138 | AIES-Fort Saskatchewan 2000 | AIES-Fort Saskatchewan 2000 | v | 54063 | Closed |  | Discrete | YES | Volt | 0 | 1.051 | 1.014 | 1.0243 | 0 | 0 | 97.82 | 0 | 97.82 | 0
54067 | BRUDERH7 | 138 | AIES-Fort Saskatchewan 2000 | AIES-Fort Saskatchewan 2000 | v | 54067 | Closed |  | Discrete | YES | Volt | 0 | 1.044 | 1.015 | 1.0247 | 0 | 0 | 45 | 0 | 45 | 0
54073 | HARDIST7 | 138 | AIES-Wainwright | AIES-Wainwright | v | 54073 | Closed |  | Discrete | YES | Volt | 28.35 | 1.044 | 1.015 | 1.0243 | 0 | 27.02 | 71.92 | 0 | 71.92 | 37.6
54079 | BUFFALO7 | 138 | AIES-Wainwright | AIES-Wainwright | v | 54079 | Closed |  | Discrete | YES | Volt | 0 | 1.065 | 1.03 | 1.0425 | 0 | 0 | 15.06 | 0 | 15.06 | 0
54089 | E EDMON7 | 138 | AIES-Edmonton | AIES-Edmonton | v | 54089 | Closed |  | Discrete | YES | Volt | 50.75 | 1.051 | 1.007 | 1.0186 | 0 | 48.91 | 97.82 | 0 | 97.82 | 50
54091 | NISKU 7 | 138 | AIES-Edmonton | AIES-Edmonton | v | 54091 | Closed |  | Discrete | YES | Volt | 0 | 1.051 | 1.007 | 1.0292 | 0 | 0 | 30 | 0 | 30 | 0
54104 | STRACHA7 | 138 | AIES-Caroline | AIES-Caroline | v | 54104 | Closed |  | Discrete | YES | Volt | 0 | 1.03 | 0.985 | 1.0286 | 0 | 0 | 24.46 | 0 | 24.46 | 0
54112 | SUNKEN7 | 138 | AIES-Provost | AIES-Provost | v | 54112 | Closed |  | Discrete | YES | Volt | 0 | 1.05 | 0.95 | 1.0351 | 0 | 0 | 18.12 | 0 | 18.12 | 0
54119 | N RED D7 | 138 | AIES-Red Deer | AIES-Red Deer | v | 54119 | Closed |  | Discrete | YES | Volt | 0 | 1.035 | 0.985 | 1.0179 | 0 | 0 | 48.91 | 0 | 48.91 | 0
54124 | HARMATT7 | 138 | AIES-Didsbury | AIES-Didsbury | v | 54124 | Closed |  | Discrete | YES | Volt | 0 | 1.03 | 0.985 | 1.0206 | 0 | 0 | 24.46 | 0 | 24.46 | 0
54155 | BENALTO4 | 240 | AIES-Red Deer | AIES-Red Deer | v | 54155 | Closed |  | Discrete | YES | Volt | 0 | 1.083 | 1.008 | 1.056 | 0 | 0 | 110.82 | 0 | 110.82 | 0
54159 | LANGDON4 | 240 | AIES-Calgary | AIES-Calgary | v | 54159 | Closed |  | Continuous | YES | Volt | 89.21 | 1.054 | 1.054 | 1.054 | 0 | 80.3 | 216.28 | -296.2 | 512.48 | 73.5
54160 | JANET 4 | 240 | AIES-Calgary | AIES-Calgary | v | 54160 | Closed |  | Discrete | YES | Volt | 148.59 | 1.063 | 1.025 | 1.0515 | 0 | 134.4 | 268.8 | 0 | 268.8 | 50
54161 | SARCEE 4 | 240 | AIES-Calgary | AIES-Calgary | v | 54161 | Closed |  | Discrete | YES | Volt | 0 | 1.054 | 1.02 | 1.0351 | 0 | 0 | 201.6 | 0 | 201.6 | 0
54177 | AIRDRIE | 138 | AIES-Airdrie | AIES-Airdrie | v | 54177 | Closed |  | Discrete | YES | Volt | 0 | 1.03 | 0.985 | 1.0185 | 0 | 0 | 27.17 | 0 | 27.17 | 0
54202 | SARCEE 7 | 138 | AIES-Calgary | AIES-Calgary | v | 54202 | Closed |  | Discrete | YES | Volt | 0 | 1.029 | 1 | 1.0089 | 0 | 0 | 48.92 | 0 | 48.92 | 0
54207 | JANET 7 | 138 | AIES-Calgary | AIES-Calgary | v | 54207 | Closed |  | Discrete | YES | Volt | 0 | 1.029 | 1 | 1.0123 | 0 | 0 | 146.74 | 0 | 146.74 | 0
54219 | KILLARN7 | 138 | AIES-Provost | AIES-Provost | v | 54219 | Closed |  | Discrete | YES | Volt | 21.47 | 1.051 | 1 | 1.038 | 0 | 19.93 | 30.8 | 0 | 30.8 | 64.7
54224 | PINCHER7 | 138 | AIES-Fort MacLeod | AIES-Fort MacLeod | v | 54224 | Closed |  | Discrete | YES | Volt | 25.47 | 1.051 | 1 | 1.0205 | 0 | 24.46 | 24.46 | 0 | 24.46 | 100
54240 | MAGCAN 7 | 138 | AIES-High River | AIES-High River | v | 54240 | Closed |  | Discrete | YES | Volt | 0 | 1.03 | 0.985 | 1.0149 | 0 | 0 | 24.46 | 0 | 24.46 | 0
54253 | BLACKIE7 | 138 | AIES-Strathmore/Blackie | AIES-Strathmore/Blackie | v | 54253 | Closed |  | Discrete | YES | Volt | 0 | 1.03 | 0.985 | 1.0246 | 0 | 0 | 24.46 | 0 | 24.46 | 0
54259 | STRATHM7 | 138 | AIES-Strathmore/Blackie | AIES-Strathmore/Blackie | v | 54259 | Closed |  | Discrete | YES | Volt | 0 | 1.05 | 1 | 1.0264 | 0 | 0 | 24.35 | 0 | 24.35 | 0
54267 | DOME EM7 | 138 | AIES-Empress | AIES-Empress | v | 54267 | Closed |  | Fixed | YES | Volt | 0 | 1.0257 | 1.0257 | 1.0261 | 0.0003 | 0 | 48.7 | 0 | 48.7 | 0
54269 | BURDETT7 | 138 | AIES-Vauxhall | AIES-Vauxhall | v | 54269 | Closed |  | Discrete | YES | Volt | 0 | 1.03 | 0.99 | 1.058 | 0.028 | 0 | 47.42 | 0 | 47.42 | 0
54271 | BULLS H7 | 138 | AIES-Medicine Hat | AIES-Medicine Hat | v | 54271 | Closed |  | Discrete | YES | Volt | 19.43 | 1.051 | 0.978 | 1.0305 | 0 | 18.3 | 18.3 | 0 | 18.3 | 100
54272 | TABER 7 | 138 | AIES-Vauxhall | AIES-Vauxhall | v | 54272 | Closed |  | Discrete | YES | Volt | 0 | 1.051 | 0.978 | 1.0231 | 0 | 0 | 51.66 | 0 | 51.66 | 0
54275 | TILLEY 7 | 138 | AIES-Brooks | AIES-Brooks | v | 54275 | Closed |  | Discrete | YES | Volt | 0 | 1.03 | 0.985 | 1.035 | 0.005 | 0 | 27.17 | 0 | 27.17 | 0
54283 | CANMORE7 | 138 | AIES-Seebe | AIES-Seebe | v | 54283 | Closed |  | Discrete | YES | Volt | 0 | 1.05 | 1 | 1.013 | 0 | 0 | 24.55 | 0 | 24.55 | 0
54295 | DRYCREEK | 138 | AIES-Airdrie | AIES-Airdrie | v | 54295 | Closed |  | Discrete | YES | Volt | 0 | 1.03 | 0.985 | 1.0262 | 0 | 0 | 27.17 | 0 | 27.17 | 0
54305 | LAC LA 7 | 138 | AIES-Athabasca/Lac La Biche | AIES-Athabasca/Lac La Biche | v | 54305 | Closed |  | Discrete | YES | Volt | 0 | 1.07 | 1 | 1.0448 | 0 | 0 | 10.8 | 0 | 10.8 | 0
54306 | WINEFRE7 | 138 | AIES-Athabasca/Lac La Biche | AIES-Athabasca/Lac La Biche | v | 54306 | Closed |  | Discrete | YES | Volt | 44.64 | 1.06 | 1.01 | 1.0301 | 0 | 42.07 | 42.07 | 0 | 42.07 | 100
54311 | LEDUC1 | 138 | AIES-Edmonton | AIES-Edmonton | v | 54311 | Closed |  | Discrete | YES | Volt | 28.76 | 1.05 | 1.02 | 1.0321 | 0 | 27 | 27 | 0 | 27 | 100
54315 | HUSSAR | 138 | AIES-Strathmore/Blackie | AIES-Strathmore/Blackie | v | 54315 | Closed |  | Discrete | YES | Volt | 0 | 1.05 | 1.01 | 1.0346 | 0 | 0 | 9.17 | 0 | 9.17 | 0
54331 | VIOL GR7 | 138 | AIES-Drayton Valley | AIES-Drayton Valley | v | 54331 | Closed |  | Discrete | YES | Volt | 0 | 1.03 | 0.985 | 1.0021 | 0 | 0 | 25.01 | 0 | 25.01 | 0
54336 | SUMMER01 | 138 | AIES-Fort MacLeod | AIES-Fort MacLeod | 3T | 54336 | Closed |  | Bus Shunt | YES | Volt | 0 | 1.5 | 0.51 | 1.0141 | 0 | 0 | 0 | 0 | 0 | 0
54336 | SUMMER01 | 138 | AIES-Fort MacLeod | AIES-Fort MacLeod | 4T | 54336 | Closed |  | Bus Shunt | YES | Volt | 0 | 1.5 | 0.51 | 1.0141 | 0 | 0 | 0 | 0 | 0 | 0
54359 | ACHESON | 138 | AIES-Edmonton | AIES-Edmonton | v | 54359 | Closed |  | Discrete | YES | Volt | 0 | 1.051 | 1 | 1.0239 | 0 | 0 | 24.46 | 0 | 24.46 | 0
54383 | JOFFRE 7 | 138 | AIES-Red Deer | AIES-Red Deer | v | 54383 | Closed |  | Discrete | YES | Volt | 51.68 | 1.029 | 1 | 1.0161 | 0 | 50.05 | 50.05 | 0 | 50.05 | 100
54384 | UC PRENT | 138 | AIES-Red Deer | AIES-Red Deer | v | 54384 | Closed |  | Discrete | YES | Volt | 51.9 | 1.029 | 1 | 1.0183 | 0 | 50.05 | 50.05 | 0 | 50.05 | 100
54388 | ELLIS 7 | 138 | AIES-Red Deer | AIES-Red Deer | v | 54388 | Closed |  | Discrete | YES | Volt | 25.95 | 1.029 | 1 | 1.0181 | 0 | 25.03 | 25.03 | 0 | 25.03 | 100
54401 | HAYS 7 | 138 | AIES-Vauxhall | AIES-Vauxhall | v | 54401 | Closed |  | Discrete | YES | Volt | 0 | 1.03 | 0.985 | 1.0176 | 0 | 0 | 22.96 | 0 | 22.96 | 0
54417 | WAUP1 | 138 | AIES-Athabasca/Lac La Biche | AIES-Athabasca/Lac La Biche | v | 54417 | Closed |  | Discrete | YES | Volt | 0 | 1.09 | 1 | 1.0561 | 0 | 0 | 36.13 | 0 | 36.13 | 0
54430 | W BROOK4 | 240 | AIES-Brooks | AIES-Brooks | v | 54430 | Closed |  | Discrete | YES | Volt | -58.46 | 1.1 | 1.021 | 1.0813 | 0 | -50 | 0 | -50 | 50 | 0
54443 | BANN_240 | 240 | AIES-Fort Saskatchewan 2000 | AIES-Fort Saskatchewan 2000 | T1 | 54443 | Closed |  | Bus Shunt | YES | Volt | 0 | 1.5 | 0.51 | 1.033 | 0 | 0 | 0 | 0 | 0 | 0
54443 | BANN_240 | 240 | AIES-Fort Saskatchewan 2000 | AIES-Fort Saskatchewan 2000 | T2 | 54443 | Closed |  | Bus Shunt | YES | Volt | 0 | 1.5 | 0.51 | 1.033 | 0 | 0 | 0 | 0 | 0 | 0
54451 | MATLB1 | 240 | AIES-Glenwood | AIES-Glenwood | v | 54451 | Closed |  | Discrete | YES | Volt | 0 | 1.05 | 1 | 1.0575 | 0.0075 | 0 | 100 | 0 | 100 | 0
54468 | LEISMER7 | 138 | AIES-Fort McMurray | AIES-Fort McMurray | v | 54468 | Closed |  | Discrete | YES | Volt | 58.51 | 1.11 | 1.06 | 1.0394 | -0.0206 | 54.16 | 54.16 | 0 | 54.16 | 100
54483 | TUCUMAN7 | 138 | AIES-Wainwright | AIES-Wainwright | v | 54483 | Closed |  | Discrete | YES | Volt | 0 | 1.051 | 1.014 | 1.0233 | 0 | 0 | 27.17 | 0 | 27.17 | 0
54485 | CROSS1 | 240 | AIES-Calgary | AIES-Calgary | v | 54485 | Closed |  | Fixed | YES | Volt | 142.21 | 1.054 | 1.054 | 1.054 | 0 | 128 | 676 | 0 | 676 | 18.9
54505 | JASPER 4 | 240 | AIES-Edmonton | AIES-Edmonton | v | 54505 | Closed |  | Discrete | YES | Volt | 0 | 1.063 | 1 | 1.0267 | 0 | 0 | 105.31 | 0 | 105.31 | 0
54505 | JASPER 4 | 240 | AIES-Edmonton | AIES-Edmonton | T1 | 54505 | Closed |  | Bus Shunt | YES | Volt | 0 | 1.5 | 0.51 | 1.0267 | 0 | 0 | 0 | 0 | 0 | 0
54506 | BELLAMY4 | 240 | AIES-Edmonton | AIES-Edmonton | T1 | 54506 | Closed |  | Bus Shunt | YES | Volt | 0 | 1.5 | 0.51 | 1.0316 | 0 | 0 | 0 | 0 | 0 | 0
54506 | BELLAMY4 | 240 | AIES-Edmonton | AIES-Edmonton | T2 | 54506 | Closed |  | Bus Shunt | YES | Volt | 0 | 1.5 | 0.51 | 1.0316 | 0 | 0 | 0 | 0 | 0 | 0
54552 | ENMX21S7 | 138 | AIES-Calgary | AIES-Calgary | v | 54552 | Closed |  | Discrete | YES | Volt | 0 | 1.029 | 0.986 | 1.0059 | 0 | 0 | 48.91 | 0 | 48.91 | 0
54555 | ENMX14S7 | 138 | AIES-Calgary | AIES-Calgary | v | 54555 | Closed |  | Discrete | YES | Volt | 50.07 | 1.1 | 0.985 | 1.0117 | 0 | 48.92 | 48.92 | 0 | 48.92 | 100
54573 | ENMX38S7 | 138 | AIES-Calgary | AIES-Calgary | v | 54573 | Closed |  | Discrete | YES | Volt | 0 | 1.03 | 0.985 | 1.0126 | 0 | 0 | 48.11 | 0 | 48.11 | 0
54579 | ENMX31S7 | 138 | AIES-Calgary | AIES-Calgary | v | 54579 | Closed |  | Discrete | YES | Volt | 0 | 1.029 | 0.986 | 1.004 | 0 | 0 | 48.11 | 0 | 48.11 | 0
54592 | ENMX41S7 | 138 | AIES-Calgary | AIES-Calgary | v | 54592 | Closed |  | Discrete | YES | Volt | 0 | 1.029 | 0.986 | 1.0011 | 0 | 0 | 53.96 | 0 | 53.96 | 0
54600 | ENMAXGIS | 138 | AIES-Calgary | AIES-Calgary | v | 54600 | Closed |  | Discrete | YES | Volt | 0 | 1.029 | 1 | 1.0078 | 0 | 0 | 160 | 0 | 160 | 0
54609 | LIVOC500 | 500 | AIES-Fort McMurray | AIES-Fort McMurray | v | 54609 | Closed |  | Discrete | YES | Volt | 0 | 1.1 | 1 | 1.0585 | 0 | 0 | 0 | -45.35 | 45.35 | 100
54623 | SUNNYB2 | 500 | AIES-Lake Wabamun Generation | AIES-Lake Wabamun Generation | v | 54623 | Closed |  | Fixed | YES | Volt | 46.28 | 1.0767 | 1.0767 | 1.0757 | -0.0011 | 40 | 710 | -110 | 820 | 18.3
54666 | DOVER | 240 | AIES-Fort McMurray | AIES-Fort McMurray | v | 54666 | Closed |  | Discrete | YES | Volt | 0 | 1.14 | 1.08 | 1.0894 | 0 | 0 | 100 | -40 | 140 | 28.6
54746 | WINDYFLATS | 240 | AIES-Fort MacLeod | AIES-Fort MacLeod | v | 54746 | Closed |  | Discrete | YES | Volt | -82.3 | 1.075 | 0.98 | 1.0475 | 0 | -75 | 0 | -150 | 150 | 50
55020 | HIGH LV7 | 138 | AIES-High Level | AIES-High Level | 2T | 55020 | Closed |  | Bus Shunt | YES | Volt | 0 | 1.5 | 0.51 | 1.0829 | 0 | 0 | 0 | 0 | 0 | 0
55022 | BLUMNOR7 | 138 | AIES-High Level | AIES-High Level | 1T | 55022 | Closed |  | Bus Shunt | YES | Volt | 0 | 1.5 | 0.51 | 1.0667 | 0 | 0 | 0 | 0 | 0 | 0
55026 | ZAMA LK7 | 138 | AIES-Rainbow Lake | AIES-Rainbow Lake | 1T | 55026 | Closed |  | Bus Shunt | YES | Volt | 0 | 1.5 | 0.51 | 1.0943 | 0 | 0 | 0 | 0 | 0 | 0
55026 | ZAMA LK7 | 138 | AIES-Rainbow Lake | AIES-Rainbow Lake | 2T | 55026 | Closed |  | Bus Shunt | YES | Volt | 0 | 1.5 | 0.51 | 1.0943 | 0 | 0 | 0 | 0 | 0 | 0
55028 | RBW LAK7 | 138 | AIES-Rainbow Lake | AIES-Rainbow Lake | 3T | 55028 | Open |  | Bus Shunt | YES | Volt | 0 | 1.5 | 0.51 | 1.079 | 0 | 0 | 0 | 0 | 0 | 0
55036 | KEG RVR7 | 138 | AIES-Rainbow Lake | AIES-Rainbow Lake | v | 55036 | Closed |  | Discrete | YES | Volt | -11.05 | 1.123 | 1.043 | 1.0969 | 0 | -9.18 | 13.16 | -9.18 | 22.34 | 0
55050 | HOTCHKS7 | 138 | AIES-Peace River | AIES-Peace River | v | 55050 | Closed |  | Discrete | YES | Volt | -11.21 | 1.123 | 1.08 | 1.1052 | 0 | -9.18 | 0 | -9.18 | 9.18 | 0
55050 | HOTCHKS7 | 138 | AIES-Peace River | AIES-Peace River | 1T | 55050 | Closed |  | Bus Shunt | YES | Volt | 0 | 1.5 | 0.51 | 1.1052 | 0 | 0 | 0 | 0 | 0 | 0
55053 | RING CK7 | 138 | AIES-Peace River | AIES-Peace River | 1T | 55053 | Closed |  | Bus Shunt | YES | Volt | 0 | 1.5 | 0.51 | 1.1014 | 0 | 0 | 0 | 0 | 0 | 0
55065 | LUBICON7 | 138 | AIES-Peace River | AIES-Peace River | v | 55065 | Closed |  | Discrete | YES | Volt | 0 | 1.123 | 1.058 | 1.0842 | 0 | 0 | 55.08 | 0 | 55.08 | 0
55070 | CRANBER7 | 138 | AIES-Peace River | AIES-Peace River | v | 55070 | Closed |  | Continuous | YES | Volt | -13.72 | 1.08 | 1.08 | 1.08 | 0 | -11.77 | 30 | -30 | 60 | 30.4
55080 | WESLY C4 | 240 | AIES-Peace River | AIES-Peace River | v | 55080 | Closed |  | Discrete | YES | Volt | -31.18 | 1.146 | 1.088 | 1.1167 | 0 | -25 | 0 | -25 | 25 | 0
55085 | PEACE RV | 138 | AIES-Peace River | AIES-Peace River | v | 55085 | Closed |  | Discrete | YES | Volt | 33.36 | 1.123 | 1.094 | 1.1002 | 0 | 27.56 | 27.56 | 0 | 27.56 | 100
55085 | PEACE RV | 138 | AIES-Peace River | AIES-Peace River | 1T | 55085 | Closed |  | Bus Shunt | YES | Volt | 0 | 1.5 | 0.51 | 1.1002 | 0 | 0 | 0 | 0 | 0 | 0
55100 | RYCROFT7 | 138 | AIES-Grande Prairie | AIES-Grande Prairie | 1T | 55100 | Closed |  | Bus Shunt | YES | Volt | 0 | 1.5 | 0.51 | 1.0941 | 0 | 0 | 0 | 0 | 0 | 0
55104 | KSIT RV7 | 138 | AIES-Grande Prairie | AIES-Grande Prairie | v | 55104 | Closed |  | Discrete | YES | Volt | 16.2 | 1.123 | 1.044 | 1.0844 | 0 | 13.78 | 13.78 | 0 | 13.78 | 100
55105 | FRIEDEN7 | 138 | AIES-Peace River | AIES-Peace River | v | 55105 | Closed |  | Discrete | YES | Volt | 0 | 1.123 | 1.094 | 1.102 | 0 | 0 | 13.77 | 0 | 13.77 | 0
55117 | CLAIR L | 138 | AIES-Grande Prairie | AIES-Grande Prairie | v | 55117 | Closed |  | Discrete | YES | Volt | 27.67 | 1.123 | 1.087 | 1.0974 | 0 | 22.98 | 22.98 | 0 | 22.98 | 100
55118 | POPLAR 7 | 138 | AIES-Grande Prairie | AIES-Grande Prairie | v | 55118 | Closed |  | Discrete | YES | Volt | 0 | 1.123 | 1.087 | 1.0986 | 0 | 0 | 22.67 | 0 | 22.67 | 0
55119 | GOODFAR7 | 138 | AIES-Grande Prairie | AIES-Grande Prairie | v | 55119 | Closed |  | Discrete | YES | Volt | 16.52 | 1.123 | 1.08 | 1.0954 | 0 | 13.77 | 27.54 | 0 | 27.54 | 50
55121 | CRYST L7 | 138 | AIES-Grande Prairie | AIES-Grande Prairie | v | 55121 | Closed |  | Discrete | YES | Volt | 32.39 | 1.123 | 1.08 | 1.0919 | 0 | 27.17 | 27.17 | 0 | 27.17 | 100
55121 | CRYST L7 | 138 | AIES-Grande Prairie | AIES-Grande Prairie | 1T | 55121 | Closed |  | Bus Shunt | YES | Volt | 0 | 1.5 | 0.51 | 1.0919 | 0 | 0 | 0 | 0 | 0 | 0
55121 | CRYST L7 | 138 | AIES-Grande Prairie | AIES-Grande Prairie | 2T | 55121 | Closed |  | Bus Shunt | YES | Volt | 0 | 1.5 | 0.51 | 1.0919 | 0 | 0 | 0 | 0 | 0 | 0
55126 | FLYINGS7 | 138 | AIES-Grande Prairie | AIES-Grande Prairie | 1T | 55126 | Closed |  | Bus Shunt | YES | Volt | 0 | 1.5 | 0.51 | 1.0819 | 0 | 0 | 0 | 0 | 0 | 0
55135 | WAPITI 7 | 138 | AIES-Grande Prairie | AIES-Grande Prairie | 1T | 55135 | Closed |  | Bus Shunt | YES | Volt | 0 | 1.5 | 0.51 | 1.0795 | 0 | 0 | 0 | 0 | 0 | 0
55143 | BIG MTN7 | 138 | AIES-Grande Prairie | AIES-Grande Prairie | v | 55143 | Closed |  | Discrete | YES | Volt | 32.09 | 1.123 | 1.07 | 1.0795 | 0 | 27.54 | 27.54 | 0 | 27.54 | 100
55144 | DOME CU7 | 138 | AIES-Grande Cache | AIES-Grande Cache | T1 | 55144 | Closed |  | Bus Shunt | YES | Volt | 0 | 1.5 | 0.51 | 1.0635 | 0 | 0 | 0 | 0 | 0 | 0
55144 | DOME CU7 | 138 | AIES-Grande Cache | AIES-Grande Cache | T2 | 55144 | Closed |  | Bus Shunt | YES | Volt | 0 | 1.5 | 0.51 | 1.0635 | 0 | 0 | 0 | 0 | 0 | 0
55155 | VALLEYV7 | 138 | AIES-Valleyview | AIES-Valleyview | 1T | 55155 | Closed |  | Bus Shunt | YES | Volt | 0 | 1.5 | 0.51 | 1.0882 | 0 | 0 | 0 | 0 | 0 | 0
55160 | BEZANSON | 138 | AIES-Grande Prairie | AIES-Grande Prairie | 1T | 55160 | Closed |  | Bus Shunt | YES | Volt | 0 | 1.5 | 0.51 | 1.0957 | 0 | 0 | 0 | 0 | 0 | 0
55164 | L.SMOKY7 | 138 | AIES-Valleyview | AIES-Valleyview | v | 55164 | Closed |  | Fixed | YES | Volt | 65.41 | 1.09 | 1.09 | 1.0898 | -0.0002 | 55.08 | 82.62 | 0 | 82.62 | 66.7
55175 | FOX CRK7 | 138 | AIES-Fox Creek | AIES-Fox Creek | v | 55175 | Closed |  | Discrete | YES | Volt | 0 | 1.0125 | 0.9875 | 1.0335 | 0.021 | 0 | 41.54 | 0 | 41.54 | 0
55222 | PARS CR7 | 138 | AIES-Fort McMurray | AIES-Fort McMurray | 1T | 55222 | Closed |  | Bus Shunt | YES | Volt | 0 | 1.5 | 0.51 | 1.0647 | 0 | 0 | 0 | 0 | 0 | 0
55222 | PARS CR7 | 138 | AIES-Fort McMurray | AIES-Fort McMurray | 2T | 55222 | Closed |  | Bus Shunt | YES | Volt | 0 | 1.5 | 0.51 | 1.0647 | 0 | 0 | 0 | 0 | 0 | 0
55226 | WABASCA4 | 240 | AIES-Fort McMurray | AIES-Fort McMurray | v | 55226 | Closed |  | Discrete | YES | Volt | -18.45 | 1.117 | 1.063 | 1.109 | 0 | -15 | 0 | -15 | 15 | 0
55226 | WABASCA4 | 240 | AIES-Fort McMurray | AIES-Fort McMurray | 1T | 55226 | Closed |  | Bus Shunt | YES | Volt | 0 | 1.5 | 0.51 | 1.109 | 0 | 0 | 0 | 0 | 0 | 0
55230 | AEC MILL | 138 | AIES-High Prairie | AIES-High Prairie | 1T | 55230 | Closed |  | Bus Shunt | YES | Volt | 0 | 1.5 | 0.51 | 1.0668 | 0 | 0 | 0 | 0 | 0 | 0
55230 | AEC MILL | 138 | AIES-High Prairie | AIES-High Prairie | 2T | 55230 | Closed |  | Bus Shunt | YES | Volt | 0 | 1.5 | 0.51 | 1.0668 | 0 | 0 | 0 | 0 | 0 | 0
55234 | OTAUWAU7 | 138 | AIES-High Prairie | AIES-High Prairie | T2 | 55234 | Closed |  | Bus Shunt | YES | Volt | 0 | 1.5 | 0.51 | 1.0691 | 0 | 0 | 0 | 0 | 0 | 0
55242 | KINOSIS2 | 138 | AIES-Fort McMurray | AIES-Fort McMurray | v | 55242 | Closed |  | Discrete | YES | Volt | 63.65 | 1.1 | 0.99 | 1.0748 | 0 | 55.1 | 55.1 | 0 | 55.1 | 100
55261 | LOU CR.7 | 138 | AIES-Swan Hills | AIES-Swan Hills | v | 55261 | Closed |  | Discrete | YES | Volt | 0 | 1.123 | 1.051 | 1.076 | 0 | 0 | 48.49 | 0 | 48.49 | 0
55272 | FIELDGA7 | 138 | AIES-Swan Hills | AIES-Swan Hills | 1T | 55272 | Closed |  | Bus Shunt | YES | Volt | 0 | 1.5 | 0.51 | 1.073 | 0 | 0 | 0 | 0 | 0 | 0
55285 | NIPISI 7 | 138 | AIES-Peace River | AIES-Peace River | 1T | 55285 | Closed |  | Bus Shunt | YES | Volt | 0 | 1.5 | 0.51 | 1.0758 | 0 | 0 | 0 | 0 | 0 | 0
55285 | NIPISI 7 | 138 | AIES-Peace River | AIES-Peace River | 2T | 55285 | Closed |  | Bus Shunt | YES | Volt | 0 | 1.5 | 0.51 | 1.0758 | 0 | 0 | 0 | 0 | 0 | 0
55290 | HORSERV7 | 138 | AIES-Fort McMurray | AIES-Fort McMurray | v | 55290 | Closed |  | Discrete | YES | Volt | 0 | 1.05 | 1.02 | 1.0626 | 0.0126 | 0 | 27.56 | 0 | 27.56 | 0
55336 | HIGHPR9 | 138 | AIES-High Prairie | AIES-High Prairie | v | 55336 | Closed |  | Discrete | YES | Volt | 0 | 1.1019 | 1.0435 | 1.0804 | 0 | 0 | 20.33 | 0 | 20.33 | 0
55344 | BONNY 7 | 138 | AIES-Cold Lake | AIES-Cold Lake | v | 55344 | Closed |  | Discrete | YES | Volt | 14.63 | 1.123 | 1.022 | 1.093 | 0 | 12.25 | 39.19 | 0 | 39.19 | 31.3
55344 | BONNY 7 | 138 | AIES-Cold Lake | AIES-Cold Lake | 2T | 55344 | Closed |  | Bus Shunt | YES | Volt | 0 | 1.5 | 0.51 | 1.093 | 0 | 0 | 0 | 0 | 0 | 0
55348 | WHITFISH | 240 | AIES-Cold Lake | AIES-Cold Lake | v | 55348 | Closed |  | Discrete | YES | Volt | 0 | 1.12 | 1.04 | 1.0962 | 0 | 0 | 100 | 0 | 100 | 0
55367 | VEGREVL7 | 138 | AIES-Vegreville | AIES-Vegreville | 1T | 55367 | Closed |  | Bus Shunt | YES | Volt | 0 | 1.5 | 0.51 | 1.0425 | 0 | 0 | 0 | 0 | 0 | 0
55377 | IRISH C7 | 138 | AIES-Lloydminster | AIES-Lloydminster | v | 55377 | Closed |  | Discrete | YES | Volt | 0 | 1.0942 | 1.0217 | 1.0726 | 0 | 0 | 22.96 | 0 | 22.96 | 0
55383 | VERMILO7 | 138 | AIES-Lloydminster | AIES-Lloydminster | v | 55383 | Closed |  | Discrete | YES | Volt | 25.99 | 1.0956 | 1.033 | 1.0639 | 0 | 22.96 | 22.96 | 0 | 22.96 | 100
55393 | HILL 7 | 138 | AIES-Lloydminster | AIES-Lloydminster | v | 55393 | Closed |  | Discrete | YES | Volt | 47.73 | 1.094 | 0.993 | 1.0779 | 0 | 41.08 | 41.08 | 0 | 41.08 | 100
55393 | HILL 7 | 138 | AIES-Lloydminster | AIES-Lloydminster | 2T | 55393 | Closed |  | Bus Shunt | YES | Volt | 0 | 1.5 | 0.51 | 1.0779 | 0 | 0 | 0 | 0 | 0 | 0
55402 | SALTCR1 | 240 | AIES-Fort McMurray | AIES-Fort McMurray | v | 55402 | Closed |  | Discrete | YES | Volt | 0 | 1.12 | 1.1 | 1.095 | -0.005 | 0 | 0 | -34.96 | 34.96 | 100
55422 | NEVIS 4 | 240 | AIES-Hanna | AIES-Hanna | 1T | 55422 | Closed |  | Bus Shunt | YES | Volt | 0 | 1.5 | 0.51 | 1.0559 | 0 | 0 | 0 | 0 | 0 | 0
55423 | NEVIS 7 | 138 | AIES-Hanna | AIES-Hanna | 1T | 55423 | Closed |  | Bus Shunt | YES | Volt | 0 | 1.5 | 0.51 | 1.0958 | 0 | 0 | 0 | 0 | 0 | 0
55433 | 3 HILLS7 | 138 | AIES-Hanna | AIES-Hanna | v | 55433 | Closed |  | Discrete | YES | Volt | 0 | 1.05 | 1 | 1.0892 | 0.0392 | 0 | 18.37 | 0 | 18.37 | 0
55448 | MICH. C7 | 138 | AIES-Hanna | AIES-Hanna | v | 55448 | Closed |  | Discrete | YES | Volt | 0 | 1.096 | 1.03 | 1.0831 | 0 | 0 | 9.18 | 0 | 9.18 | 0
55455 | LLOYD 7 | 138 | AIES-Lloydminster | AIES-Lloydminster | v | 55455 | Closed |  | Discrete | YES | Volt | 20.97 | 1.094 | 0.993 | 1.0757 | 0 | 18.12 | 18.12 | 0 | 18.12 | 100
55460 | WINT HI7 | 138 | AIES-Sheerness | AIES-Sheerness | 1T | 55460 | Closed |  | Bus Shunt | YES | Volt | 0 | 1.5 | 0.51 | 1.0904 | 0 | 0 | 0 | 0 | 0 | 0
55463 | BULLPON7 | 138 | AIES-Sheerness | AIES-Sheerness | 1T | 55463 | Closed |  | Bus Shunt | YES | Volt | 0 | 1.5 | 0.51 | 1.0859 | 0 | 0 | 0 | 0 | 0 | 0
55471 | MONITOR7 | 138 | AIES-Hanna | AIES-Hanna | v | 55471 | Closed |  | Discrete | YES | Volt | 22.03 | 1.123 | 0.993 | 1.0949 | 0 | 18.38 | 45.93 | 0 | 45.93 | 40
55473 | MCNEILL | 138 | AIES-Empress | AIES-Empress | v | 55473 | Closed |  | Discrete | YES | Volt | 0 | 1.044 | 0.957 | 1.0267 | 0 | 0 | 49.6 | 0 | 49.6 | 0
55484 | ANDERSO4 | 240 | AIES-Sheerness | AIES-Sheerness | 1T | 55484 | Closed |  | Bus Shunt | YES | Volt | 0 | 1.5 | 0.51 | 1.0856 | 0 | 0 | 0 | 0 | 0 | 0
55485 | ANDERSON | 138 | AIES-Sheerness | AIES-Sheerness | 1T | 55485 | Closed |  | Bus Shunt | YES | Volt | 0 | 1.5 | 0.51 | 1.0814 | 0 | 0 | 0 | 0 | 0 | 0
55491 | BAT. RV7 | 138 | AIES-Alliance/Battle River | AIES-Alliance/Battle River | 2T | 55491 | Closed |  | Bus Shunt | YES | Volt | 0 | 1.5 | 0.51 | 1.0709 | 0 | 0 | 0 | 0 | 0 | 0
55605 | THICKWD | 240 | AIES-Fort McMurray | AIES-Fort McMurray | 1 | 55605 | Open |  | Bus Shunt | YES | Volt | 0 | 1.5 | 0.51 | 1.104 | 0 | 100 | 100 | 0 | 100 | 100
55615 | HTHFIELD2 | 500 | AIES-Fort Saskatchewan 2000 | AIES-Fort Saskatchewan 2000 | v | 55614 | Closed |  | Fixed | YES | Volt | 23.22 | 1.0784 | 1.0784 | 1.0775 | -0.001 | 20 | 646 | -90 | 736 | 14.9
55618 | NEWELL1 | 240 | AIES-Brooks | AIES-Brooks | v | 55012 | Closed |  | Fixed | YES | Volt | 124.14 | 1.0819 | 1.0819 | 1.0822 | 0.0003 | 106 | 636 | 0 | 636 | 16.7
55769 | 769_HVR | 138 | AIES-Hanna | AIES-Hanna | v | 55769 | Closed |  | Discrete | YES | Volt | 16.63 | 1.1 | 1.0435 | 1.0985 | 0 | 13.78 | 13.78 | 0 | 13.78 | 100
55777 | ED1000-3 | 138 | AIES-Fort McMurray | AIES-Fort McMurray | v | 55777 | Closed |  | Discrete | YES | Volt | 0 | 1.03 | 1 | 1.0099 | 0 | 0 | 41.33 | 0 | 41.33 | 0
55779 | ED1001-1 | 138 | AIES-Fort McMurray | AIES-Fort McMurray | v | 55779 | Closed |  | Discrete | YES | Volt | 42.43 | 1.075 | 1.043 | 1.0132 | -0.0298 | 41.33 | 41.33 | 0 | 41.33 | 100
55780 | ED1001-2 | 138 | AIES-Fort McMurray | AIES-Fort McMurray | v | 55780 | Closed |  | Discrete | YES | Volt | 42.43 | 1.075 | 1.043 | 1.0132 | -0.0298 | 41.33 | 41.33 | 0 | 41.33 | 100
55959 | LANFIN1 | 240 | AIES-Hanna | AIES-Hanna | v | 55959 | Closed |  | Continuous | YES | Volt | -9.33 | 1.071 | 1.071 | 1.071 | 0 | -8.13 | 200 | -100 | 300 | 30.6
56054 | ARCENC1 | 138 | AIES-Rainbow Lake | AIES-Rainbow Lake | v | 56054 | Closed |  | Discrete | YES | Volt | 0 | 1.09 | 1.06 | 1.0799 | 0 | 0 | 27.55 | 0 | 27.55 | 0
56419 | PEMUKN3 | 138 | AIES-Hanna | AIES-Hanna | v | 56419 | Closed |  | Discrete | YES | Volt | 0 | 1.094 | 1.058 | 1.0962 | 0.0022 | 0 | 55.1 | 0 | 55.1 | 0
56778 | ED1000-4 | 138 | AIES-Fort McMurray | AIES-Fort McMurray | v | 56778 | Closed |  | Discrete | YES | Volt | 0 | 1.03 | 1 | 1.0099 | 0 | 0 | 41.33 | 0 | 41.33 | 0
56959 | LANFIN5 | 138 | AIES-Hanna | AIES-Hanna | v | 56959 | Closed |  | Fixed | YES | Volt | 0 | 1.0555 | 1.0555 | 1.0556 | 0.0001 | 0 | 55.1 | 0 | 55.1 | 0
57116 | MOWAT1 | 138 | AIES-Grande Prairie | AIES-Grande Prairie | v | 57116 | Closed |  | Discrete | YES | Volt | 0 | 1.0764 | 0.993 | 1.0885 | 0.0121 | 0 | 22.96 | 0 | 22.96 | 0
57291 | KETL RV7 | 138 | AIES-Fort McMurray | AIES-Fort McMurray | v | 57291 | Closed |  | Discrete | YES | Volt | 0 | 1.15 | 0.99 | 1.0891 | 0 | 0 | 55.1 | 0 | 55.1 | 0
59662 | WHITLA1 | 240 | AIES-Medicine Hat | AIES-Medicine Hat | v | 59662 | Closed |  | Discrete | YES | Volt | -82.88 | 1.083 | 1.042 | 1.0512 | 0 | -75 | 0 | -150 | 150 | 50
60040 | BOISEBCH | 138 | ZoneIP Central | ZoneIP Central | c1 | 60040 | Closed |  | Bus Shunt | YES | Volt | 63.28 | 1.5 | 0.51 | 1.027 | 0 | 60 | 60 | 0 | 60 | 100
60040 | BOISEBCH | 138 | ZoneIP Central | ZoneIP Central | c2 | 60040 | Open |  | Bus Shunt | YES | Volt | 0 | 1.5 | 0.51 | 1.027 | 0 | 60 | 60 | 0 | 60 | 100
60040 | BOISEBCH | 138 | ZoneIP Central | ZoneIP | r1 | 60040 | Open |  | Bus Shunt | YES | Volt | 0 | 1.5 | 0.51 | 1.027 | 0 | -25 | 0 | -25 | 25 | 0
60045 | BOISEBCH | 230 | ZoneIP Central | ZoneIP Central | c1 | 60045 | Closed |  | Bus Shunt | YES | Volt | 95.68 | 1.5 | 0.51 | 1.0116 | 0 | 93.5 | 93.5 | 0 | 93.5 | 100
60045 | BOISEBCH | 230 | ZoneIP Central | ZoneIP Central | r1 | 60045 | Open |  | Bus Shunt | YES | Volt | 0 | 1.5 | 0.51 | 1.0116 | 0 | -75 | 0 | -75 | 75 | 0
60060 | BORAH | 345 | ZoneIP Southern | ZoneIP Eastern | c1 | 60060 | Open |  | Bus Shunt | YES | Volt | 0 | 1.5 | 0.51 | 1.0251 | 0 | 175 | 175 | 0 | 175 | 100
60065 | BOMT_138 | 138 | ZoneIP Central | ZoneIP Central | c1 | 60065 | Open |  | Bus Shunt | YES | Volt | 0 | 1.5 | 0.51 | 1.0316 | 0 | 45 | 45 | 0 | 45 | 100
60070 | BRADY | 138 | ZoneIP Eastern | ZoneIP Eastern | c1 | 60070 | Open |  | Bus Shunt | YES | Volt | 0 | 1.5 | 0.51 | 1.034 | 0 | 75 | 75 | 0 | 75 | 100
60070 | BRADY | 138 | ZoneIP Eastern | ZoneIP Eastern | r1 | 60070 | Open |  | Bus Shunt | YES | Volt | 0 | 1.5 | 0.51 | 1.034 | 0 | -53 | 0 | -53 | 53 | 0
60095 | BROWNLEE | 230 | ZoneIP Western | ZoneIP | c1 | 60095 | Open |  | Bus Shunt | YES | Volt | 0 | 1.5 | 0.51 | 1.027 | 0 | 150 | 150 | 0 | 150 | 100
60095 | BROWNLEE | 230 | ZoneIP Western | ZoneIP | c2 | 60095 | Closed |  | Bus Shunt | YES | Volt | 118.66 | 1.5 | 0.51 | 1.027 | 0 | 112.5 | 112.5 | 0 | 112.5 | 100
60105 | CALDWELL | 138 | ZoneIP Central | ZoneIP Central | c1 | 60105 | Closed |  | Bus Shunt | YES | Volt | 50.87 | 1.5 | 0.51 | 1.0294 | 0 | 48 | 48 | 0 | 48 | 100
60110 | CALDWELL | 230 | ZoneIP Central | ZoneIP Central | c1 | 60110 | Closed |  | Bus Shunt | YES | Volt | 96.21 | 1.5 | 0.51 | 1.0144 | 0 | 93.5 | 93.5 | 0 | 93.5 | 100
60155 | HEMINWAY | 500 | ZoneIP Central | ZoneIP Central | c1 | 60155 | Open |  | Bus Shunt | YES | Volt | 0 | 1.5 | 0.51 | 1.0471 | 0 | 199.55 | 199.55 | 0 | 199.55 | 100
60160 | HUNT | 138 | ZoneIP Southern | ZoneIP Southern | c1 | 60160 | Open |  | Bus Shunt | YES | Volt | 0 | 1.5 | 0.51 | 1.0232 | 0 | 54 | 54 | 0 | 54 | 100
60160 | HUNT | 138 | ZoneIP Southern | ZoneIP Southern | r1 | 60160 | Open |  | Bus Shunt | YES | Volt | 0 | 1.5 | 0.51 | 1.0232 | 0 | -50 | 0 | -50 | 50 | 0
60190 | KINPORT | 345 | ZoneIP Eastern | ZoneIP Eastern | c1 | 60190 | Open |  | Bus Shunt | YES | Volt | 0 | 1.5 | 0.51 | 1.0204 | 0 | 175 | 175 | 0 | 175 | 100
60235 | MIDPOINT | 345 | ZoneIP Southern | ZoneIP | r1 | 60235 | Open |  | Bus Shunt | YES | Volt | 0 | 1.5 | 0.51 | 1.0237 | 0 | -48.5 | 0 | -48.5 | 48.5 | 0
60235 | MIDPOINT | 345 | ZoneIP Southern | ZoneIP | c1 | 60235 | Open |  | Bus Shunt | YES | Volt | 0 | 1.5 | 0.51 | 1.0237 | 0 | 175 | 175 | 0 | 175 | 100
60240 | MIDPOINT | 500 | ZoneIP Southern | ZoneIP | r1 | 60240 | Open |  | Bus Shunt | YES | Volt | 0 | 1.5 | 0.51 | 1.08 | 0 | -109.37 | 0 | -109.37 | 109.37 | 0
60260 | ONTARIO | 138 | ZoneIP Western | ZoneIP Western | c1 | 60260 | Open |  | Bus Shunt | YES | Volt | 0 | 1.5 | 0.51 | 1.0259 | 0 | 60 | 60 | 0 | 60 | 100
60305 | QUARTZ | 138 | ZoneIP Western | ZoneIP | c1 | 60305 | Open |  | Bus Shunt | YES | Volt | 0 | 1.5 | 0.51 | 1.0255 | 0 | 22.5 | 22.5 | 0 | 22.5 | 100
60354 | POCKET | 138 | ZoneIP Southern | ZoneIP Southern | c1 | 60354 | Closed |  | Bus Shunt | YES | Volt | 4.7 | 1.5 | 0.51 | 1.0217 | 0 | 4.5 | 4.5 | 0 | 4.5 | 100
60375 | WOOD RVR | 138 | ZoneIP Southern | ZoneIP Southern | c1 | 60375 | Open |  | Bus Shunt | YES | Volt | 0 | 1.5 | 0.51 | 1.0168 | 0 | 12 | 12 | 0 | 12 | 100
60375 | WOOD RVR | 138 | ZoneIP Southern | ZoneIP Southern | c2 | 60375 | Open |  | Bus Shunt | YES | Volt | 0 | 1.5 | 0.51 | 1.0168 | 0 | 12 | 12 | 0 | 12 | 100
60813 | BRIDGE | 138 | Snake River / NW Wyoming | Snake River / NW Wyoming | C1 | 60813 | Closed |  | Discrete | YES | Volt | 0 | 1.05 | 0.95 | 1.0335 | 0 | 0 | 10.09 | 0 | 20.17 | 0
60813 | BRIDGE | 138 | Snake River / NW Wyoming | Snake River / NW Wyoming | C2 | 60813 | Closed |  | Discrete | YES | Volt | 17.25 | 1.08 | 0.92 | 1.0335 | 0 | 16.15 | 16.15 | 0 | 32.3 | 100
61222 | CLOVRDAL | 138 | ZoneIP Central | ZoneIP Central | c1 | 61222 | Closed |  | Bus Shunt | YES | Volt | 46.83 | 1.5 | 0.51 | 1.0201 | 0 | 45 | 45 | 0 | 45 | 100
61223 | DRAM | 138 | ZoneIP Central | ZoneIP Central | c1 | 61223 | Open |  | Bus Shunt | YES | Volt | 0 | 1.5 | 0.51 | 1.0258 | 0 | 30 | 30 | 0 | 30 | 100
61512 | WELLS | 138 | Wells, NV | Wells, NV | 1 | 61512 | Closed |  | Fixed | YES | Volt | 2.79 | 1 | 1 | 0.964 | -0.036 | 3 | 3 | 0 | 3 | 100
61512 | WELLS | 138 | Wells, NV | Wells, NV | 2 | 61512 | Closed |  | Fixed | YES | Volt | 2.79 | 1 | 1 | 0.964 | -0.036 | 3 | 3 | 0 | 3 | 100
64005 | ANACONDA | 230 | SPP-East Tie | SPP-East Tie | v | 64005 | Open |  | Discrete | YES | Volt | 0 | 1.0479 | 0.9487 | 1.0199 | 0 | -15 | 0 | -15 | 15 | 0
64006 | AUSTIN | 230 | SPP-East Tie | SPP-East Tie | v8 | 64006 | Closed |  | Discrete | YES | Volt | 0 | 1.0744 | 0.9704 | 1.0097 | 0 | 0 | 0 | -25 | 25 | 100
64006 | AUSTIN | 230 | SPP-East Tie | SPP-East Tie | v9 | 64006 | Closed |  | Discrete | YES | Volt | -15.29 | 1.0746 | 0.9702 | 1.0097 | 0 | -15 | 0 | -15 | 15 | 0
64006 | AUSTIN | 230 | SPP-East Tie | SPP-East Tie | b1 | 64006 | Closed |  | Discrete | YES | Volt | 0 | 1.1004 | 0.9444 | 1.0097 | 0 | 0 | 45 | 0 | 45 | 0
64006 | AUSTIN | 230 | SPP-East Tie | SPP-East Tie | b | 64006 | Closed |  | Bus Shunt | YES | Volt | -8.16 | 1.5 | 0.51 | 1.0097 | 0 | -8 | 0 | -8 | 8 | 0
64020 | BRUNSWCK | 120 | SPP-Carson City | SPP-Carson City | v | 64020 | Closed |  | Discrete | YES | Volt | 18.19 | 1.022 | 0.97 | 0.9785 | 0 | 19 | 19 | 0 | 19 | 100
64022 | BUCKEYE | 120 | SPP-Carson City | SPP-Carson City | b | 64022 | Closed |  | Bus Shunt | YES | Volt | 19.27 | 1.5 | 0.51 | 0.9817 | 0 | 20 | 20 | 0 | 20 | 100
64026 | CARSON | 120 | SPP-Carson City | SPP-Carson City | b2 | 64026 | Closed |  | Discrete | YES | Volt | 19.2 | 1.025 | 0.953 | 0.9799 | 0 | 20 | 20 | 0 | 20 | 100
64026 | CARSON | 120 | SPP-Carson City | SPP-Carson City | b1 | 64026 | Closed |  | Discrete | YES | Volt | 15.65 | 1.025 | 0.953 | 0.9799 | 0 | 16.3 | 16.3 | 0 | 16.3 | 100
64049 | KINGS RV | 115 | NON-SPP GEN | NON-SPP GEN | C1 | 64049 | Closed |  | Discrete | YES | Volt | 0 | 1.01 | 0.99 | 0.9969 | 0 | 0 | 1.8 | 0 | 1.8 | 0
64051 | MCDERMIT_SS | 115 | NON-SPP GEN | Southern Oregon | R1 | 64051 | Closed |  | Discrete | YES | Volt | 0 | 1.04 | 1.02 | 0.9976 | -0.0224 | 0 | 0 | -5 | 5 | 100
64056 | GONDER | 230 | SPP-East Tie | SPP-East Tie | v | 64056 | Closed |  | Discrete | YES | Volt | -30.25 | 1.087 | 0.9478 | 1.0042 | 0 | -30 | 0 | -30 | 30 | 0
64070 | MAGGIE CREEK | 120 | SPP-Carlin Trend | SPP-Carlin Trend | c | 64070 | Closed |  | Bus Shunt | YES | Volt | 11.84 | 1.5 | 0.51 | 0.9933 | 0 | 12 | 12 | 0 | 12 | 100
64077 | MIRA LMA | 345 | SPP-TM Load | SPP-TM Load | b | 64077 | Open |  | Bus Shunt | YES | Volt | 0 | 1.5 | 0.51 | 0.9997 | 0 | 75 | 75 | 0 | 75 | 100
64080 | HUMBOLDT | 120 | SPP-Carlin Trend | SPP-Carlin Trend | v | 64080 | Closed |  | Discrete | YES | Volt | 0 | 1.0548 | 0.9708 | 1.0428 | 0 | 0 | 54.2 | 0 | 54.2 | 0
64087 | OREANA | 120 | NON-SPP GEN | NON-SPP GEN | b1 | 64087 | Open |  | Bus Shunt | YES | Volt | 0 | 1.5 | 0.51 | 0.9851 | 0 | 20 | 20 | 0 | 20 | 100
64090 | PANAMA | 120 | NON-SPP GEN | NON-SPP GEN | b1 | 64090 | Open |  | Bus Shunt | YES | Volt | 0 | 1.5 | 0.51 | 0.9856 | 0 | 15 | 15 | 0 | 15 | 100
64090 | PANAMA | 120 | NON-SPP GEN | NON-SPP GEN | b2 | 64090 | Closed |  | Bus Shunt | YES | Volt | 14.57 | 1.5 | 0.51 | 0.9856 | 0 | 15 | 15 | 0 | 15 | 100
64093 | SILVR LK | 120 | SPP-TM Load | SPP-TM Load | 1 | 64093 | Closed |  | Discrete | YES | Volt | 39.76 | 1.02 | 0.98 | 0.997 | 0 | 40 | 40 | 0 | 40 | 100
64102 | STATELIN | 120 | SPP-Carson City | SPP-Carson City | b | 64102 | Closed |  | Bus Shunt | YES | Volt | 11.64 | 1.5 | 0.51 | 0.9849 | 0 | 12 | 12 | 0 | 12 | 100
64127 | VAL ROAD | 120 | SPP-TM Load | SPP-TM Load | b | 64127 | Open |  | Bus Shunt | YES | Volt | 0 | 1.5 | 0.51 | 0.9887 | 0 | -45 | 0 | -45 | 45 | 0
64128 | VAL RD N | 345 | SPP-TM Load | SPP-TM Load | b | 64128 | Open |  | Bus Shunt | YES | Volt | 0 | 1.5 | 0.51 | 0.996 | 0 | 75 | 75 | 0 | 75 | 100
64138 | WINN SUB | 120 | NON-SPP GEN | NON-SPP GEN | b | 64138 | Closed |  | Bus Shunt | YES | Volt | 14.38 | 1.5 | 0.51 | 1.0027 | 0 | 14.3 | 14.3 | 0 | 14.3 | 100
64205 | GONDER1 | 230 | SPP-East Tie | SPP-East Tie | v | 64205 | Closed |  | Discrete | YES | Volt | -15.12 | 1.0522 | 0.9478 | 1.0041 | 0 | -15 | 0 | -15 | 15 | 0
64210 | OROVDA+ | 115 | NON-SPP GEN | Southern Oregon | c | 64210 | Closed |  | Discrete | YES | Volt | -4.96 | 1.01 | 0.99 | 0.9964 | 0 | -5 | 1.8 | -5 | 6.8 | 0
64212 | QUINN_RV | 115 | NON-SPP GEN | NON-SPP GEN | C1 | 64212 | Closed |  | Discrete | YES | Volt | 0 | 1.01 | 0.99 | 0.9998 | 0 | 0 | 2.25 | 0 | 2.25 | 0
64269 | BANNOCK | 120 | Zone27 | SPP-Carlin Trend | c1 | 64269 | Open |  | Bus Shunt | YES | Volt | 0 | 1.5 | 0.51 | 0.9974 | 0 | 20 | 20 | 0 | 20 | 100
64286 | SAGEMILL | 120 | Zone27 | Zone27 | b | 64286 | Closed |  | Bus Shunt | YES | Volt | 9.37 | 1.5 | 0.51 | 0.9679 | 0 | 10 | 10 | 0 | 10 | 100
64387 | CRTZ S PIPE | 120 | SPP-Carlin Trend | SPP-Carlin Trend | 1 | 64387 | Closed |  | Discrete | YES | Volt | 12.2 | 1.03 | 0.97 | 1.0085 | 0 | 12 | 12 | 0 | 12 | 100
64457 | EIGHT MILE2 | 120 | SPP-Carlin Trend | SPP-Carlin Trend | c | 64457 | Open |  | Bus Shunt | YES | Volt | 0 | 1.5 | 0.51 | 1.0036 | 0 | 12 | 12 | 0 | 12 | 100
64542 | CRTZ S PIPE2 | 120 | SPP-Carlin Trend | SPP-Carlin Trend | 1 | 64542 | Closed |  | Discrete | YES | Volt | 12.21 | 1.05 | 0.95 | 1.0086 | 0 | 12 | 12 | 0 | 12 | 100
64963 | CHUKAR | 120 | SPP-TM Load | SPP-TM Load | v | 64963 | Closed |  | Discrete | YES | Volt | 91.28 | 1.042 | 0.958 | 1.0071 | 0 | 90 | 90 | 0 | 90 | 100
65075 | ANTLOPE | 230 | ID NPC | ID NPC | v | 65075 | Closed |  | Discrete | YES | Volt | -30.51 | 1.0388 | 0.9888 | 1.0084 | 0 | -30 | 0 | -30 | 30 | 0
65090 | ATLANTIC | 230 | WY CENTRAL | WY CENTRAL | v | 65090 | Closed |  | Discrete | YES | Volt | 0 | 1.0644 | 1.0144 | 1.0362 | 0 | 0 | 30 | 0 | 30 | 0
65095 | BADWATER | 230 | WY NORTH | WY NORTH | v | 65095 | Closed |  | Discrete | YES | Volt | 0 | 1.04 | 0.99 | 1.0307 | 0 | 0 | 0 | -15 | 15 | 100
65135 | BENLOMND | 345 | UT OGDEN | UT OGDEN | v | 65135 | Closed |  | Discrete | YES | Volt | 214.12 | 1.0586 | 1.0086 | 1.0347 | 0 | 200 | 200 | -90.8 | 290.8 | 100
65145 | BENLOMND | 138 | UT OGDEN | UT OGDEN | v | 65145 | Closed |  | Discrete | YES | Volt | 106.05 | 1.04 | 1 | 1.0298 | 0 | 100 | 200 | 0 | 200 | 50
65165 | BLACKSFK | 230 | WY TRONA | WY TRONA | v | 65165 | Closed |  | Discrete | YES | Volt | 0 | 1.0502 | 1.0002 | 1.0251 | 0 | 0 | 30 | 0 | 30 | 0
65175 | BLUE RIM | 230 | WY TRONA | WY TRONA | v | 65175 | Closed |  | Discrete | YES | Volt | 30.46 | 1.0552 | 1.0052 | 1.0321 | 0 | 28.6 | 28.6 | 0 | 28.6 | 100
65192 | BONANZA | 138 | UT UINTAH | UT UINTAH | v | 65192 | Closed |  | Discrete | YES | Volt | 0 | 1.05 | 1 | 1.025 | 0 | 0 | 60 | 0 | 60 | 0
65235 | BUFFALO | 230 | WY NORTH | WY NORTH | v | 65235 | Closed |  | Discrete | YES | Volt | -32.13 | 1.037 | 0.987 | 1.0084 | 0 | -31.6 | 0 | -31.6 | 31.6 | 0
65257 | MERCER | 345 | UT UTAH VALL | UT UTAH VALL | v | 65257 | Closed |  | Discrete | YES | Volt | 216.32 | 1.045 | 1 | 1.04 | 0 | 200 | 200 | 0 | 200 | 100
65258 | CAMP W MSC | 345 | UT SALT LAKE | UT SALT LAKE | v | 65258 | Closed |  | Discrete | YES | Volt | 2.13 | 1.0497 | 0.9997 | 1.0325 | 0 | 2 | 4 | 0 | 4 | 50
65259 | CAMPSVC | 345 | UT SALT LAKE | UT SALT LAKE | v | 65259 | Closed |  | SVC | YES | Volt | -26.65 | 1.03 | 1.03 | 1.0325 | 0.0025 | -25 | 50 | -25 | 75 | -2.2
65260 | CAMP WIL | 345 | UT SALT LAKE | UT SALT LAKE | v | 65260 | Closed |  | Discrete | YES | Volt | 213.25 | 1.0495 | 0.9995 | 1.0326 | 0 | 200 | 400 | 0 | 400 | 50
65291 | 3MIKNOLL | 138 | ID SPC | ID SPC | v | 65291 | Closed |  | Discrete | YES | Volt | 25.36 | 1.04 | 1 | 1.0073 | 0 | 25 | 25 | 0 | 25 | 100
65305 | CASPERPP | 115 | WY EAST | WY EAST | v | 65305 | Closed |  | Discrete | YES | Volt | 34 | 1.0389 | 0.9889 | 1.0104 | 0 | 33.3 | 33.3 | 0 | 33.3 | 100
65313 | THREE PK | 138 | UT SIGURD | UT SIGURD | v | 65313 | Closed |  | Discrete | YES | Volt | 31.38 | 1.0642 | 1.0142 | 1.0227 | 0 | 30 | 30 | 0 | 30 | 100
65320 | CHAPPELC | 230 | WY NAUGHTON | WY NAUGHTON | v | 65320 | Closed |  | Discrete | YES | Volt | 0 | 1.0374 | 0.9874 | 1.0317 | 0 | 0 | 30 | 0 | 30 | 0
65365 | COTTONWD | 138 | UT SALT LAKE | UT SALT LAKE | v | 65365 | Closed |  | Discrete | YES | Volt | 94.55 | 1.0339 | 0.9839 | 1.0267 | 0 | 89.7 | 89.7 | 0 | 89.7 | 100
65385 | BRIDGER | 345 | WY CENTRAL | WY CENTRAL | 1 | 65385 | Closed |  | Bus Shunt | YES | Volt | 220.08 | 1.5 | 0.51 | 1.049 | 0 | 200 | 200 | 0 | 200 | 100
65385 | BRIDGER | 345 | WY CENTRAL | WY CENTRAL | 2 | 65385 | Open |  | Bus Shunt | YES | Volt | 0 | 1.5 | 0.51 | 1.049 | 0 | 200 | 200 | 0 | 200 | 100
65470 | DRUMMOND | 115 | ID BPA | ID BPA | C1 | 65470 | Closed |  | Discrete | YES | Volt | 0 | 1.0387 | 1.0087 | 1.0239 | 0 | 0 | 13.07 | 0 | 13.07 | 0
65470 | DRUMMOND | 115 | ID BPA | ID BPA | C2 | 65470 | Closed |  | Discrete | YES | Volt | 0 | 1.0387 | 1.0087 | 1.0239 | 0 | 0 | 13.07 | 0 | 13.07 | 0
65510 | EMERY | 345 | UT HUNT EMER | UT HUNT EMER | v | 65510 | Closed |  | Discrete | YES | Volt | 0 | 1.062 | 1.012 | 1.037 | 0 | 0 | 0 | -90 | 90 | 100
65535 | TINCUP | 115 | ID BPA | ID BPA | C1 | 65535 | Closed |  | Discrete | YES | Volt | 9.81 | 1.0524 | 1.0024 | 1.0256 | 0 | 9.33 | 18.63 | 0 | 18.63 | 50.1
65535 | TINCUP | 115 | ID BPA | ID BPA | C2 | 65535 | Closed |  | Discrete | YES | Volt | 0 | 1.0524 | 1.0024 | 1.0256 | 0 | 0 | 18.63 | 0 | 18.63 | 0
65670 | GOSHEN | 161 | ID NPC | ID NPC | v | 65670 | Closed |  | Discrete | YES | Volt | 151.01 | 1.045 | 1.01 | 1.0345 | 0 | 141.1 | 141.1 | 0 | 141.1 | 100
65695 | GRACE | 138 | ID SPC | ID SPC | v | 65695 | Closed |  | Discrete | YES | Volt | 68.47 | 1.0624 | 1.0124 | 1.0279 | 0 | 64.8 | 64.8 | 0 | 64.8 | 100
65720 | GRASS CK | 230 | WY NORTH | WY NORTH | v | 65720 | Closed |  | Discrete | YES | Volt | 0 | 1.045 | 1 | 1.0218 | 0 | 0 | 30 | 0 | 30 | 0
65735 | GREENCA | 138 | UT NO UT | UT NO UT | v | 65735 | Closed |  | Discrete | YES | Volt | 40 | 1.0297 | 0.9797 | 0.9999 | 0 | 40 | 40 | 0 | 40 | 100
65745 | HALE | 138 | UT UTAH VALL | UT UTAH VALL | v | 65745 | Closed |  | Discrete | YES | Volt | 61.74 | 1.0416 | 0.9916 | 1.0144 | 0 | 60 | 60 | 0 | 60 | 100
65755 | HELPER | 138 | UT CARB PRIC | UT CARB PRIC | v | 65755 | Closed |  | Discrete | YES | Volt | 13.69 | 1.0479 | 0.9979 | 1.0183 | 0 | 13.2 | 13.2 | 0 | 13.2 | 100
65805 | HUNTNGTN | 345 | UT HUNT EMER | UT HUNT EMER | v | 65805 | Closed |  | Discrete | YES | Volt | 0 | 1.057 | 1.007 | 1.032 | 0 | 0 | 200 | -90 | 290 | 31
65845 | JACKSN_J | 115 | ID BPA | ID BPA | v | 65845 | Closed |  | Discrete | YES | Volt | 0 | 1.0456 | 0.9956 | 1.023 | 0 | 0 | 20 | 0 | 20 | 0
65946 | MIDVALLY | 138 | UT SALT LAKE | UT SALT LAKE | v | 65946 | Closed |  | Discrete | YES | Volt | 212.44 | 1.0395 | 0.9895 | 1.0306 | 0 | 200 | 200 | 0 | 200 | 100
65953 | MATHNTON | 138 | UT CARB PRIC | UT CARB PRIC | v | 65953 | Closed |  | Discrete | YES | Volt | 0 | 1.05 | 1 | 1.025 | 0 | 0 | 30 | 0 | 30 | 0
65955 | MIDWEST | 230 | WY NORTH | WY NORTH | v | 65955 | Closed |  | Discrete | YES | Volt | 33.21 | 1.0379 | 0.9879 | 1.0124 | 0 | 32.4 | 32.4 | 0 | 32.4 | 100
65963 | MATHN SVC | 138 | UT CARB PRIC | UT CARB PRIC | v | 65963 | Closed |  | SVC | YES | Volt | 7.75 | 1.025 | 1.025 | 1.025 | 0 | 7.37 | 35 | -15 | 50 | 45.5
65975 | MINERS | 230 | WY EAST | WY EAST | v | 65975 | Closed |  | Discrete | YES | Volt | 0 | 1.0553 | 1.0053 | 1.0378 | 0 | 0 | 25 | 0 | 25 | 0
65995 | MONA | 345 | UT CLOVER | UT CLOVER | v | 65995 | Closed |  | Discrete | YES | Volt | 0 | 1.045 | 1 | 1.039 | 0 | 0 | 200 | -200 | 400 | 50
66010 | MONUMENT | 230 | WY TRONA | WY TRONA | v | 66010 | Closed |  | Discrete | YES | Volt | 60.67 | 1.0547 | 1.0047 | 1.0299 | 0 | 57.2 | 57.2 | 0 | 57.2 | 100
66020 | MUSTANG | 230 | WY CENTRAL | WY CENTRAL | v | 66020 | Closed |  | Discrete | YES | Volt | 0 | 1.0511 | 1.0011 | 1.0347 | 0 | 0 | 90 | 0 | 90 | 0
66070 | NEBO | 138 | UT CLOVER | UT CLOVER | v | 66070 | Closed |  | Discrete | YES | Volt | 33.24 | 1.0407 | 0.9907 | 1.0355 | 0 | 31 | 31 | 0 | 31 | 100
66085 | NINETY S | 138 | UT SALT LAKE | UT SALT LAKE | v | 66085 | Closed |  | Discrete | YES | Volt | 284.53 | 1.0481 | 0.9981 | 1.0266 | 0 | 270 | 270 | 0 | 270 | 100
66133 | OQUIRRH | 345 | UT SALT LAKE | UT SALT LAKE | v | 66133 | Closed |  | Discrete | YES | Volt | 0 | 1.04 | 1 | 1.0301 | 0 | 0 | 200 | 0 | 200 | 0
66145 | OREBASIN | 230 | WY NORTH | WY NORTH | v | 66145 | Closed |  | Discrete | YES | Volt | 20.64 | 1.0414 | 0.9914 | 1.0158 | 0 | 20 | 20 | 0 | 20 | 100
66200 | PAROWAN | 138 | UT SIGURD | UT SIGURD | v | 66200 | Closed |  | Discrete | YES | Volt | 0 | 1.04 | 1 | 1.0323 | 0 | 0 | 30 | 0 | 30 | 0
66210 | PAVANT | 230 | UT PAV BLACK | UT PAV BLACK | v | 66210 | Closed |  | Discrete | YES | Volt | 0 | 1.057 | 1.007 | 1.0303 | 0 | 0 | 25 | 0 | 25 | 0
66230 | PINTO | 138 | UT MOAB PINT | UT MOAB PINT | v | 66230 | Closed |  | Discrete | YES | Volt | 0 | 1.025 | 0.975 | 1.007 | 0 | 0 | 64 | 0 | 64 | 0
66240 | PLATTE | 230 | WY CENTRAL | WY CENTRAL | v | 66240 | Closed |  | Discrete | YES | Volt | 26.98 | 1.0519 | 1.0019 | 1.0389 | 0 | 25 | 104 | 0 | 104 | 24
66274 | REDBUTTE | 138 | UT RED PAC | UT RED PAC | v | 66274 | Closed |  | Discrete | YES | Volt | 62.21 | 1.0559 | 1.0059 | 1.0182 | 0 | 60 | 60 | 0 | 60 | 100
66275 | RAILRDPP | 138 | WY NAUGHTON | WY NAUGHTON | v | 66275 | Closed |  | Discrete | YES | Volt | 33.24 | 1.0533 | 1.0033 | 1.0323 | 0 | 31.2 | 31.2 | 0 | 31.2 | 100
66278 | RANGELY | 138 | UT UINTAH | UT UINTAH | v | 66278 | Closed |  | Discrete | YES | Volt | 31.03 | 1.051 | 1.001 | 1.017 | 0 | 30 | 30 | 0 | 30 | 100
66280 | REDBUTTE | 345 | UT RED PAC | UT RED PAC | v | 66280 | Closed |  | Discrete | YES | Volt | 188.86 | 1.0585 | 1.0085 | 1.0243 | 0 | 180 | 300 | 0 | 300 | 60
66281 | REDBUSVC | 345 | UT RED PAC | UT RED PAC | v | 66281 | Closed |  | SVC | YES | Volt | 126.07 | 1.034 | 1.034 | 1.025 | -0.009 | 120 | 120 | -20 | 140 | 104.3
66282 | RED BU MSC | 345 | UT SIGURD | UT SIGURD | v | 66282 | Closed |  | Discrete | YES | Volt | 3.15 | 1.059 | 1.009 | 1.025 | 0 | 3 | 3 | 0 | 3 | 100
66295 | RIGBY | 161 | ID NPC | ID NPC | v | 66295 | Closed |  | Discrete | YES | Volt | 50.98 | 1.05 | 0.98 | 1.0097 | 0 | 50 | 50 | 0 | 50 | 100
66305 | RIVERTON | 230 | WY EAST | WY EAST | v | 66305 | Closed |  | Discrete | YES | Volt | 0 | 1.0305 | 1.0105 | 1.0281 | 0 | 0 | 74 | 0 | 74 | 0
66315 | ROCKSPGS | 230 | WY CENTRAL | WY CENTRAL | v | 66315 | Closed |  | Discrete | YES | Volt | 71.01 | 1.0574 | 1.0074 | 1.0342 | 0 | 66.4 | 66.4 | 0 | 66.4 | 100
66325 | S. TRONA | 230 | WY TRONA | WY TRONA | v | 66325 | Closed |  | Discrete | YES | Volt | 0 | 1.0503 | 1.0003 | 1.0272 | 0 | 0 | 30 | 0 | 30 | 0
66335 | SHERIDAN | 230 | WY NORTH | WY NORTH | v | 66335 | Closed |  | Discrete | YES | Volt | 0 | 1.0421 | 0.9921 | 1.0081 | 0 | 0 | 30 | 0 | 30 | 0
66340 | SIGURD | 345 | UT SIGURD | UT SIGURD | v | 66340 | Closed |  | Discrete | YES | Volt | 218.93 | 1.0585 | 1.0085 | 1.0463 | 0 | 200 | 200 | 0 | 200 | 100
66350 | SIGURD | 138 | UT SIGURD | UT SIGURD | v | 66350 | Closed |  | Discrete | YES | Volt | 0 | 1.035 | 1 | 1.0288 | 0 | 0 | 54 | 0 | 54 | 0
66405 | SPAN FRK | 138 | UT UTAH VALL | UT UTAH VALL | v | 66405 | Closed |  | Discrete | YES | Volt | 213.54 | 1.0571 | 1.0071 | 1.0333 | 0 | 200 | 200 | 0 | 200 | 100
66410 | SPENCE | 230 | WY EAST | WY EAST | v | 66410 | Closed |  | Discrete | YES | Volt | -26.24 | 1.0383 | 0.9883 | 1.0245 | 0 | -25 | 0 | -25 | 25 | 0
66419 | STG MSC | 138 | UT RED UAMPS | UT RED UAMPS | v | 66419 | Closed |  | Discrete | YES | Volt | 1.79 | 1.0421 | 0.9921 | 1.0016 | 0 | 1.78 | 1.78 | 0 | 1.78 | 100
66420 | STGEORGE | 138 | UT RED PAC | UT RED PAC | v | 66420 | Closed |  | Discrete | YES | Volt | 60.17 | 1.0422 | 0.9922 | 1.0014 | 0 | 60 | 60 | 0 | 60 | 100
66424 | STG SVC | 138 | UT RED PAC | UT RED PAC | v | 66424 | Closed |  | SVC | YES | Volt | 30.09 | 1.012 | 1.012 | 1.0016 | -0.0104 | 30 | 30 | -15 | 45 | 100.2
66430 | SUGARMIL | 161 | ID NPC | ID NPC | v | 66430 | Closed |  | Discrete | YES | Volt | 41.84 | 1.05 | 0.98 | 1.0228 | 0 | 40 | 40 | 0 | 40 | 100
66480 | SYRACUSE | 138 | UT OGDEN | UT OGDEN | v | 66480 | Closed |  | Discrete | YES | Volt | 69.14 | 1.0424 | 0.9924 | 1.0159 | 0 | 67 | 67 | 0 | 67 | 100
66495 | TARGHEE | 115 | ID BPA | ID BPA | C1 | 66495 | Closed |  | Discrete | YES | Volt | 17.63 | 1.0812 | 0.9812 | 1.0336 | 0 | 16.5 | 16.5 | 0 | 16.5 | 100
66510 | TERMINAL | 345 | UT SALT LAKE | UT SALT LAKE | v | 66510 | Closed |  | Discrete | YES | Volt | 0 | 1.0479 | 0.9979 | 1.0309 | 0 | 0 | 200 | -90.8 | 290.8 | 31.2
66520 | TERMINAL | 138 | UT SALT LAKE | UT SALT LAKE | v | 66520 | Closed |  | Discrete | YES | Volt | 272.57 | 1.047 | 0.997 | 1.0286 | 0 | 257.6 | 257.6 | 0 | 257.6 | 100
66530 | TETON | 115 | ID BPA | ID BPA | C1 | 66530 | Closed |  | Discrete | YES | Volt | 0 | 1.0749 | 0.9749 | 1.0278 | 0 | 0 | 11.9 | 0 | 11.9 | 0
66530 | TETON | 115 | ID BPA | ID BPA | C2 | 66530 | Closed |  | Discrete | YES | Volt | 0 | 1.0749 | 0.9749 | 1.0278 | 0 | 0 | 11.9 | 0 | 11.9 | 0
66570 | TREASTON | 138 | ID SPC | ID SPC | v | 66570 | Closed |  | Discrete | YES | Volt | 0 | 1.04 | 1 | 1.0238 | 0 | 0 | 100 | 0 | 100 | 0
66635 | W CEDAR | 138 | UT SIGURD | UT SIGURD | B1 | 66635 | Closed |  | Bus Shunt | YES | Volt | 8.82 | 1.5 | 0.51 | 1.0245 | 0 | 8.4 | 8.4 | 0 | 8.4 | 100
66665 | MADISN | 115 | ID BPA | ID BPA | C1 | 66665 | Closed |  | Discrete | YES | Volt | 7.89 | 1.0365 | 0.9965 | 1.0168 | 0 | 7.63 | 7.63 | 0 | 7.63 | 100
66685 | WHISKEYP | 115 | WY CENTRAL | WY CENTRAL | v | 66685 | Closed |  | Discrete | YES | Volt | 0 | 1.0259 | 0.976 | 1.0272 | 0.0012 | 0 | 14 | 0 | 14 | 0
66765 | SPAR CYN | 230 | ID BPA | ID BPA | R1 | 66765 | Closed |  | Discrete | YES | Volt | -24.79 | 1.025 | 0.975 | 0.9957 | 0 | -25 | 0 | -25 | 50 | 0
67045 | BRIDGLND | 138 | UT NO UT | UT NO UT | v | 67045 | Closed |  | Discrete | YES | Volt | 114.06 | 1.0441 | 0.9941 | 1.0183 | 0 | 110 | 110 | 0 | 110 | 100
67185 | HILLTP1 | 115 | WY NORTH | WY NORTH | v | 67185 | Closed |  | Discrete | YES | Volt | 15.45 | 1.045 | 1 | 1.0148 | 0 | 15 | 15 | 0 | 15 | 100
67222 | MAGNA | 138 | UT TOOELE | UT TOOELE | v | 67222 | Closed |  | Discrete | YES | Volt | 31.36 | 1.045 | 1.02 | 1.0224 | 0 | 30 | 30 | 0 | 30 | 100
67262 | NAUGHT 8 | 138 | WY NAUGHTON | WY NAUGHTON | v | 67262 | Closed |  | Discrete | YES | Volt | 31.21 | 1.0224 | 0.9725 | 1.0001 | 0 | 31.2 | 31.2 | 0 | 31.2 | 100
67263 | NAUGHT10 | 138 | WY NAUGHTON | WY NAUGHTON | v | 67263 | Closed |  | Discrete | YES | Volt | 34.2 | 1.0618 | 1.0118 | 1.047 | 0 | 31.2 | 31.2 | 0 | 31.2 | 100
67411 | TIMP | 138 | UT UTAH VALL | UT UTAH VALL | v | 67411 | Closed |  | Discrete | YES | Volt | 51.88 | 1.0443 | 0.9943 | 1.0186 | 0 | 50 | 50 | 0 | 50 | 100
67418 | TRICITY | 138 | UT UTAH VALL | UT UTAH VALL | v | 67418 | Closed |  | Discrete | YES | Volt | 55.69 | 1.0417 | 0.9917 | 1.0155 | 0 | 54 | 54 | 0 | 54 | 100
67499 | LATHAM | 230 | WY CENTRAL | WY CENTRAL | v | 67499 | Closed |  | Discrete | YES | Volt | 0 | 1.0504 | 1.0004 | 1.0296 | 0 | 0 | 25 | 0 | 25 | 0
67561 | CRANRFLT | 138 | UT TOOELE | UT TOOELE | v | 67561 | Closed |  | Discrete | YES | Volt | 23.85 | 1.0034 | 0.9534 | 0.9969 | 0 | 24 | 60 | 0 | 60 | 40
67790 | POPULUS | 345 | ID NPC | ID NPC | v | 67790 | Closed |  | Discrete | YES | Volt | 212.24 | 1.0566 | 1.0066 | 1.0302 | 0 | 200 | 200 | 0 | 200 | 100
67795 | AEOLUS | 500 | WY EAST | WY EAST | v | 67795 | Closed |  | Discrete | YES | Volt | 0 | 1.049 | 1 | 1.0467 | 0 | 0 | 100 | 0 | 100 | 0
67796 | AEOLUS | 230 | WY EAST | WY EAST | v | 67796 | Closed |  | Discrete | YES | Volt | 0 | 1.0505 | 1.0005 | 1.0433 | 0 | 0 | 0 | -60 | 60 | 100
67826 | ANTICLIN | 500 | WY CENTRAL | WY CENTRAL | v | 67826 | Closed |  | Discrete | YES | Volt | 0 | 1.049 | 1 | 1.0498 | 0.0008 | 0 | 200 | 0 | 200 | 0
69028 | SHIRLYBS | 230 | WY EAST | WY EAST | v | 69028 | Closed |  | Discrete | YES | Volt | 0 | 1.0505 | 1.0005 | 1.0433 | 0 | 0 | 0 | -60 | 60 | 100
69143 | STNDPIPE | 230 | WY EAST | WY EAST | v | 69143 | Closed |  | Discrete | YES | Volt | -37.69 | 1.0553 | 1.0053 | 1.0378 | 0 | -35 | 0 | -35 | 35 | 0
69799 | BOWLER FLATS | 230 | WY NORTH | WY NORTH | v | 69799 | Closed |  | Discrete | YES | Volt | 0 | 1.045 | 1 | 1.01 | 0 | 0 | 40 | 0 | 40 | 0
70036 | ARAP_A | 115 | ZoneRD | ZoneRD | v | 70036 | Closed |  | Discrete | YES | Volt | 45.11 | 1.045 | 0.995 | 1.0012 | 0 | 45 | 45 | 0 | 45 | 100
70037 | ARAP_B | 115 | ZoneRD | ZoneRD | v | 70037 | Closed |  | Discrete | YES | Volt | 45.12 | 1.0354 | 0.9854 | 1.0014 | 0 | 45 | 90 | 0 | 90 | 50
70045 | BANCROFT | 115 | ZoneRD | ZoneRD | v | 70045 | Closed |  | Discrete | YES | Volt | 44.63 | 1.045 | 0.995 | 0.9959 | 0 | 45 | 45 | 0 | 45 | 100
70059 | BO_TERM | 115 | ZoneRB | ZoneRB | v | 70059 | Closed |  | Discrete | YES | Volt | 0 | 1.0177 | 0.9677 | 1.0072 | 0 | 0 | 45 | 0 | 45 | 0
70060 | BOONE | 115 | ZoneWP | ZoneWP | v | 70060 | Closed |  | Fixed | YES | Volt | 0 | 1.0402 | 1.0002 | 1.0089 | 0 | 0 | 0 | -30 | 30 | 100
70065 | BROOMFLD | 115 | ZoneRB | ZoneRB | v | 70065 | Closed |  | Discrete | YES | Volt | 45.1 | 1.045 | 0.995 | 1.0011 | 0 | 45 | 45 | 0 | 45 | 100
70068 | BURROCYN | 115 | ZoneRS | ZoneRS | v | 70068 | Closed |  | Discrete | YES | Volt | 16.01 | 1.045 | 0.995 | 1.0332 | 0 | 15 | 15 | 0 | 15 | 100
70078 | CAMEO | 230 | ZoneRW | ZoneRW | v | 70078 | Closed |  | Discrete | YES | Volt | 46.61 | 1.0457 | 0.9957 | 1.0177 | 0 | 45 | 45 | 0 | 45 | 100
70086 | CANONCTY | 115 | ZoneWP | ZoneWP | v | 70086 | Open |  | Discrete | YES | Volt | 0 | 1.025 | 0.975 | 0.9832 | 0 | 10 | 10 | 0 | 10 | 100
70108 | CHEROKEE_S | 115 | ZoneRD | ZoneRD | v | 70108 | Closed |  | Discrete | YES | Volt | 45.43 | 1.0258 | 0.9758 | 1.0047 | 0 | 45 | 90 | 0 | 90 | 50
70139 | DANIELPK | 230 | ZoneRD | ZoneRD | v | 70139 | Closed |  | Discrete | YES | Volt | 91.34 | 1.045 | 0.995 | 1.0019 | 0 | 91 | 91 | -20 | 111 | 100
70148 | DENVTM | 115 | ZoneRD | ZoneRD | v | 70148 | Closed |  | Discrete | YES | Volt | 45.1 | 1.045 | 0.995 | 1.0011 | 0 | 45 | 45 | 0 | 45 | 100
70149 | DENVTM | 230 | ZoneRD | ZoneRD | v | 70149 | Closed |  | Discrete | YES | Volt | 89.69 | 1.045 | 0.995 | 0.9928 | -0.0022 | 91 | 91 | 0 | 91 | 100
70155 | DILLON | 115 | ZoneRM | ZoneRM | v | 70155 | Closed |  | Discrete | YES | Volt | 36.37 | 1.045 | 0.995 | 1.0051 | 0 | 36 | 36 | 0 | 36 | 100
70162 | EAST | 115 | ZoneRD | ZoneRD | v | 70162 | Closed |  | Discrete | YES | Volt | 0 | 1.025 | 0.975 | 1.0015 | 0 | 0 | 72 | 0 | 72 | 0
70164 | ELDORADO | 115 | ZoneRB | ZoneRB | v | 70164 | Closed |  | Discrete | YES | Volt | 0 | 1.0146 | 0.9646 | 1.001 | 0 | 0 | 90 | 0 | 90 | 0
70209 | GREELEY | 115 | ZoneRN | ZoneRN | v | 70209 | Closed |  | Discrete | YES | Volt | 35.94 | 1.025 | 0.975 | 0.9991 | 0 | 36 | 36 | -36 | 144 | 100
70212 | GREENWD | 230 | ZoneRD | ZoneRD | v | 70212 | Closed |  | Discrete | YES | Volt | 92.16 | 1.045 | 0.995 | 0.9955 | 0 | 93 | 93 | 0 | 93 | 100
70247 | LAJUNTAT | 115 | ZoneWP | ZoneWP | v | 70247 | Closed |  | Discrete | YES | Volt | 0 | 1.0144 | 0.9645 | 0.9689 | 0 | 0 | 7.5 | 0 | 7.5 | 0
70259 | LEETSDAL1 | 115 | ZoneRD | ZoneRD | v | 70259 | Closed |  | Discrete | YES | Volt | 45.25 | 1.045 | 0.995 | 1.0028 | 0 | 45 | 45 | 0 | 45 | 100
70265 | LOOKOUT | 115 | ZoneRD | ZoneRD | v | 70265 | Open |  | Discrete | YES | Volt | 0 | 1.025 | 0.975 | 1.0019 | 0 | 94.4 | 94.4 | 0 | 94.4 | 100
70266 | LOOKOUT | 230 | ZoneRD | ZoneRD | v | 70266 | Closed |  | Discrete | YES | Volt | 89.34 | 1.045 | 0.995 | 0.9963 | 0 | 90 | 90 | 0 | 90 | 100
70274 | MALTA | 230 | ZoneRM | ZoneRM | v | 70274 | Closed |  | Fixed | YES | Volt | -20.7 | 1.0406 | 0.9906 | 1.0173 | 0 | -20 | 0 | -20 | 20 | 0
70286 | MIDWAYPS | 230 | ZoneRS | ZoneRS | v | 70286 | Closed |  | Discrete | YES | Volt | 0 | 1.025 | 0.975 | 1.0106 | 0 | 0 | 0 | -20 | 20 | 100
70290 | MONFORT | 115 | ZoneRN | ZoneRN | v | 70290 | Closed |  | Discrete | YES | Volt | 0 | 1.0244 | 0.9744 | 0.9935 | 0 | 0 | 0 | -30 | 30 | 100
70298 | NORTH_PS | 115 | ZoneRD | ZoneRD | v | 70298 | Closed |  | Discrete | YES | Volt | 45.25 | 1.045 | 0.995 | 1.0028 | 0 | 45 | 45 | 0 | 45 | 100
70309 | PARACHUT | 230 | ZoneRW | ZoneRW | v | 70309 | Closed |  | Discrete | YES | Volt | 45.58 | 1.0441 | 0.9942 | 1.0065 | 0 | 45 | 45 | 0 | 45 | 100
70311 | PAWNEE | 230 | ZoneRN | ZoneRN | v | 70311 | Open |  | Discrete | YES | Volt | 0 | 1.055 | 1.005 | 1.0135 | 0 | 20 | 20 | 0 | 20 | 100
70330 | PORTLAND | 115 | ZoneWP | ZoneWP | v | 70330 | Closed |  | Discrete | YES | Volt | 21.39 | 1.045 | 0.995 | 0.986 | -0.009 | 22 | 22 | 0 | 22 | 100
70354 | RIDGE | 115 | ZoneRD | ZoneRD | v | 70354 | Closed |  | Discrete | YES | Volt | 90.39 | 1.045 | 0.995 | 1.0022 | 0 | 90 | 90 | 0 | 90 | 100
70375 | SANLSVLY | 230 | ZoneSL | ZoneSL | v | 70375 | Closed |  | Discrete | YES | Volt | -30.89 | 1.025 | 0.975 | 1.0148 | 0 | -30 | 0 | -60 | 60 | 50
70378 | AREQUGCH | 115 | ZoneWP | ZoneWP | v | 70378 | Closed |  | Discrete | YES | Volt | 0 | 1.0092 | 0.9592 | 0.9609 | 0 | 0 | 12 | 0 | 32 | 0
70395 | SMOKYHIL | 115 | ZoneRD | ZoneRD | v | 70395 | Closed |  | Discrete | YES | Volt | 52.18 | 1.045 | 0.995 | 1.0115 | 0 | 51 | 51 | 0 | 51 | 100
70396 | SMOKYHIL | 230 | ZoneRD | ZoneRD | v | 70396 | Closed |  | Discrete | YES | Volt | 120.3 | 1.045 | 0.995 | 1.0013 | 0 | 120 | 120 | -60 | 180 | 100
70400 | SODALAKE | 115 | ZoneRD | ZoneRD | v | 70400 | Closed |  | Discrete | YES | Volt | 90.73 | 1.045 | 0.995 | 1.0041 | 0 | 90 | 90 | 0 | 90 | 100
70410 | ST.VRAIN | 230 | ZoneRN | ZoneRN | v | 70410 | Closed |  | Discrete | YES | Volt | 103 | 1.045 | 0.995 | 1.0149 | 0 | 100 | 100 | 0 | 100 | 100
70438 | UINTAH | 230 | ZoneRW | ZoneRW | v | 70438 | Open |  | Fixed | YES | Volt | 0 | 1.0365 | 0.9865 | 1.0114 | 0 | 45 | 45 | 0 | 45 | 100
70444 | VALMONT | 115 | ZoneRB | ZoneRB | v | 70444 | Closed |  | Discrete | YES | Volt | 92.52 | 1.045 | 0.995 | 1.0139 | 0 | 90 | 90 | 0 | 90 | 100
70463 | WATERTON | 115 | ZoneRD | ZoneRD | v | 70463 | Closed |  | Discrete | YES | Volt | 52.05 | 1.045 | 0.995 | 1.0102 | 0 | 51 | 51 | 0 | 51 | 100
70470 | WELD_PS | 115 | ZoneRN | ZoneRN | v | 70470 | Closed |  | Discrete | YES | Volt | 47.63 | 1.025 | 0.975 | 1.0067 | 0 | 47 | 47 | 0 | 47 | 100
70471 | WELD_PS | 230 | ZoneRN | ZoneRN | v | 70471 | Closed |  | Discrete | YES | Volt | -30.4 | 1.0249 | 0.9749 | 1.0067 | 0 | -30 | 0 | -30 | 30 | 0
70472 | WILOW_CK | 115 | ZoneWP | ZoneWP | v | 70472 | Closed |  | Discrete | YES | Volt | 0 | 1.0211 | 0.9711 | 0.9888 | 0 | 0 | 15 | 0 | 15 | 0
70497 | HIGHPT_TP | 230 | ZoneRD | ZoneRD | v | 70497 | Open |  | Discrete | YES | Volt | 0 | 1.045 | 0.995 | 1.0061 | 0 | 0 | 28.8 | 0 | 57.6 | 0
70550 | W.CANON | 115 | ZoneWP | ZoneWP | v | 70550 | Closed |  | Discrete | YES | Volt | 0 | 1.0237 | 0.9737 | 0.9849 | 0 | 0 | 13.7 | 0 | 13.7 | 0
70597 | HARVEST_MI | 345 | ZoneRD | ZoneRN | v | 70597 | Closed |  | Discrete | YES | Volt | 120.53 | 1.0267 | 0.9767 | 1.0022 | 0 | 120 | 240 | 0 | 240 | 50
70601 | DANIELPK | 345 | ZoneRS | ZoneRS | v | 70601 | Open |  | Discrete | YES | Volt | 0 | 0.9965 | 0.9465 | 0.9848 | 0 | -40 | 120 | -40 | 160 | 0
70624 | MIS_SITE | 345 | ZoneRD | ZoneRD | v | 70624 | Closed |  | Discrete | YES | Volt | 0 | 1.045 | 0.995 | 1.012 | 0 | 0 | 482 | -60 | 542 | 11.1
70625 | LIMON1 | 345 | ZoneRD | ZoneRD | v | 70625 | Closed |  | Discrete | YES | Volt | 0 | 1.0365 | 0.9865 | 1.0252 | 0 | 0 | 40 | 0 | 40 | 0
70628 | PRONGHORN | 345 | ZoneRD | ZoneRD | v | 70628 | Closed |  | SVC | YES | Volt | -7.2 | 1.0432 | 0.9932 | 1.0182 | 0 | -6.95 | 150 | -150 | 300 | 47.6
70630 | SHORTGRASS | 345 | ZoneRD | ZoneRD | v | 70630 | Closed |  | Discrete | YES | Volt | 0 | 1.0401 | 0.9901 | 1.0225 | 0 | 0 | 0 | -30 | 30 | 100
70654 | COMANCHE | 345 | ZoneRS | ZoneRS | v | 70654 | Closed |  | Discrete | YES | Volt | 0 | 1.0166 | 0.9666 | 0.9918 | 0 | 0 | 0 | -40 | 40 | 100
70678 | CEDARPT | 230 | ZoneRD | ZONE713 | v | 70678 | Closed |  | Discrete | YES | Volt | 0 | 1.0267 | 0.9767 | 1.0262 | 0 | 0 | 50 | 0 | 50 | 0
70822 | CEDARCK_CAP | 230 | ZoneRN | ZoneRN | v | 70822 | Closed |  | Discrete | YES | Volt | 0 | 1.025 | 0.975 | 1.0091 | 0 | 0 | 120 | 0 | 120 | 0
72755 | IRONHRS | 115 | Zone69 | Zone69 | v | 72755 | Closed |  | Discrete | YES | Volt | 15.73 | 1.05 | 1.02 | 1.0242 | 0 | 15 | 15 | 0 | 15 | 100
73008 | ARCHER | 115 | ZoneEW | ZoneEW | v | 73008 | Closed |  | Discrete | YES | Volt | 0 | 1.0363 | 0.9863 | 1.0193 | 0 | 0 | 0 | -43.6 | 43.6 | 100
73011 | AULT | 230 | ZoneFH | ZoneFH | v | 73011 | Closed |  | Discrete | YES | Volt | 0 | 1.0516 | 1.0016 | 1.0135 | 0 | 0 | 0 | -100 | 100 | 100
73019 | BASIN | 115 | ZoneBH | ZoneBH | v | 73019 | Closed |  | Discrete | YES | Volt | 15.41 | 1.04 | 1 | 1.0137 | 0 | 15 | 15 | 0 | 15 | 100
73020 | BEAVERCK | 115 | ZoneEC | ZoneEC | v | 73020 | Closed |  | Discrete | YES | Volt | 50.76 | 1.039 | 0.989 | 1.0178 | 0 | 49 | 49 | 0 | 49 | 100
73035 | BURLNGTN | 115 | ZoneEC | ZoneEC | v | 73035 | Closed |  | Discrete | YES | Volt | 0 | 1.05 | 1.01 | 1.0229 | 0 | 0 | 15 | 0 | 15 | 0
73046 | DALTON | 115 | ZoneWN | ZoneWN | v | 73046 | Closed |  | Discrete | YES | Volt | 0 | 1.05 | 1.01 | 1.0168 | 0 | 0 | 22.5 | 0 | 22.5 | 0
73063 | FRENCHCK | 115 | ZoneEC | ZoneEC | v | 73063 | Closed |  | Fixed | YES | Volt | 8.53 | 1.0275 | 1.0275 | 1.0259 | -0.0015 | 8.1 | 8.1 | 0 | 8.1 | 100
73067 | GERING | 115 | ZoneWN | ZoneWN | v | 73067 | Closed |  | Fixed | YES | Volt | 0 | 0.9946 | 0.9946 | 0.9996 | 0.005 | 0 | 30 | 0 | 30 | 0
73107 | LAR.RIVR | 230 | ZoneEW | ZoneEW | v | 73107 | Closed |  | Discrete | YES | Volt | 0 | 1.05 | 1 | 1.0289 | 0 | 0 | 0 | -50 | 50 | 100
73109 | LARAMIE | 115 | ZoneEW | ZoneEW | v | 73109 | Closed |  | Discrete | YES | Volt | 0 | 1.012 | 1.002 | 1.0118 | 0 | 0 | 8.1 | 0 | 8.1 | 0
73126 | LYMAN | 115 | ZoneEW | ZoneEW | v | 73126 | Closed |  | Discrete | YES | Volt | 7.67 | 1.04 | 1 | 1.0116 | 0 | 7.5 | 15 | 0 | 15 | 50
73151 | PILOT BU | 115 | ZoneBH | ZoneBH | v | 73151 | Closed |  | Discrete | YES | Volt | 0 | 1.04 | 1 | 1.0053 | 0 | 0 | 23.75 | 0 | 23.75 | 0
73179 | SIDNEY | 115 | ZoneWN | ZoneWN | v | 73179 | Closed |  | Discrete | YES | Volt | 0 | 1.05 | 1 | 1.0311 | 0 | 0 | 15 | 0 | 15 | 0
73179 | SIDNEY | 115 | ZoneWN | ZoneWN | B1 | 73179 | Closed |  | Bus Shunt | YES | Volt | 15.95 | 1.5 | 0.51 | 1.0311 | 0 | 15 | 15 | 0 | 15 | 100
73183 | SKYLINE | 115 | ZoneEW | ZoneEW | v | 73183 | Closed |  | Discrete | YES | Volt | 0 | 1.024 | 0.974 | 1.0142 | 0 | 0 | 26.7 | 0 | 26.7 | 0
73187 | SPRINGCK | 115 | ZoneEW | ZoneEW | v | 73187 | Closed |  | Fixed | YES | Volt | 0 | 0.9996 | 0.9996 | 1.0057 | 0.0061 | 0 | 4.3 | 0 | 4.3 | 0
73188 | STEGALDC | 230 | ZoneWN | ZoneWN | v | 73188 | Closed |  | Discrete | YES | Volt | 0 | 1.04 | 1 | 1.0168 | 0 | 0 | 30 | 0 | 30 | 0
73188 | STEGALDC | 230 | ZoneWN | ZoneWN | 1 | 73188 | Closed |  | Bus Shunt | YES | Volt | 31.02 | 1.5 | 0.51 | 1.0168 | 0 | 30 | 30 | 0 | 30 | 100
73189 | STEGALL | 115 | ZoneWN | ZoneWN | v | 73189 | Closed |  | Discrete | YES | Volt | -42.95 | 1.0354 | 0.9854 | 1.0113 | 0 | -42 | 0 | -42 | 42 | 0
73195 | TCAPS | 115 | ZoneBH | ZoneBH | v | 73195 | Closed |  | Discrete | YES | Volt | 0 | 1.03 | 0.98 | 1.0192 | 0 | 0 | 15 | 0 | 15 | 0
73200 | TIMNATH | 115 | ZoneFH | ZoneFH | v | 73200 | Closed |  | Discrete | YES | Volt | 15.03 | 1.04 | 1.01 | 1.001 | -0.009 | 15 | 15 | 0 | 15 | 100
73209 | WANIBETP | 115 | ZoneEC | ZoneEC | v | 73209 | Closed |  | Discrete | YES | Volt | 7.73 | 1.03 | 0.99 | 1.0153 | 0 | 7.5 | 15 | 0 | 15 | 50
73223 | WRAY | 115 | ZoneEC | ZoneEC | v | 73223 | Closed |  | Discrete | YES | Volt | 0 | 1.049 | 0.979 | 1.0261 | 0 | 0 | 27 | 0 | 27 | 0
73367 | FTSANDERS | 115 | ZoneEW | ZoneEW | v | 73367 | Closed |  | Fixed | YES | Volt | 3.64 | 0.9996 | 0.9996 | 1.0057 | 0.0061 | 3.6 | 3.6 | 0 | 3.6 | 100
73379 | FMWEST | 115 | ZoneEC | ZoneEC | v | 73379 | Closed |  | Discrete | YES | Volt | 13.08 | 1.0315 | 0.9815 | 1.0032 | 0 | 13 | 13 | 0 | 13 | 100
73405 | GEESEN | 115 | ZoneCS | ZoneCS | v | 73405 | Closed |  | Discrete | YES | Volt | 7.42 | 1.04 | 1 | 0.9946 | -0.0054 | 7.5 | 7.5 | 0 | 7.5 | 100
73412 | MIDWAYBR | 115 | ZoneCS | ZoneCS | v | 73412 | Closed |  | Discrete | YES | Volt | 0 | 1.03 | 0.98 | 0.9994 | 0 | 0 | 0 | -30 | 30 | 100
73456 | PEYTON | 115 | ZoneCS | ZoneCS | v | 73456 | Closed |  | Discrete | YES | Volt | 7.46 | 1.04 | 1 | 0.9974 | -0.0026 | 7.5 | 7.5 | 0 | 7.5 | 100
74027 | RCSOUTH1 | 230 | ZoneBK | ZoneBK | v | 74027 | Closed |  | Discrete | YES | Volt | 0 | 1.0421 | 0.9921 | 1.0192 | 0 | 0 | 100 | 0 | 100 | 0
74039 | NORTHRNG | 115 | ZoneEW | ZoneEW | v | 74039 | Closed |  | Discrete | YES | Volt | 0 | 1.025 | 0.975 | 1.0135 | 0 | 0 | 30 | 0 | 30 | 0
74056 | KINGRNCH | 115 | ZoneEW | ZoneEW | v | 74056 | Closed |  | Discrete | YES | Volt | 0 | 1.0252 | 0.9752 | 1.0134 | 0 | 0 | 60 | 0 | 60 | 0
76312 | TONGRIVR | 230 | ZoneBK | ZoneBK | v | 76312 | Closed |  | Discrete | YES | Volt | -30.45 | 1.03 | 0.98 | 1.0075 | 0 | -30 | 0 | -30 | 30 | 0
76351 | RCDC W | 230 | ZoneBK | ZoneBK | v | 76351 | Closed |  | Discrete | YES | Volt | 0 | 1.045 | 0.995 | 1.02 | 0 | 0 | 75 | -60 | 135 | 44.4
76351 | RCDC W | 230 | ZoneBK | ZoneBK | B1 | 76351 | Closed |  | Bus Shunt | YES | Volt | 31.21 | 1.5 | 0.51 | 1.02 | 0 | 30 | 30 | 0 | 30 | 100
77502 | POUDRE | 115 | PRPA | PRPA | v | 77502 | Closed |  | Discrete | YES | Volt | 0 | 1.0275 | 0.9775 | 1.0027 | 0 | 0 | 13.5 | 0 | 13.5 | 0
78076 | DIXON CK | 115 | PRPA | PRPA | v | 78076 | Closed |  | Discrete | YES | Volt | 35.54 | 1.0533 | 1.0033 | 1.0076 | 0 | 35 | 70 | 0 | 70 | 50
78086 | TIMBERLN | 115 | PRPA | PRPA | v | 78086 | Closed |  | Discrete | YES | Volt | 44.38 | 1.048 | 0.998 | 1.0043 | 0 | 44 | 44 | 0 | 44 | 100
78091 | HORSESHO | 115 | PRPA | PRPA | v | 78091 | Closed |  | Discrete | YES | Volt | 35.88 | 1.0518 | 1.0018 | 1.0125 | 0 | 35 | 70 | 0 | 70 | 50
78106 | LONGPEAK | 115 | PRPA | PRPA | v | 78106 | Closed |  | Discrete | YES | Volt | 73.35 | 1.0684 | 1.0184 | 1.0236 | 0 | 70 | 70 | 0 | 70 | 100
78119 | TERRY | 115 | PRPA | PRPA | v | 78119 | Closed |  | Discrete | YES | Volt | 35.61 | 1.0544 | 1.0044 | 1.0087 | 0 | 35 | 35 | 0 | 35 | 100
78652 | BIRDSALE | 115 | CSU | CSU | v | 78652 | Closed |  | Fixed | YES | Volt | 50.16 | 1.0516 | 1.0016 | 1.0066 | 0 | 49.5 | 49.5 | 0 | 49.5 | 100
78659 | CTTNWD S | 115 | CSU | CSU | v | 78659 | Closed |  | Fixed | YES | Volt | 55.5 | 1.0491 | 0.9991 | 1.0046 | 0 | 55 | 55 | 0 | 55 | 100
78670 | KELKER E | 115 | CSU | CSU | v | 78670 | Closed |  | Fixed | YES | Volt | 22.95 | 1.0531 | 1.0031 | 1.0099 | 0 | 22.5 | 22.5 | 0 | 22.5 | 100
78671 | KELKER W | 115 | CSU | CSU | v | 78671 | Closed |  | Fixed | YES | Volt | 22.95 | 1.0531 | 1.0031 | 1.0099 | 0 | 22.5 | 22.5 | 0 | 22.5 | 100
79003 | BASALT | 115 | ZoneRW | ZoneRW | v | 79003 | Open |  | Discrete | YES | Volt | 0 | 1.0446 | 0.9946 | 1.0205 | 0 | 60 | 60 | 0 | 60 | 100
79004 | BASALT | 230 | ZoneRW | ZoneRW | v | 79004 | Closed |  | Discrete | YES | Volt | 0 | 1.05 | 1 | 1.0163 | 0 | 0 | 0 | -30 | 60 | 100
79011 | CAHONE | 115 | ZoneR4 | ZoneR4 | v | 79011 | Closed |  | Discrete | YES | Volt | 15.77 | 1.06 | 1.01 | 1.0253 | 0 | 15 | 22.5 | 0 | 22.5 | 66.7
79020 | CURECANT | 115 | ZoneR4 | ZoneR4 | v | 79020 | Closed |  | Discrete | YES | Volt | 0 | 1.0469 | 0.9969 | 1.0214 | 0 | 0 | 0 | -18 | 18 | 100
79042 | HOTCHKIS | 115 | ZoneR4 | ZoneR4 | v | 79042 | Closed |  | Discrete | YES | Volt | 7.7 | 1.05 | 1.01 | 1.0135 | 0 | 7.5 | 15 | 0 | 15 | 50
79048 | MONTROSE | 115 | ZoneR4 | ZoneR4 | v | 79048 | Closed |  | Discrete | YES | Volt | 20.45 | 1.05 | 1 | 1.0112 | 0 | 20 | 20 | 0 | 20 | 100
79057 | RIFLE_CU | 230 | ZoneRW | ZoneRW | v | 79057 | Closed |  | Discrete | YES | Volt | 0 | 1.0449 | 0.9949 | 1.0047 | 0 | 0 | 0 | -60 | 60 | 100
79063 | SHIPROCK | 230 | WAPA-RMRAZ | WAPA-RMRAZ | v | 79063 | Closed |  | Fixed | YES | Volt | 0 | 1.0127 | 1.0127 | 1.0082 | -0.0046 | 0 | 46.8 | 0 | 46.8 | 0
79069 | WOLCOTT | 230 | ZoneRW | ZoneRW | v | 79069 | Closed |  | Discrete | YES | Volt | -20.31 | 1.025 | 0.975 | 1.0078 | 0 | -20 | 0 | -40 | 40 | 50
79077 | BAYFIELD | 115 | Zone69 | Zone69 | v | 79077 | Closed |  | Discrete | YES | Volt | 31.84 | 1.05 | 1.02 | 1.0302 | 0 | 30 | 30 | 0 | 30 | 100
79081 | CRSTBUTT | 115 | Zone69 | Zone69 | v | 79081 | Closed |  | Discrete | YES | Volt | 0 | 1.05 | 1.01 | 1.0294 | 0 | 0 | 0 | -8 | 8 | 100
79086 | PAGOSA | 115 | Zone69 | Zone69 | v | 79086 | Closed |  | Discrete | YES | Volt | 8.05 | 1.05 | 1 | 1.0363 | 0 | 7.5 | 7.5 | 0 | 7.5 | 100
79110 | MAIN CO | 115 | Zone69 | Zone69 | v | 79110 | Closed |  | Discrete | YES | Volt | 0 | 1.05 | 1 | 1.0188 | 0 | 0 | 15 | 0 | 15 | 0
79189 | SUNSH SM | 115 | ZoneR4 | ZoneR4 | v | 79189 | Closed |  | Discrete | YES | Volt | 0 | 1.0543 | 1.0043 | 1.0264 | 0 | 0 | 0 | -16 | 16 | 100
80707 | SGB 230 | 230 | BC HYDRO | BC HYDRO | v | 80707 | Closed |  | Discrete | YES | Volt | 0 | 1.045 | 1.01 | 1.0417 | 0 | 0 | 105 | 0 | 105 | 0
160102 | CANOA_RANCH | 138 | TEP | TEP | b1 | 160102 | Closed |  | Bus Shunt | YES | Volt | 27.9 | 1.5 | 0.51 | 1.0279 | 0 | 26.4 | 26.4 | 0 | 26.4 | 100
160108 | DELCERRO | 138 | TEP | TEP | b1 | 160108 | Closed |  | Bus Shunt | YES | Volt | 27.73 | 1.5 | 0.51 | 1.0249 | 0 | 26.4 | 26.4 | 0 | 26.4 | 100
160108 | DELCERRO | 138 | TEP | TEP | b2 | 160108 | Open |  | Bus Shunt | YES | Volt | 0 | 1.5 | 0.51 | 1.0249 | 0 | 26.4 | 26.4 | 0 | 26.4 | 100
160109 | DMP_CENTRAL | 138 | TEP | TEP | b1 | 160109 | Closed |  | Bus Shunt | YES | Volt | 41.45 | 1.5 | 0.51 | 1.0231 | 0 | 39.6 | 39.6 | 0 | 39.6 | 100
160113 | EAST_LOOP_N | 138 | TEP | TEP | b1 | 160113 | Closed |  | Bus Shunt | YES | Volt | 41.56 | 1.5 | 0.51 | 1.0245 | 0 | 39.6 | 39.6 | 0 | 39.6 | 100
160113 | EAST_LOOP_N | 138 | TEP | TEP | b2 | 160113 | Closed |  | Bus Shunt | YES | Volt | 41.56 | 1.5 | 0.51 | 1.0245 | 0 | 39.6 | 39.6 | 0 | 39.6 | 100
160113 | EAST_LOOP_N | 138 | TEP | TEP | b3 | 160113 | Open |  | Bus Shunt | YES | Volt | 0 | 1.5 | 0.51 | 1.0245 | 0 | 39.6 | 39.6 | 0 | 39.6 | 100
160120 | IRVINGTON | 138 | TEP | TEP | b1 | 160120 | Closed |  | Bus Shunt | YES | Volt | 41.48 | 1.5 | 0.51 | 1.0234 | 0 | 39.6 | 39.6 | 0 | 39.6 | 100
160120 | IRVINGTON | 138 | TEP | TEP | b2 | 160120 | Open |  | Bus Shunt | YES | Volt | 0 | 1.5 | 0.51 | 1.0234 | 0 | 39.6 | 39.6 | 0 | 39.6 | 100
160123 | KINO | 138 | TEP | TEP | b1 | 160123 | Open |  | Bus Shunt | YES | Volt | 0 | 1.5 | 0.51 | 1.0229 | 0 | 26.4 | 26.4 | 0 | 26.4 | 100
160128 | MIDVALE | 138 | TEP | TEP | b1 | 160128 | Open |  | Bus Shunt | YES | Volt | 0 | 1.5 | 0.51 | 1.0252 | 0 | 26.4 | 26.4 | 0 | 26.4 | 100
160129 | NARANJA | 138 | TEP | TEP | p1 | 160129 | Open |  | Bus Shunt | YES | Volt | 0 | 1.5 | 0.51 | 0 | -0.51 | 26.4 | 26.4 | 0 | 26.4 | 100
160130 | NORTH_EAST_E | 138 | TEP | TEP | b1 | 160130 | Open |  | Bus Shunt | YES | Volt | 0 | 1.5 | 0.51 | 1.025 | 0 | 52.8 | 52.8 | 0 | 52.8 | 100
160130 | NORTH_EAST_E | 138 | TEP | TEP | b2 | 160130 | Closed |  | Bus Shunt | YES | Volt | 55.48 | 1.5 | 0.51 | 1.025 | 0 | 52.8 | 52.8 | 0 | 52.8 | 100
160130 | NORTH_EAST_E | 138 | TEP | TEP | b3 | 160130 | Closed |  | Bus Shunt | YES | Volt | 55.48 | 1.5 | 0.51 | 1.025 | 0 | 52.8 | 52.8 | 0 | 52.8 | 100
160130 | NORTH_EAST_E | 138 | TEP | TEP | b4 | 160130 | Open |  | Bus Shunt | YES | Volt | 0 | 1.5 | 0.51 | 1.025 | 0 | 52.8 | 52.8 | 0 | 52.8 | 100
160132 | NORTH_LOOP | 138 | TEP | TEP | b1 | 160132 | Closed |  | Bus Shunt | YES | Volt | 55.7 | 1.5 | 0.51 | 1.0271 | 0 | 52.8 | 52.8 | 0 | 52.8 | 100
160132 | NORTH_LOOP | 138 | TEP | TEP | b2 | 160132 | Closed |  | Bus Shunt | YES | Volt | 55.7 | 1.5 | 0.51 | 1.0271 | 0 | 52.8 | 52.8 | 0 | 52.8 | 100
160133 | ORANGE_GROVE | 138 | TEP | TEP | p1 | 160133 | Open |  | Bus Shunt | YES | Volt | 0 | 1.5 | 0.51 | 1.0249 | 0 | 26.4 | 26.4 | 0 | 26.4 | 100
160139 | RILLITO | 138 | TEP | TEP | b2 | 160139 | Closed |  | Bus Shunt | YES | Volt | 41.63 | 1.5 | 0.51 | 1.0253 | 0 | 39.6 | 39.6 | 0 | 39.6 | 100
160139 | RILLITO | 138 | TEP | TEP | b1 | 160139 | Open |  | Bus Shunt | YES | Volt | 0 | 1.5 | 0.51 | 1.0253 | 0 | 52.8 | 52.8 | 0 | 52.8 | 100
160140 | ROBERTS | 138 | TEP | TEP | b1 | 160140 | Closed |  | Bus Shunt | YES | Volt | 27.71 | 1.5 | 0.51 | 1.0246 | 0 | 26.4 | 26.4 | 0 | 26.4 | 100
160146 | SOUTH | 138 | TEP | TEP | b1 | 160146 | Closed |  | Bus Shunt | YES | Volt | 42.21 | 1.5 | 0.51 | 1.0325 | 0 | 39.6 | 39.6 | 0 | 39.6 | 100
160146 | SOUTH | 138 | TEP | TEP | b2 | 160146 | Closed |  | Bus Shunt | YES | Volt | 56.29 | 1.5 | 0.51 | 1.0325 | 0 | 52.8 | 52.8 | 0 | 52.8 | 100
160150 | TORTOLITA | 138 | TEP | TEP | b1 | 160150 | Open |  | Bus Shunt | YES | Volt | 0 | 1.5 | 0.51 | 1.0288 | 0 | 39.6 | 39.6 | 0 | 39.6 | 100
160154 | VAIL | 138 | TEP | TEP | b1 | 160154 | Closed |  | Bus Shunt | YES | Volt | 38.23 | 1.5 | 0.51 | 1.0305 | 0 | 36 | 36 | 0 | 36 | 100
160154 | VAIL | 138 | TEP | TEP | b2 | 160154 | Open |  | Bus Shunt | YES | Volt | 0 | 1.5 | 0.51 | 1.0305 | 0 | 36 | 36 | 0 | 36 | 100
160154 | VAIL | 138 | TEP | TEP | b3 | 160154 | Open |  | Bus Shunt | YES | Volt | 0 | 1.5 | 0.51 | 1.0305 | 0 | 36 | 36 | 0 | 36 | 100
160154 | VAIL | 138 | TEP | TEP | b4 | 160154 | Open |  | Bus Shunt | YES | Volt | 0 | 1.5 | 0.51 | 1.0305 | 0 | 52.8 | 52.8 | 0 | 52.8 | 100
160154 | VAIL | 138 | TEP | TEP | b5 | 160154 | Open |  | Bus Shunt | YES | Volt | 0 | 1.5 | 0.51 | 1.0305 | 0 | 52.8 | 52.8 | 0 | 52.8 | 100
160156 | WEST_INA | 138 | TEP | TEP | b1 | 160156 | Closed |  | Bus Shunt | YES | Volt | 27.73 | 1.5 | 0.51 | 1.0249 | 0 | 26.4 | 26.4 | 0 | 26.4 | 100
160156 | WEST_INA | 138 | TEP | TEP | b2 | 160156 | Open |  | Bus Shunt | YES | Volt | 0 | 1.5 | 0.51 | 1.0249 | 0 | 26.4 | 26.4 | 0 | 26.4 | 100
160156 | WEST_INA | 138 | TEP | TEP | x3 | 160156 | Open |  | Bus Shunt | YES | Volt | 0 | 1.5 | 0.51 | 1.0249 | 0 | 26.4 | 26.4 | 0 | 26.4 | 100
160201 | DMP | 230 | TEP | TEP | p1 | 160201 | Open |  | Bus Shunt | YES | Volt | 0 | 1.5 | 0.51 | 0 | -0.51 | 50 | 50 | 0 | 50 | 100
160990 | NORTHEASTSVC | 138 | TEP | TEP | SV | 160990 | Closed |  | SVC | YES | Volt | -9.38 | 1.025 | 1.025 | 1.025 | 0 | -8.93 | 200 | -75 | 275 | 23.9
161101 | KANTOR | 138 | UES (Nogales) | UES (Nogales) | b1 | 161101 | Open |  | Bus Shunt | YES | Volt | 0 | 1.5 | 0.51 | 1.0254 | 0 | 20 | 20 | 0 | 20 | 100
161107 | RIO_RICO | 138 | UES (Nogales) | UES (Nogales) | b1 | 161107 | Open |  | Bus Shunt | YES | Volt | 0 | 1.5 | 0.51 | 1.0313 | 0 | 39.6 | 39.6 | 0 | 39.6 | 100
161107 | RIO_RICO | 138 | UES (Nogales) | UES (Nogales) | b2 | 161107 | Open |  | Bus Shunt | YES | Volt | 0 | 1.5 | 0.51 | 1.0313 | 0 | 26.4 | 26.4 | 0 | 26.4 | 100
161107 | RIO_RICO | 138 | UES (Nogales) | UES (Nogales) | b3 | 161107 | Closed |  | Bus Shunt | YES | Volt | 14.04 | 1.5 | 0.51 | 1.0313 | 0 | 13.2 | 13.2 | 0 | 13.2 | 100
164200 | COPPER_VERDE | 230 | FMI(TEP) | FMI(TEP) | b1 | 164200 | Closed |  | Bus Shunt | YES | Volt | 53.16 | 1.5 | 0.51 | 1.0311 | 0 | 50 | 50 | 0 | 50 | 100
164200 | COPPER_VERDE | 230 | FMI(TEP) | FMI(TEP) | b2 | 164200 | Closed |  | Bus Shunt | YES | Volt | 53.16 | 1.5 | 0.51 | 1.0311 | 0 | 50 | 50 | 0 | 50 | 100
164200 | COPPER_VERDE | 230 | FMI(TEP) | FMI(TEP) | b3 | 164200 | Closed |  | Bus Shunt | YES | Volt | 53.16 | 1.5 | 0.51 | 1.0311 | 0 | 50 | 50 | 0 | 50 | 100
164200 | COPPER_VERDE | 230 | FMI(TEP) | FMI(TEP) | b4 | 164200 | Open |  | Bus Shunt | YES | Volt | 0 | 1.5 | 0.51 | 1.0311 | 0 | 50 | 50 | 0 | 50 | 100
189011 | VALLEYTP | 138 | VEA-Main | VEA-Main | v | 189011 | Closed |  | Discrete | YES | Volt | 0 | 1.021 | 0.979 | 1.0183 | 0 | 0 | 8.4 | 0 | 8.4 | 0
405478 | WHITCOMB+ | 115 | Lower Columbia Basin | Lower Columbia Basin | C1 | 405478 | Open |  | Discrete | YES | Volt | 0 | 1.013 | 0.987 | 0.9741 | -0.0129 | 21.6 | 21.6 | 0 | 21.6 | 100
406874 | MALIN R4 | 500 | Southern Oregon | Southern Oregon | R4 | 406874 | Closed |  | Fixed | YES | Volt | -127.46 | 1.08 | 1.08 | 1.0817 | 0.0017 | -109 | 0 | -109 | 109 | 0
464012 | BOTHELL115_B | 115 | Seattle City Light | Seattle City Light | s1 | 464012 | Closed |  | Fixed | YES | Volt | 41.02 | 1.028 | 1.028 | 1.0256 | -0.0024 | 39 | 39 | 0 | 78 | 100
464013 | BOTHELL115_C | 115 | Seattle City Light | Seattle City Light | s2 | 464013 | Closed |  | Fixed | YES | Volt | 41.02 | 1.028 | 1.028 | 1.0256 | -0.0024 | 39 | 39 | 0 | 78 | 100
621001 | MILL CREEK | 230 | BUTTE_MT | BUTTE_MT | v | 621001 | Closed |  | Discrete | YES | Volt | 38.49 | 1.0435 | 1.0174 | 1.0155 | -0.0019 | 37.33 | 37.33 | 0 | 37.33 | 100
621054 | PETERSON NWE | 230 | BUTTE_MT | BUTTE_MT | v | 621054 | Closed |  | Discrete | YES | Volt | 0 | 1.055 | 0.945 | 1 | 0 | 0 | 0 | -35 | 35 | 100
621201 | PHSHFT MLCRK | 230 | BUTTE_MT | BUTTE_MT | v | 621001 | Closed |  | Discrete | YES | Volt | 39.37 | 1.0435 | 1.0174 | 1.0155 | -0.0019 | 37.71 | 37.71 | 0 | 37.71 | 100
622001 | GTF 230SWYD | 230 | GTFALLS_MT | GTFALLS_MT | 2 | 622001 | Open |  | Bus Shunt | YES | Volt | 0 | 1.5 | 0.51 | 1.0317 | 0 | -50 | 0 | -50 | 50 | 0
622702 | MARIAS | 230 | GTFALLS_MT | GTFALLS_MT | v | 622702 | Closed |  | Discrete | YES | Volt | 0 | 1.05 | 1.01 | 1.0551 | 0.0051 | 0 | 160 | 0 | 160 | 0
623400 | NEXT_POI | 345 | COLSTRIP_MT | COLSTRIP_MT | v | 623400 | Closed |  | Discrete | YES | Volt | 0 | 1.02 | 0.98 | 1.0009 | 0 | 0 | 390 | -80 | 470 | 17
625054 | PETERSON IPC | 230 | BUTTE_MT | BUTTE_MT | v | 625054 | Closed |  | Discrete | YES | Volt | 0 | 1.06 | 0.95 | 1 | 0 | 0 | 31.75 | 0 | 31.75 | 0
626102 | WILSALL | 230 | BOZEMAN_MT | BOZEMAN_MT | v | 626102 | Closed |  | Discrete | YES | Volt | 0 | 1.04 | 0.99 | 1.0002 | 0 | 0 | 42.51 | -50 | 92.51 | 54
629001 | OVANDO | 230 | MISSOULA_MT | MISSOULA_MT | v | 629001 | Closed |  | Discrete | YES | Volt | -37.21 | 1.0717 | 1.0217 | 1.031 | 0 | -35 | 0 | -35 | 35 | 0
630010 | MILESCITY W | 230 | MTSE_WAUW | MTSE_WAUW | v | 630010 | Closed |  | Continuous | YES | Volt | 5.76 | 1.03 | 1.03 | 1.03 | 0 | 5.43 | 38 | -60 | 98 | 66.8
630010 | MILESCITY W | 230 | MTSE_WAUW | MTSE_WAUW | 1 | 630010 | Closed |  | Bus Shunt | YES | Volt | 79.57 | 1.5 | 0.51 | 1.03 | 0 | 75 | 75 | 0 | 75 | 100
640057 | BELL167 | 120 | SPP-Carlin Trend | SPP-Carlin Trend | c1 | 640057 | Closed |  | Discrete | YES | Volt | 0 | 1.005 | 0.95 | 0.9941 | 0 | 0 | 12 | 0 | 12 | 0
640057 | BELL167 | 120 | SPP-Carlin Trend | SPP-Carlin Trend | c2 | 640057 | Closed |  | Discrete | YES | Volt | 0 | 1.005 | 0.95 | 0.9941 | 0 | 0 | 36 | 0 | 36 | 0
640058 | BLDR BSN N | 120 | SPP-Carlin Trend | SPP-Carlin Trend | c | 640058 | Closed |  | Bus Shunt | YES | Volt | 15.78 | 1.5 | 0.51 | 0.993 | 0 | 16 | 16 | 0 | 16 | 100
640067 | SOLDIER | 120 | Zone27 | Zone27 | b1 | 640067 | Closed |  | Bus Shunt | YES | Volt | 14.23 | 1.5 | 0.51 | 0.9739 | 0 | 15 | 15 | 0 | 15 | 100
640067 | SOLDIER | 120 | Zone27 | Zone27 | b2 | 640067 | Closed |  | Bus Shunt | YES | Volt | 14.23 | 1.5 | 0.51 | 0.9739 | 0 | 15 | 15 | 0 | 15 | 100
641950 | REDWOOD | 120 | SPP-TM Load | SPP-TM Load | 1 | 641950 | Closed |  | Bus Shunt | YES | Volt | 9.99 | 1.5 | 0.51 | 0.9993 | 0 | 10 | 10 | 0 | 10 | 100
641950 | REDWOOD | 120 | SPP-TM Load | SPP-TM Load | 2 | 641950 | Closed |  | Bus Shunt | YES | Volt | 4.99 | 1.5 | 0.51 | 0.9993 | 0 | 5 | 5 | 0 | 5 | 100

## Bus
Number | Name | Area Name | Nom kV | Area Num | Zone Name | Zone Num
15130 | CARREL | SRP | 115 | 15 | SRP EMA 115kV | 1506
46601 | BLAIR | NORTHWEST | 115 | 40 | Tacoma Power - General | 466
73006 | ANTON | WAPA R.M. | 115 | 73 | ZoneEC | 752
10370 | WESTMS_1 | NEW MEXICO | 115 | 10 | PNM: Albuquerque | 101
10341 | TL-1 | NEW MEXICO | 115 | 10 | PNM: Albuquerque | 101
73378 | FMN | WAPA R.M. | 115 | 73 | ZoneEC | 752
73002 | AIRPORT | WAPA R.M. | 115 | 73 | ZoneFH | 754
24160 | VALLEYSC | SOCALIF | 115 | 24 | SCE Valley 115kV | 947
46451 | UNION T | NORTHWEST | 115 | 40 | Seattle City Light | 464
71017 | PEAKVIEWHI | PSCOLORADO | 115 | 70 | ZoneWP | 712
72753 | RCKCREEK | WAPA R.M. | 115 | 73 | Zone69 | 791
24773 | TIEFORT | SOCALIF | 115 | 24 | SCE Kramer/Inyokern/Coolwater | 953
15123 | REFINERY | SRP | 115 | 15 | SRP EMA 115kV | 1506
73377 | EXCEL | WAPA R.M. | 115 | 73 | ZoneEC | 752
34162 | ORO LOMA | PG AND E | 115 | 30 | Conf Load (Yosemite) | 313
46632 | CANYONTA | NORTHWEST | 115 | 40 | Tacoma Power - General | 466
46898 | ANDYORKW | NORTHWEST | 115 | 40 | Central Washington | 403
24165 | VALLEYSP | SOCALIF | 115 | 24 | SCE Valley 115kV | 947
73031 | BRUSHTAP | WAPA R.M. | 115 | 73 | ZoneEC | 752
34144 | MERCED | PG AND E | 115 | 30 | Conf Load (Yosemite) | 313
40389 | ELLISFRD# | NORTHWEST | 115 | 40 | Central Washington | 403
70971 | mid pt | PSCOLORADO | 115 | 70 | ZoneSL | 710
43755 | CEDARHL# | NORTHWEST | 115 | 40 | Portland General - BES NODE | 452
10192 | MANZANO | NEW MEXICO | 115 | 10 | PNM: Belen | 102
43763 | HEMLOCK# | NORTHWEST | 115 | 40 | Portland General - BES NODE | 452
300101 | KERNRDGE_L11 | PG AND E | 115 | 30 | Conf Load (Kern) | 315
46946 | FRDRKSN | NORTHWEST | 115 | 40 | Tacoma Power - General | 466
34771 | REGULUS | PG AND E | 115 | 30 | Conf Load (Kern) | 315
73309 | HENDERSON | WAPA R.M. | 115 | 73 | ZoneEC | 752
11206 | AIRPOR | EL PASO | 115 | 11 | EPE - Native Load | 110
72909 | MONO_TP | WAPA R.M. | 115 | 73 | ZoneEW | 753
72922 | IRONCRK | WAPA R.M. | 115 | 73 | ZoneBH | 750
46635 | TAYLORTA | NORTHWEST | 115 | 40 | Tacoma Power - General | 466
70546 | BRICKCTR | PSCOLORADO | 115 | 70 | ZoneRD | 700
42422 | MERCRWDT | NORTHWEST | 115 | 40 | N.KING | 426
46897 | RI TIE | NORTHWEST | 115 | 40 | Central Washington | 403
34761 | RNFROTP1 | PG AND E | 115 | 30 | Conf Load (Kern) | 315
34417 | KINGS J2 | PG AND E | 115 | 30 | Conf Load (Fresno) | 314
73007 | ARAPASUB | WAPA R.M. | 115 | 73 | ZoneEC | 752
73030 | BRIGHTNW | WAPA R.M. | 115 | 73 | ZoneFH | 754
45867 | VILLAGE | NORTHWEST | 115 | 40 | Snohomish PUD | 468
70096 | CF&ISE1 | PSCOLORADO | 115 | 70 | ZoneRS | 704
32022 | PUTHCRK1 | PG AND E | 115 | 30 | Conf Load (Sacramento) | 304
65730 | GREATDIV | PACE | 115 | 65 | WY CENTRAL | 651
40493 | H2F# | NORTHWEST | 115 | 40 | Lower Columbia Basin | 404
43693 | DURHAM | NORTHWEST | 115 | 40 | Portland General - BES NODE | 452
46443 | SHORELIN | NORTHWEST | 115 | 40 | Seattle City Light | 464
34763 | RNFROTP2 | PG AND E | 115 | 30 | Conf Load (Kern) | 315
40299 | COURT+ | NORTHWEST | 115 | 40 | Lower Columbia Basin | 404
38412 | ROGERS-T | PG AND E | 115 | 30 | Conf Load (TID) | 324
72726 | DOLORES_HV | WAPA R.M. | 115 | 73 | ZoneR4 | 790
48405 | SPKINDPK | NORTHWEST | 115 | 40 | AVA: Spokane | 447
11245 | SOLAR_HV | EL PASO | 115 | 11 | EPE - Native Load | 110
10187 | M_PLAZA | NEW MEXICO | 115 | 10 | PNM: Albuquerque | 101
73100 | KORTESTP | WAPA R.M. | 115 | 73 | ZoneEW | 753
73117 | LOST CK | WAPA R.M. | 115 | 73 | ZoneEC | 752
34808 | ROSEDAL | PG AND E | 115 | 30 | Conf Load (Kern) | 315
34773 | BP21ZFFD | PG AND E | 115 | 30 | Conf Load (Kern) | 315
73298 | BELLVUTP | WAPA R.M. | 115 | 73 | ZoneFH | 754
46073 | QUINCY | NORTHWEST | 115 | 40 | Grant County, WA | 482
999897 | CRZSNB11 | PG AND E | 115 | 30 | Conf Load (Central Coast) | 319
46490 | DENNYWY1 | NORTHWEST | 115 | 40 | Seattle City Light | 464
72780 | GOODMNPT | WAPA R.M. | 115 | 73 | ZoneR4 | 790
43777 | RALGHHL# | NORTHWEST | 115 | 40 | Portland General - BES NODE | 452
34424 | GRDNGLS1WB | PG AND E | 115 | 30 | Conf Load (Fresno) | 314
631071 | TIBER | WAPA U.W. | 115 | 63 | NOGF_WAUW | 631
13314 | WHITEROK | NEW MEXICO | 115 | 10 | Los Alamos County | 133
34420 | CORCORAN | PG AND E | 115 | 30 | Conf Load (Fresno) | 314
42418 | MEDINA | NORTHWEST | 115 | 40 | N.KING | 426
40631 | LANGLOIS# | NORTHWEST | 115 | 40 | Western Oregon | 402
31214 | GEYSERS34 | PG AND E | 115 | 30 | Conf Load (N. Coast) | 302
40617 | LACLEDE+ | NORTHWEST | 115 | 40 | Spokane Area, N Idaho, W Montana | 406
32576 | SKGGS J1 | PG AND E | 115 | 30 | Conf Load (North Bay) | 306
34758 | LAMONT | PG AND E | 115 | 30 | Conf Load (Kern) | 315
34760 | RIO BRVO | PG AND E | 115 | 30 | Conf Load (Kern) | 315
70611 | REUNION | PSCOLORADO | 115 | 70 | ZoneRD | 700
45859 | SWAMP CREEK | NORTHWEST | 115 | 40 | Snohomish PUD | 468
32588 | HGHWY J1 | PG AND E | 115 | 30 | Conf Load (North Bay) | 306
73008 | ARCHER | WAPA R.M. | 115 | 73 | ZoneEW | 753
40447 | FROMAN+ | NORTHWEST | 115 | 40 | Western Oregon | 402
73010 | ARICKARE | WAPA R.M. | 115 | 73 | ZoneEC | 752
73025 | BONNY CK | WAPA R.M. | 115 | 73 | ZoneEC | 752
31239 | MONROE2 | PG AND E | 115 | 30 | Conf Load (N. Coast) | 302
45732 | N STANWOOD T | NORTHWEST | 115 | 40 | Snohomish PUD | 468
70159 | DOT_TAP | PSCOLORADO | 115 | 70 | ZoneWP | 712
70098 | CF&ISE2 | PSCOLORADO | 115 | 70 | ZoneRS | 704
70023 | ALLISON | PSCOLORADO | 115 | 70 | ZoneRD | 700
402478 | COLFALL_TX-W | NORTHWEST | 115 | 40 | Western Montana | 486
40397 | FAIRCHLD | NORTHWEST | 115 | 40 | AVA: Spokane | 447
45910 | QUILCEDA T2 | NORTHWEST | 115 | 40 | Snohomish PUD | 468
96177 | mid_96177 | WAPA R.M. | 115 | 73 | ZoneEC | 752
40491 | GUM_ST# | NORTHWEST | 115 | 40 | Lower Columbia Basin | 404
43691 | CURTISPG | NORTHWEST | 115 | 40 | Portland General - BES S/S | 451
43686 | BLUELAKE2 | NORTHWEST | 115 | 40 | Portland General - BES S/S | 451
38411 | WASHINGTON | PG AND E | 115 | 30 | Conf Load (TID) | 324
46022 | COLRIDGE | NORTHWEST | 115 | 40 | Grant County, WA | 482
11253 | GR | EL PASO | 115 | 11 | EPE - Native Load | 110
10382 | YAHTAHEY | NEW MEXICO | 115 | 10 | PNM: Northwestern | 107
66710 | WILSON | PACE | 115 | 65 | ID BPA | 665
39172 | PUMPJACK_TP | PG AND E | 115 | 30 | Conf Load (Kern) | 315
40247 | COLMBIA_FALS | NORTHWEST | 115 | 40 | Western Montana | 486
46749 | MADIGAN | NORTHWEST | 115 | 40 | Tacoma Power - General | 466
48403 | SPIRITLT | NORTHWEST | 115 | 40 | AVA: Coeur D'Alene | 441
34161 | DFSTP | PG AND E | 115 | 30 | Conf Load (Yosemite) | 313
31990 | DAVIS | PG AND E | 115 | 30 | Conf Load (Sacramento) | 304
48409 | SPKWASTE | NORTHWEST | 115 | 40 | AVA: Spokane | 447
73042 | CASPERLM | WAPA R.M. | 115 | 73 | ZoneEW | 753
73058 | FLATIRON | WAPA R.M. | 115 | 73 | ZoneFH | 754
15129 | SUPERIOR | SRP | 115 | 15 | SRP EMA 115kV | 1506
73077 | HAPPYJCK | WAPA R.M. | 115 | 73 | ZoneEW | 753
73062 | FREMONT | WAPA R.M. | 115 | 73 | ZoneEW | 753
73099 | KORTES | WAPA R.M. | 115 | 73 | ZoneEW | 753
73112 | LINGLE | WAPA R.M. | 115 | 73 | ZoneEW | 753
47230 | SILVERADO# | NORTHWEST | 115 | 40 | Seattle Area, Olympic Peninsula | 400
47129 | BRIDGBAR# | NORTHWEST | 115 | 40 | Central Washington | 403
12005 | ALGODONE | NEW MEXICO | 115 | 10 | PNM: Sandoval | 103
629025 | PLAINS | MONTANA | 115 | 62 | MISSOULA_MT | 629
73145 | NUNN | WAPA R.M. | 115 | 73 | ZoneFH | 754
11289 | ROBERTS | EL PASO | 115 | 11 | EPE - Native Load | 110
73297 | BELLEVUE | WAPA R.M. | 115 | 73 | ZoneFH | 754
73366 | WAGNHNDS | WAPA R.M. | 115 | 73 | ZoneEW | 753
40587 | JOSO+ | NORTHWEST | 115 | 40 | Lower Columbia Basin | 404
46670 | ALDER | NORTHWEST | 115 | 40 | Tacoma Power - General | 466
46926 | LODHLM-T | NORTHWEST | 115 | 40 | Tacoma Power - General | 466
46673 | TAYLORTP | NORTHWEST | 115 | 40 | Tacoma Power - General | 466
10179 | LOSANGEL | NEW MEXICO | 115 | 10 | PNM: Albuquerque | 101
46631 | NORTHEAST_A | NORTHWEST | 115 | 40 | Tacoma Power - General | 466
71506 | FRANKTOWN_CR | PSCOLORADO | 115 | 70 | ZoneRS | 704
46047 | DOVER | NORTHWEST | 115 | 40 | Grant County, WA | 482
72801 | PEACHVLY | WAPA R.M. | 115 | 73 | Zone69 | 791
42400 | GOODESCN | NORTHWEST | 115 | 40 | N.KING | 426
12159 | CIMARRON | NEW MEXICO | 115 | 10 | TSGT: North NM | 121
46886 | WESTERN | NORTHWEST | 115 | 40 | Central Washington | 403
70542 | SNOWMASS | PSCOLORADO | 115 | 70 | ZoneRW | 708
31206 | HPLND JT | PG AND E | 115 | 30 | Conf Load (N. Coast) | 302
42397 | FACTORIA | NORTHWEST | 115 | 40 | N.KING | 426
42406 | INGLEWOD | NORTHWEST | 115 | 40 | N.KING | 426
34489 | SANGERCGN | PG AND E | 115 | 30 | Conf Load (Fresno) | 314
40647 | LEVEY+ | NORTHWEST | 115 | 40 | Lower Columbia Basin | 404
10251 | LA LUZ | NEW MEXICO | 115 | 10 | PNM: Belen | 102
46711 | FLETT | NORTHWEST | 115 | 40 | Tacoma Power - General | 466
13320 | STA | NEW MEXICO | 115 | 10 | Los Alamos County | 133
46662 | CUSMN2T2 | NORTHWEST | 115 | 40 | Tacoma Power - General | 466
33207 | BAYSHOR2 | PG AND E | 115 | 30 | Conf Load (S.F.) | 309
31212 | AIDLINGYSR | PG AND E | 115 | 30 | Conf Load (N. Coast) | 302
410731 | TIL_TRA_CIO2 | NORTHWEST | 115 | 40 | Portland Area | 401
13008 | HURLEY_# | NEW MEXICO | 115 | 10 | PNM: Southwest | 132
46612 | BRKDALTP | NORTHWEST | 115 | 40 | Tacoma Power - General | 466
46607 | COWLITZ | NORTHWEST | 115 | 40 | Tacoma Power - General | 466
46894 | RI NORTH | NORTHWEST | 115 | 40 | Central Washington | 403
34706 | WESTPARK | PG AND E | 115 | 30 | Conf Load (Kern) | 315
40527 | HEBO+ | NORTHWEST | 115 | 40 | Portland Area | 401
34402 | CAL AVE | PG AND E | 115 | 30 | Conf Load (Fresno) | 314
10710 | CIBOLA | NEW MEXICO | 115 | 10 | PNM: Albuquerque | 101
65425 | DAVEJOHN | PACE | 115 | 65 | WY EAST | 679
34136 | WILSON B | PG AND E | 115 | 30 | Conf Load (Yosemite) | 313
40479 | GOOSE_LK+ | NORTHWEST | 115 | 40 | Central Washington | 403
46730 | LACAMAS1 | NORTHWEST | 115 | 40 | Tacoma Power - General | 466
71010 | BUSCHRNCH_HI | PSCOLORADO | 115 | 70 | ZoneWP | 712
70531 | AIR_LIQ | PSCOLORADO | 115 | 70 | ZoneRD | 700
43481 | ROSEWAY | NORTHWEST | 115 | 40 | Portland General - BES NODE | 452
13007 | HIDALGO | NEW MEXICO | 115 | 10 | PNM: Southwest | 132
40440 | FRANKL E | NORTHWEST | 115 | 40 | Lower Columbia Basin | 404
40419 | FIRST+ | NORTHWEST | 115 | 40 | Lower Columbia Basin | 404
73024 | BLKHLWTP | WAPA R.M. | 115 | 73 | ZoneFH | 754
40427 | FOR GROV | NORTHWEST | 115 | 40 | Portland Area | 401
10299 | SANPEDRO | NEW MEXICO | 115 | 10 | PNM: Albuquerque | 101
40407 | FAIRVIEW | NORTHWEST | 115 | 40 | Western Oregon | 402
43223 | GRNDROND | NORTHWEST | 115 | 40 | Portland General - BES S/S | 451
70202 | GODFRETP | PSCOLORADO | 115 | 70 | ZoneRN | 706
70174 | FEDERHT23 | PSCOLORADO | 115 | 70 | ZoneRD | 700
70162 | EAST | PSCOLORADO | 115 | 70 | ZoneRD | 700
70124 | CONIFER | PSCOLORADO | 115 | 70 | ZoneFR | 705
70099 | THORNTON | PSCOLORADO | 115 | 70 | ZoneRD | 700
70071 | CABINCRK | PSCOLORADO | 115 | 70 | ZoneFR | 705
70025 | ALMSA_TM | PSCOLORADO | 115 | 70 | ZoneSL | 710
70006 | BRUSH1_3 | PSCOLORADO | 115 | 70 | ZoneRN | 706
15113 | KNOLL | SRP | 115 | 15 | SRP EMA 115kV | 1506
67925 | REFNRYPP | PACE | 115 | 65 | WY EAST | 679
45871 | GRANFAL T2 | NORTHWEST | 115 | 40 | Snohomish PUD | 468
40396 | EUREKA | NORTHWEST | 115 | 40 | Western Montana | 486
40391 | ELMO+ | NORTHWEST | 115 | 40 | Western Montana | 486
46002 | ADAMS RD | NORTHWEST | 115 | 40 | Grant County, WA | 482
70604 | PARKWAY | PSCOLORADO | 115 | 70 | ZoneRB | 703
79189 | SUNSH SM | WAPA R.M. | 115 | 73 | ZoneR4 | 790
70926 | HARTSEL_CR | PSCOLORADO | 115 | 70 | ZoneRM | 709
79122 | TOWAOC | WAPA R.M. | 115 | 73 | ZoneR4 | 790
40277 | COSMOPLS | NORTHWEST | 115 | 40 | Seattle Area, Olympic Peninsula | 400
42508 | BERRYDAL | NORTHWEST | 115 | 40 | S.KING | 428
70642 | GREENHSE | PSCOLORADO | 115 | 70 | ZoneRN | 706
40158 | WORDEN# | NORTHWEST | 115 | 40 | Lower Columbia Basin | 404
66472 | PAL_SNR_CIO | PACE | 115 | 65 | ID BPA | 665
72137 | TELLURID | WAPA R.M. | 115 | 73 | ZoneR4 | 790
34765 | SM1T013141 | PG AND E | 115 | 30 | Conf Load (Kern) | 315
10372 | WAYNE 2 | NEW MEXICO | 115 | 10 | PNM: Albuquerque | 101
46033 | GB55 | NORTHWEST | 115 | 40 | Grant County, WA | 482
46034 | GRAHAMRD | NORTHWEST | 115 | 40 | Grant County, WA | 482
46037 | JERICHO | NORTHWEST | 115 | 40 | Grant County, WA | 482
12148 | BISON | NEW MEXICO | 115 | 10 | TSGT: North NM | 121
40038 | ALDERWD_T2# | NORTHWEST | 115 | 40 | Western Oregon | 402
623156 | CASTLEROCK T | MONTANA | 115 | 62 | BILLINGS_MT | 623
40191 | CATHLAMET+ | NORTHWEST | 115 | 40 | Portland Area | 401
42569 | BLK.DIAM | NORTHWEST | 115 | 40 | S.KING | 428
31518 | WYANDJT1 | PG AND E | 115 | 30 | Conf Load (N. Valley) | 303
38446 | OAK-TAP1 | PG AND E | 115 | 30 | City and County of San Francisco | 357
38420 | TUOLUMN | PG AND E | 115 | 30 | Conf Load (TID) | 324
38222 | STNDFDM2 | PG AND E | 115 | 30 | Conf Load (MID) | 323
37647 | NIMBUS | PG AND E | 115 | 30 | Conf Load (Western) | 325
34393 | EXCELSIORSS | PG AND E | 115 | 30 | Conf Load (Fresno) | 314
43752 | BEAVTN # | NORTHWEST | 115 | 40 | Portland General - BES NODE | 452
625026 | SO CUTBK GEC | MONTANA | 115 | 62 | NOGF_MT | 625
625021 | SHELBY WAPA | MONTANA | 115 | 62 | NOGF_MT | 625
37060 | STA. D | PG AND E | 115 | 30 | Conf Load (SMUD) | 322
48411 | SPRAGUE | NORTHWEST | 115 | 40 | AVA: Big Bend | 445
48170 | JULIA ST | NORTHWEST | 115 | 40 | AVA: Coeur D'Alene | 441
73039 | CARTERLK TAP | WAPA R.M. | 115 | 73 | ZoneFH | 754
73046 | DALTON | WAPA R.M. | 115 | 73 | ZoneWN | 756
34769 | BPFFD | PG AND E | 115 | 30 | Conf Load (Kern) | 315
35925 | CSTRVLJ1 | PG AND E | 115 | 30 | Conf Load (Central Coast) | 319
73059 | FLEMING | WAPA R.M. | 115 | 73 | ZoneEC | 752
73069 | GLENDO | WAPA R.M. | 115 | 73 | ZoneEW | 753
34766 | SHAFTER | PG AND E | 115 | 30 | Conf Load (Kern) | 315
24769 | EDWARDS | SOCALIF | 115 | 24 | SCE Kramer/Inyokern/Coolwater | 953
73089 | HRSTHTAP | WAPA R.M. | 115 | 73 | ZoneFH | 754
10196 | MARQUEZ | NEW MEXICO | 115 | 10 | PNM: Northwestern | 107
73097 | KIOWA CK | WAPA R.M. | 115 | 73 | ZoneEC | 752
47228 | STKFRD | NORTHWEST | 115 | 40 | Clark County, WA | 456
73110 | LIBERTY | WAPA R.M. | 115 | 73 | ZoneEC | 752
35604 | ZANKER | PG AND E | 115 | 30 | Conf Load (San Jose) | 318
47231 | SUNNYSIDE | NORTHWEST | 115 | 40 | Lower Columbia Basin | 404
47181 | LM JNS | NORTHWEST | 115 | 40 | Clark County, WA | 456
47130 | BURNT | NORTHWEST | 115 | 40 | Clark County, WA | 456
47085 | SO NILE | NORTHWEST | 115 | 40 | Central Washington | 403
47051 | HANNA | NORTHWEST | 115 | 40 | Central Washington | 403
24790 | COSO | SOCALIF | 115 | 24 | SCE Kramer/Inyokern/Coolwater | 953
70290 | MONFORT | PSCOLORADO | 115 | 70 | ZoneRN | 706
629027 | THOMPFL PM T | MONTANA | 115 | 62 | MISSOULA_MT | 629
46948 | LACAMS-T | NORTHWEST | 115 | 40 | Tacoma Power - General | 466
73170 | RIVERTON | WAPA R.M. | 115 | 73 | ZoneBH | 750
46055 | PEC | NORTHWEST | 115 | 40 | Grant County, WA | 482
73213 | WIGGINS TAP | WAPA R.M. | 115 | 73 | ZoneEC | 752
46071 | QUIN CH | NORTHWEST | 115 | 40 | Grant County, WA | 482
73354 | JACKLOPE | WAPA R.M. | 115 | 73 | ZoneEW | 753
40582 | SMITHSON# | NORTHWEST | 115 | 40 | Central Washington | 403
46075 | GB-56 | NORTHWEST | 115 | 40 | Grant County, WA | 482
15111 | KEARNY | SRP | 115 | 15 | SRP EMA 115kV | 1506
43463 | RIVRGT B | NORTHWEST | 115 | 40 | Portland General - BES S/S | 451
70394 | SMELTER | PSCOLORADO | 115 | 70 | ZoneWP | 712
70426 | TARRYALL | PSCOLORADO | 115 | 70 | ZoneRS | 704
34711 | ALPAUGHSTH | PG AND E | 115 | 30 | Conf Load (Fresno) | 314
24649 | COLOSEM2 | SOCALIF | 115 | 24 | SCE Ivanpah | 957
70503 | PIONEER_CR | PSCOLORADO | 115 | 70 | ZoneRD | 700
46674 | ALEXANDR | NORTHWEST | 115 | 40 | Tacoma Power - General | 466
46675 | ARTNDL-1 | NORTHWEST | 115 | 40 | Tacoma Power - General | 466
40732 | METALINE# | NORTHWEST | 115 | 40 | AVA: Pend Oreille PUD | 448
46641 | SCHNTZTP | NORTHWEST | 115 | 40 | Tacoma Power - General | 466
40819 | PLYMOUTH# | NORTHWEST | 115 | 40 | Lower Columbia Basin | 404
72781 | DOECANYN | WAPA R.M. | 115 | 73 | ZoneR4 | 790
34120 | SHARON | PG AND E | 115 | 30 | Conf Load (Yosemite) | 313
15135 | MIAMI 4 | SRP | 115 | 15 | SRP EMA 115kV | 1506
40759 | MT_VERNON# | NORTHWEST | 115 | 40 | Western Oregon | 402
46701 | EAST_F | NORTHWEST | 115 | 40 | Tacoma Power - General | 466
13500 | ELBUT_US | NEW MEXICO | 115 | 10 | USBR NM | 135
42394 | EASTGATE | NORTHWEST | 115 | 40 | N.KING | 426
470910 | USK_TIE | NORTHWEST | 115 | 40 | AVA: Pend Oreille PUD | 448
405478 | WHITCOMB+ | NORTHWEST | 115 | 40 | Lower Columbia Basin | 404
34423 | GAURD J1 | PG AND E | 115 | 30 | Conf Load (Fresno) | 314
11310 | EMRLDTAP | EL PASO | 115 | 11 | EPE - Native Load | 110
631070 | TIBER TAP | WAPA U.W. | 115 | 63 | NOGF_WAUW | 631
34442 | KANSAS | PG AND E | 115 | 30 | Conf Load (Fresno) | 314
300100 | KERNRDGE_G32 | PG AND E | 115 | 30 | Conf Load (Kern) | 315
45805 | TULALIP | NORTHWEST | 115 | 40 | Snohomish PUD | 468
79254 | COALBANK | WAPA R.M. | 115 | 73 | ZoneR4 | 790
46707 | FARWEST | NORTHWEST | 115 | 40 | Tacoma Power - General | 466
46709 | FIFE | NORTHWEST | 115 | 40 | Tacoma Power - General | 466
40675 | BAKERSCRN# | NORTHWEST | 115 | 40 | Cowlitz County, WA | 457
79081 | CRSTBUTT | WAPA R.M. | 115 | 73 | Zone69 | 791
42403 | HOLLYWD | NORTHWEST | 115 | 40 | N.KING | 426
45143 | HLLYWOOD | NORTHWEST | 115 | 40 | PAC:PTLD | 489
40669 | LONGVIEW_S | NORTHWEST | 115 | 40 | Cowlitz County, WA | 457
42410 | KENMORE | NORTHWEST | 115 | 40 | N.KING | 426
40649 | LEXINGTN | NORTHWEST | 115 | 40 | Portland Area | 401
40641 | LEBANON | NORTHWEST | 115 | 40 | Western Oregon | 402
45824 | SCOTT 2L | NORTHWEST | 115 | 40 | Snohomish PUD | 468
409790 | SIF_LAC_CIO | NORTHWEST | 115 | 40 | Portland Area | 401
40632 | LANGLOIS | NORTHWEST | 115 | 40 | Western Oregon | 402
78099 | LOVE E | PSCOLORADO | 115 | 70 | PRPA | 780
41013 | SPRINGFIELD | NORTHWEST | 115 | 40 | Western Oregon | 402
45045 | CHILQUIN | NORTHWEST | 115 | 40 | PAC:KFAL | 484
24782 | CAL GEN | SOCALIF | 115 | 24 | SCE Kramer/Inyokern/Coolwater | 953
44903 | PARKDALE_21 | NORTHWEST | 115 | 40 | PAC:GRPS | 481
40623 | LAKE_SID+ | NORTHWEST | 115 | 40 | Western Oregon | 402
42415 | ARDMORE | NORTHWEST | 115 | 40 | N.KING | 426
73547 | GOSH COUNTY | WAPA R.M. | 115 | 73 | ZoneEW | 753
42421 | MERCERWD | NORTHWEST | 115 | 40 | N.KING | 426
42437 | OVLAKETP | NORTHWEST | 115 | 40 | N.KING | 426
70571 | KIOWA_CR | PSCOLORADO | 115 | 70 | ZoneRS | 704
46613 | CUSHMN1 | NORTHWEST | 115 | 40 | Tacoma Power - General | 466
46716 | GIGHBR# | NORTHWEST | 115 | 40 | Tacoma Power - Mutuals | 467
46608 | SW_CEDAR | NORTHWEST | 115 | 40 | Tacoma Power - General | 466
40547 | HORSE HV | NORTHWEST | 115 | 40 | Lower Columbia Basin | 404
45849 | SCOTT | NORTHWEST | 115 | 40 | Snohomish PUD | 468
34134 | WILSON A | PG AND E | 115 | 30 | Conf Load (Yosemite) | 313
40991 | SNIPES+ | NORTHWEST | 115 | 40 | Lower Columbia Basin | 404
65380 | CRYSTAL_SP | PACE | 115 | 65 | ID BPA | 665
13046 | TULAROSA | NEW MEXICO | 115 | 10 | PNM: Southeast | 130
46901 | POTLATTA | NORTHWEST | 115 | 40 | Tacoma Power - General | 466
32586 | HGHWY J2 | PG AND E | 115 | 30 | Conf Load (North Bay) | 306
10268 | RIOHONDO | NEW MEXICO | 115 | 10 | PNM: Sandoval | 103
45725 | N ALDERWOOD | NORTHWEST | 115 | 40 | Snohomish PUD | 468
40992 | SNOHOMISH_S3 | NORTHWEST | 115 | 40 | Seattle Area, Olympic Peninsula | 400
40517 | HATTON# | NORTHWEST | 115 | 40 | Lower Columbia Basin | 404
40514 | STARVRIDGE# | NORTHWEST | 115 | 40 | Southern Oregon | 405
46718 | GOVE | NORTHWEST | 115 | 40 | Tacoma Power - General | 466
414040 | HOR_ALK_CIO | NORTHWEST | 115 | 40 | Lower Columbia Basin | 404
40481 | GRANDVEW | NORTHWEST | 115 | 40 | Lower Columbia Basin | 404
40463 | GEISEL_M+ | NORTHWEST | 115 | 40 | Western Oregon | 402
42446 | SAHALEE | NORTHWEST | 115 | 40 | N.KING | 426
42447 | SBELLVUE | NORTHWEST | 115 | 40 | N.KING | 426
40401 | FAIRMONT | NORTHWEST | 115 | 40 | Seattle Area, Olympic Peninsula | 400
70538 | CHMBERS | PSCOLORADO | 115 | 70 | ZoneRD | 700
43545 | STHELENS | NORTHWEST | 115 | 40 | Portland General - BES S/S | 451
70514 | PLUMCRK | PSCOLORADO | 115 | 70 | ZoneRS | 704
10328 | SPEDRO_T | NEW MEXICO | 115 | 10 | PNM: Albuquerque | 101
70429 | TINYTOWN | PSCOLORADO | 115 | 70 | ZoneFR | 705
40448 | CHCKN_CK+ | NORTHWEST | 115 | 40 | Central Washington | 403
31230 | HOMEPROC | PG AND E | 115 | 30 | Conf Load (N. Coast) | 302
42118 | FIDALGO# | NORTHWEST | 115 | 40 | PSEOTHER | 439
40984 | SNOHOMISH_S1 | NORTHWEST | 115 | 40 | Seattle Area, Olympic Peninsula | 400
40442 | FRANKL W | NORTHWEST | 115 | 40 | Lower Columbia Basin | 404
31232 | HOMEGRND | PG AND E | 115 | 30 | Conf Load (N. Coast) | 302
34152 | GILLRAN | PG AND E | 115 | 30 | Conf Load (Yosemite) | 313
42455 | STERLNGP | NORTHWEST | 115 | 40 | N.KING | 426
70279 | MARTIN_1 | PSCOLORADO | 115 | 70 | ZoneRD | 700
43095 | CLACKMAS | NORTHWEST | 115 | 40 | Portland General - BES NODE | 452
45866 | EAGLE CREEK | NORTHWEST | 115 | 40 | Snohomish PUD | 468
70199 | GILMAN | PSCOLORADO | 115 | 70 | ZoneRM | 709
70236 | HYDEPARK | PSCOLORADO | 115 | 70 | ZoneWP | 712
43237 | HARSNPGE | NORTHWEST | 115 | 40 | Portland General - BES S/S | 451
70215 | HARRISPS | PSCOLORADO | 115 | 70 | ZoneRD | 700
45407 | MERLIN | NORTHWEST | 115 | 40 | PAC:GRPS | 481
43227 | HARBORTN | NORTHWEST | 115 | 40 | Portland General - BES S/S | 451
70197 | GEORGETN | PSCOLORADO | 115 | 70 | ZoneFR | 705
70175 | FEDERHT1 | PSCOLORADO | 115 | 70 | ZoneRD | 700
70168 | ENGLEWD3 | PSCOLORADO | 115 | 70 | ZoneRD | 700
43195 | FARGO | NORTHWEST | 115 | 40 | Portland General - BES NODE | 452
70153 | DERBY_1 | PSCOLORADO | 115 | 70 | ZoneRD | 700
70126 | CONOCO | PSCOLORADO | 115 | 70 | ZoneRD | 700
70115 | HPCYN | PSCOLORADO | 115 | 70 | ZoneRD | 700
43101 | CNTENL 1 | NORTHWEST | 115 | 40 | Portland General - BES NODE | 452
70079 | LAMSO | PSCOLORADO | 115 | 70 | ZoneWP | 712
43087 | CARVER | NORTHWEST | 115 | 40 | Portland General - BES S/S | 451
70052 | BLUERIVR | PSCOLORADO | 115 | 70 | ZoneRM | 709
70030 | APT_PARK | PSCOLORADO | 115 | 70 | ZoneWP | 712
43029 | BEAVRTON | NORTHWEST | 115 | 40 | Portland General - BES S/S | 451
70007 | FTN_LAKE | PSCOLORADO | 115 | 70 | ZoneWP | 712
70002 | BURNTMIL | PSCOLORADO | 115 | 70 | ZoneWP | 712
45521 | WARRNTON | NORTHWEST | 115 | 40 | PAC:CLTP | 411
42958 | PMADSNTP | NORTHWEST | 115 | 40 | KITSAP | 434
47042 | LONE_P | NORTHWEST | 115 | 40 | Central Washington | 403
67932 | ELKHORN | PACE | 115 | 65 | WY EAST | 679
40959 | SCOOTNEY | NORTHWEST | 115 | 40 | Lower Columbia Basin | 404
42942 | FRAGARIA | NORTHWEST | 115 | 40 | KITSAP | 434
34146 | MERCED M | PG AND E | 115 | 30 | Conf Load (Yosemite) | 313
13003 | MD | NEW MEXICO | 115 | 10 | PNM: Southwest | 132
45902 | CLEARVIEW | NORTHWEST | 115 | 40 | Snohomish PUD | 468
66839 | HOOP_SPRNG_N | PACE | 115 | 65 | ID BPA | 665
15131 | TRASK | SRP | 115 | 15 | SRP EMA 115kV | 1506
43574 | SWAN TP2 | NORTHWEST | 115 | 40 | Portland General - BES NODE | 452
42502 | TALBOT | NORTHWEST | 115 | 40 | S.KING | 428
40353 | DRAIN | NORTHWEST | 115 | 40 | Western Oregon | 402
43643 | WLBRSHOOFLY | NORTHWEST | 115 | 40 | Portland General - BES NODE | 452
46411 | CANAL | NORTHWEST | 115 | 40 | Seattle City Light | 464
462921 | GAT_MCK_CIO | NORTHWEST | 115 | 40 | Eugene, OR | 480
46437 | NORTH | NORTHWEST | 115 | 40 | Seattle City Light | 464
40509 | HARRISBURG+ | NORTHWEST | 115 | 40 | Western Oregon | 402
46743 | LINDETP | NORTHWEST | 115 | 40 | Tacoma Power - General | 466
10533 | MENDOZAT | NEW MEXICO | 115 | 10 | PNM: Other | 108
42575 | BOE2 S | NORTHWEST | 115 | 40 | S.KING | 428
31263 | LWRLAKEJ | PG AND E | 115 | 30 | Conf Load (N. Coast) | 302
46756 | OHOP-1 | NORTHWEST | 115 | 40 | Tacoma Power - General | 466
40215 | CHENEY | NORTHWEST | 115 | 40 | AVA: Spokane | 447
46762 | PLAZATP | NORTHWEST | 115 | 40 | Tacoma Power - General | 466
31458 | MALACHA2 | PG AND E | 115 | 30 | Conf Load (N. Valley) | 303
46767 | PURDY-2 | NORTHWEST | 115 | 40 | Tacoma Power - General | 466
40119 | BLUE_RIVER# | NORTHWEST | 115 | 40 | Eugene, OR | 480
71022 | PUEBRESVR | PSCOLORADO | 115 | 70 | ZoneWP | 712
72130 | OLIVETAP | WAPA R.M. | 115 | 73 | ZoneEC | 752
46019 | CEPHRATA | NORTHWEST | 115 | 40 | Grant County, WA | 482
97891 | mid_97891 | MONTANA | 115 | 62 | MISSOULA_MT | 629
34158 | PANOCHE2 | PG AND E | 115 | 30 | Conf Load (Yosemite) | 313
97922 | mid_97922 | MONTANA | 115 | 62 | NOGF_MT | 625
42615 | LKMCDO T | NORTHWEST | 115 | 40 | S.KING | 428
46029 | FRENCHHL | NORTHWEST | 115 | 40 | Grant County, WA | 482
34160 | HAMMONDS | PG AND E | 115 | 30 | Conf Load (Yosemite) | 313
42631 | OLYRENTN | NORTHWEST | 115 | 40 | S.KINGI | 429
46027 | EVERGN T | NORTHWEST | 115 | 40 | Grant County, WA | 482
34755 | TEVISJ2 | PG AND E | 115 | 30 | Conf Load (Kern) | 315
40055 | ANGUS+ | NORTHWEST | 115 | 40 | Lower Columbia Basin | 404
622118 | DUTTON PUMP | MONTANA | 115 | 62 | NOGF_MT | 625
66540 | THERPACE | PACE | 115 | 65 | WY NORTH | 650
31490 | BUTTVLLY | PG AND E | 115 | 30 | Conf Load (N. Valley) | 303
40025 | ALBANY | NORTHWEST | 115 | 40 | Western Oregon | 402
40013 | ACTON | NORTHWEST | 115 | 40 | Portland Area | 401
402770 | ABE_COS_CIO | NORTHWEST | 115 | 40 | Seattle Area, Olympic Peninsula | 400
39173 | PUMPJACK | PG AND E | 115 | 30 | Conf Load (Kern) | 315
42741 | AIR PROD | NORTHWEST | 115 | 40 | PIERCEI | 431
10497 | HERMANAT | NEW MEXICO | 115 | 10 | PNM: Deming | 104
42760 | GRAVTAP | NORTHWEST | 115 | 40 | PIERCE | 430
42759 | GRAVELLY | NORTHWEST | 115 | 40 | PIERCE | 430
10490 | LB_INT | NEW MEXICO | 115 | 10 | PNM: Southwest | 132
42773 | RHODESLK | NORTHWEST | 115 | 40 | PIERCE | 430
38432 | OAKDLTID | PG AND E | 115 | 30 | Conf Load (TID) | 324
42788 | WOODLNDP | NORTHWEST | 115 | 40 | PIERCE | 430
38241 | CONAGRA | PG AND E | 115 | 30 | Conf Load (MID) | 323
31961 | WOODLANDBIOM | PG AND E | 115 | 30 | Conf Load (Sacramento) | 304
42812 | SPURGEON | NORTHWEST | 115 | 40 | THURSTN | 432
42810 | OLY P S | NORTHWEST | 115 | 40 | THURSTN | 432
46168 | FRENCHMN | NORTHWEST | 115 | 40 | Grant County, WA | 482
32768 | RICHMOND | PG AND E | 115 | 30 | Conf Load (East Bay) | 307
37648 | KNAUF | PG AND E | 115 | 30 | Conf Load (Redding) | 329
10371 | WESTMS_2 | NEW MEXICO | 115 | 10 | PNM: Albuquerque | 101
46827 | SUMMIT | NORTHWEST | 115 | 40 | Central Washington | 403
10054 | MSSIONT | NEW MEXICO | 115 | 10 | PNM: Albuquerque | 101
12079 | STORRIE | NEW MEXICO | 115 | 10 | TSGT: North NM | 121
45623 | CASINO | NORTHWEST | 115 | 40 | Snohomish PUD | 468
45912 | QUILCEDA T1 | NORTHWEST | 115 | 40 | Snohomish PUD | 468
48465 | WICKES | NORTHWEST | 115 | 40 | AVA: Lewiston/Clarkston | 444
48442 | VALLEYWAYTAP | NORTHWEST | 115 | 40 | AVA: Spokane | 447
48413 | SPULLMAN | NORTHWEST | 115 | 40 | AVA: Palouse | 446
48298 | OLDTOWN | NORTHWEST | 115 | 40 | AVA: Coeur D'Alene | 441
48365 | RITZVILL | NORTHWEST | 115 | 40 | AVA: Big Bend | 445
48299 | OPPORTUN | NORTHWEST | 115 | 40 | AVA: Spokane | 447
72740 | COWCREEK | WAPA R.M. | 115 | 73 | Zone69 | 791
73045 | COPPERMT | WAPA R.M. | 115 | 73 | ZoneBH | 750
48243 | MOSCCITY | NORTHWEST | 115 | 40 | AVA: Palouse | 446
46931 | VAUGHN# | NORTHWEST | 115 | 40 | Tacoma Power - Mutuals | 467
34767 | RENFRO2 | PG AND E | 115 | 30 | Conf Load (Kern) | 315
48078 | LEWMILLROAD | NORTHWEST | 115 | 40 | AVA: Lewiston/Clarkston | 444
48129 | FTWRIGHT | NORTHWEST | 115 | 40 | AVA: Spokane | 447
48079 | COLBERT | NORTHWEST | 115 | 40 | AVA: Spokane | 447
10019 | ASPEN | NEW MEXICO | 115 | 10 | PNM: Albuquerque | 101
25634 | BUCKWND | SOCALIF | 115 | 24 | SCE Devers 115kV | 941
73067 | GERING | WAPA R.M. | 115 | 73 | ZoneWN | 756
48005 | NELSONT | NORTHWEST | 115 | 40 | AVA: Spokane | 447
73071 | DAVEJTPS | WAPA R.M. | 115 | 73 | ZoneEW | 753
70065 | BROOMFLD | PSCOLORADO | 115 | 70 | ZoneRB | 703
47408 | CRC | NORTHWEST | 115 | 40 | Cowlitz County, WA | 457
72752 | SUNNYSDE | WAPA R.M. | 115 | 73 | Zone69 | 791
11243 | TALAVERA | EL PASO | 115 | 11 | EPE - Native Load | 110
47433 | OCEANBCH | NORTHWEST | 115 | 40 | Cowlitz County, WA | 457
73081 | HDOME | WAPA R.M. | 115 | 73 | ZoneBH | 750
46942 | COLLINS | NORTHWEST | 115 | 40 | Tacoma Power - General | 466
73096 | KIMBALL | WAPA R.M. | 115 | 73 | ZoneWN | 756
35629 | MABURY J | PG AND E | 115 | 30 | Conf Load (San Jose) | 318
47229 | JOHNSONCRK+ | NORTHWEST | 115 | 40 | Seattle Area, Olympic Peninsula | 400
47297 | HW_HILL_2 | NORTHWEST | 115 | 40 | Lower Columbia Basin | 404
32954 | DOW TAP1 | PG AND E | 115 | 30 | Conf Load (Diablo) | 308
47282 | BOCGASES | NORTHWEST | 115 | 40 | Clark County, WA | 456
47268 | LACAMAS | NORTHWEST | 115 | 40 | Clark County, WA | 456
47244 | SW62 | NORTHWEST | 115 | 40 | Clark County, WA | 456
47232 | SUNYSIDE# | NORTHWEST | 115 | 40 | Lower Columbia Basin | 404
47217 | S ELMA | NORTHWEST | 115 | 40 | Seattle Area, Olympic Peninsula | 400
47182 | LYLE | NORTHWEST | 115 | 40 | Lower Columbia Basin | 404
47155 | EVERGRN | NORTHWEST | 115 | 40 | Clark County, WA | 456
47131 | BURTON | NORTHWEST | 115 | 40 | Clark County, WA | 456
47112 | 99TH# | NORTHWEST | 115 | 40 | Clark County, WA | 456
47086 | PINE ST | NORTHWEST | 115 | 40 | AVA: Pend Oreille PUD | 448
47069 | ORONDO | NORTHWEST | 115 | 40 | Central Washington | 403
47052 | THOMCRK1# | NORTHWEST | 115 | 40 | Western Oregon | 402
46232 | IRVING E | NORTHWEST | 115 | 40 | Eugene, OR | 480
629030 | CROWCRKJCT A | MONTANA | 115 | 62 | MISSOULA_MT | 629
34373 | SCWAXJCT | PG AND E | 115 | 30 | Conf Load (Fresno) | 314
34745 | OLIVE_SS | PG AND E | 115 | 30 | Conf Load (Fresno) | 314
34380 | REEDLEY | PG AND E | 115 | 30 | Conf Load (Fresno) | 314
46250 | SENECA | NORTHWEST | 115 | 40 | Eugene, OR | 480
73126 | LYMAN | WAPA R.M. | 115 | 73 | ZoneEW | 753
79050 | NORTHFRK | WAPA R.M. | 115 | 73 | ZoneR4 | 790
46059 | PELICAN | NORTHWEST | 115 | 40 | Grant County, WA | 482
24776 | LEE VINE | SOCALIF | 115 | 24 | SCE Control | 952
73183 | SKYLINE | WAPA R.M. | 115 | 73 | ZoneEW | 753
10186 | LUNA | NEW MEXICO | 115 | 10 | PNM: Deming | 104
31221 | GEYSR11 | PG AND E | 115 | 30 | Conf Load (N. Coast) | 302
73217 | WINDRIVT | WAPA R.M. | 115 | 73 | ZoneBH | 750
73233 | MARYLKTP | WAPA R.M. | 115 | 73 | ZoneFH | 754
34797 | EANDB | PG AND E | 115 | 30 | Conf Load (Kern) | 315
999900 | EVRMTC11 | PG AND E | 115 | 30 | Conf Load (San Jose) | 318
73340 | NAHNEJEN | WAPA R.M. | 115 | 73 | ZoneBH | 750
413312 | TARLETT2 | NORTHWEST | 115 | 40 | Portland Area | 401
15112 | KEARNYTP | SRP | 115 | 15 | SRP EMA 115kV | 1506
73368 | GUERNRRL | WAPA R.M. | 115 | 73 | ZoneEW | 753
46870 | MANSNTAP | NORTHWEST | 115 | 40 | Central Washington | 403
70330 | PORTLAND | PSCOLORADO | 115 | 70 | ZoneWP | 712
73364 | WARMSPGS | WAPA R.M. | 115 | 73 | ZoneEW | 753
629028 | USANTIMONY A | MONTANA | 115 | 62 | MISSOULA_MT | 629
46290 | HYUNDAI | NORTHWEST | 115 | 40 | Eugene, OR | 480
24730 | INYO PS | SOCALIF | 115 | 24 | SCE Control | 952
43423 | PROGRESS | NORTHWEST | 115 | 40 | Portland General - BES S/S | 451
46774 | STARWDTA | NORTHWEST | 115 | 40 | Tacoma Power - General | 466
43347 | MURRAY H | NORTHWEST | 115 | 40 | Portland General - BES S/S | 451
472090 | PATEROS | NORTHWEST | 115 | 40 | Central Washington | 403
70420 | SUMMIT2 | PSCOLORADO | 115 | 70 | ZoneRM | 709
46723 | HAWTHT_W | NORTHWEST | 115 | 40 | Tacoma Power - General | 466
46724 | HAWTHT_E | NORTHWEST | 115 | 40 | Tacoma Power - General | 466
34521 | LEPRNOFD | PG AND E | 115 | 30 | Conf Load (Fresno) | 314
79655 | SAN JUAN | WAPA R.M. | 115 | 73 | FEUS | 793
34436 | FRSHWTRJCT | PG AND E | 115 | 30 | Conf Load (Fresno) | 314
46692 | CRESCNT2 | NORTHWEST | 115 | 40 | Tacoma Power - General | 466
34432 | WESTLNDS | PG AND E | 115 | 30 | Conf Load (Fresno) | 314
46676 | ARTNDL | NORTHWEST | 115 | 40 | Tacoma Power - Mutuals | 467
40893 | ROGUE | NORTHWEST | 115 | 40 | Western Oregon | 402
42335 | SNOQPWR2 | NORTHWEST | 115 | 40 | N.KING | 426
40872 | RED MTN | NORTHWEST | 115 | 40 | Lower Columbia Basin | 404
411830 | ANG_BIG_CIO | NORTHWEST | 115 | 40 | Lower Columbia Basin | 404
19047 | DEL BAC | WAPA L.C. | 115 | 19 | WAPA-DSW | 191
40847 | PORT_ORFORD+ | NORTHWEST | 115 | 40 | Western Oregon | 402
34176 | CALPEAKPNCHE | PG AND E | 115 | 30 | Conf Load (Yosemite) | 313
72782 | ANASAZI | WAPA R.M. | 115 | 73 | Zone69 | 791
300111 | KERNRDGE_L32 | PG AND E | 115 | 30 | Conf Load (Kern) | 315
20077 | SMN-115 | MEXICO-CFE | 115 | 20 | ZoneEN | 205
46015 | BURKEGPD | NORTHWEST | 115 | 40 | Grant County, WA | 482
46035 | JERIC TP | NORTHWEST | 115 | 40 | Grant County, WA | 482
11025 | AUSTIN | EL PASO | 115 | 11 | EPE - Native Load | 110
20076 | SQN-115 | MEXICO-CFE | 115 | 20 | ZoneEN | 205
40733 | MIDWAY B | NORTHWEST | 115 | 40 | Lower Columbia Basin | 404
40737 | MAC_HEIGHTS | NORTHWEST | 115 | 40 | Clark County, WA | 456
41018 | T3BA_DAS+ | NORTHWEST | 115 | 40 | Seattle Area, Olympic Peninsula | 400
17001 | APACHE | AEPCO | 115 | 17 | AEPCO | 170
40717 | MCNARY1 | NORTHWEST | 115 | 40 | Lower Columbia Basin | 404
40718 | MCNARY2 | NORTHWEST | 115 | 40 | Lower Columbia Basin | 404
41023 | STATION_FG+ | NORTHWEST | 115 | 40 | Seattle Area, Olympic Peninsula | 400
42393 | DUVAL | NORTHWEST | 115 | 40 | N.KING | 426
45412 | PATRICK | NORTHWEST | 115 | 40 | PAC:CRES | 479
45419 | SELMA | NORTHWEST | 115 | 40 | PAC:GRPS | 481
45391 | FERN HIL | NORTHWEST | 115 | 40 | PAC:CLTP | 411
45715 | MEADWD T | NORTHWEST | 115 | 40 | Snohomish PUD | 468
42395 | EASTON | NORTHWEST | 115 | 40 | KITTITAS | 436
42399 | GLDBRTIE | NORTHWEST | 115 | 40 | N.KING | 426
42396 | EVERGREN | NORTHWEST | 115 | 40 | N.KING | 426
45807 | TULALIP T | NORTHWEST | 115 | 40 | Snohomish PUD | 468
40695 | MAPLETON+ | NORTHWEST | 115 | 40 | Western Oregon | 402
410350 | STEVNSON3# | NORTHWEST | 115 | 40 | Portland Area | 401
79079 | BULLOCK | WAPA R.M. | 115 | 73 | Zone69 | 791
41015 | SPRNGHIL | NORTHWEST | 115 | 40 | Spokane Area, N Idaho, W Montana | 406
45809 | TURNERS CR | NORTHWEST | 115 | 40 | Snohomish PUD | 468
10844 | DULCE | NEW MEXICO | 115 | 10 | PNM: Other | 108
79614 | BLUFVIEW | WAPA R.M. | 115 | 73 | FEUS | 793
79616 | COLLEG | WAPA R.M. | 115 | 73 | FEUS | 793
15102 | ASARCOTP | SRP | 115 | 15 | SRP EMA 115kV | 1506
79255 | MOLASTAP | WAPA R.M. | 115 | 73 | ZoneR4 | 790
79103 | GARNET M | WAPA R.M. | 115 | 73 | Zone69 | 791
42404 | HOUGHTON | NORTHWEST | 115 | 40 | N.KING | 426
31204 | UKIAH | PG AND E | 115 | 30 | Conf Load (N. Coast) | 302
79108 | HOVENWEP | WAPA R.M. | 115 | 73 | Zone69 | 791
47036 | DONEEN | NORTHWEST | 115 | 40 | Central Washington | 403
45203 | MILE HI | NORTHWEST | 115 | 40 | PAC:LAKE | 485
79084 | LAKECITY | WAPA R.M. | 115 | 73 | Zone69 | 791
45813 | W MONROE | NORTHWEST | 115 | 40 | Snohomish PUD | 468
33512 | LID | PG AND E | 115 | 30 | Conf Load (Stockton) | 311
45182 | FISHCREK | NORTHWEST | 115 | 40 | PAC:ROSE | 471
34785 | KERNFRNT | PG AND E | 115 | 30 | Conf Load (Kern) | 315
42408 | JUANITAP | NORTHWEST | 115 | 40 | N.KING | 426
79023 | DURANGO | WAPA R.M. | 115 | 73 | ZoneR4 | 790
31210 | AIDLINJCT | PG AND E | 115 | 30 | Conf Load (N. Coast) | 302
34361 | AIRWAYS | PG AND E | 115 | 30 | Conf Load (Fresno) | 314
20083 | SAZ-115 | MEXICO-CFE | 115 | 20 | ZoneEN | 205
78681 | TEMPLTON | PSCOLORADO | 115 | 70 | CSU | 785
31213 | GEYSERS56 | PG AND E | 115 | 30 | Conf Load (N. Coast) | 302
40636 | CONNLEY# | NORTHWEST | 115 | 40 | Southern Oregon | 405
46712 | FRDRKSN1 | NORTHWEST | 115 | 40 | Tacoma Power - General | 466
78666 | FONTERO E | PSCOLORADO | 115 | 70 | CSU | 785
40633 | LAPINE | NORTHWEST | 115 | 40 | Southern Oregon | 405
78673 | KETTLECK S | PSCOLORADO | 115 | 70 | CSU | 785
78667 | FONTERO W | PSCOLORADO | 115 | 70 | CSU | 785
78660 | DRAKE E | PSCOLORADO | 115 | 70 | CSU | 785
78654 | BRADLEY N | PSCOLORADO | 115 | 70 | CSU | 785
78111 | HARVARD | PSCOLORADO | 115 | 70 | PRPA | 780
73534 | MEETSETP | WAPA R.M. | 115 | 73 | ZoneBH | 750
45061 | COPCO | NORTHWEST | 115 | 40 | PAC:YRKA | 478
78071 | LAPORTE | PSCOLORADO | 115 | 70 | PRPA | 780
33208 | MARTIN C | PG AND E | 115 | 30 | Conf Load (S.F.) | 309
78106 | LONGPEAK | PSCOLORADO | 115 | 70 | PRPA | 780
74040 | SWANRNCH | WAPA R.M. | 115 | 73 | ZoneEW | 753
73611 | EMI TAP | WAPA R.M. | 115 | 73 | ZoneEW | 753
40625 | LANE | NORTHWEST | 115 | 40 | Western Oregon | 402
42419 | MERCER T | NORTHWEST | 115 | 40 | N.KING | 426
73543 | WILLOBY | WAPA R.M. | 115 | 73 | ZoneEC | 752
33045 | FIBRJCT1 | PG AND E | 115 | 30 | Conf Load (Diablo) | 308
73556 | WAGONWHL | WAPA R.M. | 115 | 73 | ZoneFH | 754
33043 | IMHOFF_2 | PG AND E | 115 | 30 | Conf Load (Diablo) | 308
46115 | WARDEN G | NORTHWEST | 115 | 40 | Grant County, WA | 482
40612 | KITSAPN | NORTHWEST | 115 | 40 | Seattle Area, Olympic Peninsula | 400
73510 | CAMBELL | WAPA R.M. | 115 | 73 | ZoneBK | 751
40545 | HORN_RAP+ | NORTHWEST | 115 | 40 | Lower Columbia Basin | 404
40603 | KELLER | NORTHWEST | 115 | 40 | Central Washington | 403
10386 | ZIA_1 | NEW MEXICO | 115 | 10 | PNM: Santa Fe | 106
70583 | ELIZABTH_CR | PSCOLORADO | 115 | 70 | ZoneRS | 704
46614 | N_FORK-1 | NORTHWEST | 115 | 40 | Tacoma Power - General | 466
45846 | GRANFAL T1 | NORTHWEST | 115 | 40 | Snohomish PUD | 468
10721 | ENCINO_SOLAR | NEW MEXICO | 115 | 10 | PNM: EHV and Gen | 100
43589 | TIGARD 1 | NORTHWEST | 115 | 40 | Portland General - BES NODE | 452
45851 | MUKILTEO | NORTHWEST | 115 | 40 | Snohomish PUD | 468
73218 | WINDSOR | WAPA R.M. | 115 | 73 | ZoneFH | 754
73194 | SWOODROW | WAPA R.M. | 115 | 73 | ZoneEC | 752
32991 | MARTNZ E | PG AND E | 115 | 30 | Conf Load (Diablo) | 308
46715 | FTLEWCTL | NORTHWEST | 115 | 40 | Tacoma Power - General | 466
73184 | SMOKYHLW | WAPA R.M. | 115 | 73 | ZoneEC | 752
40525 | HAYFORD | NORTHWEST | 115 | 40 | AVA: Spokane | 447
73150 | PEETZ | WAPA R.M. | 115 | 73 | ZoneEC | 752
73151 | PILOT BU | WAPA R.M. | 115 | 73 | ZoneBH | 750
73121 | N. CODY 115 | WAPA R.M. | 115 | 73 | ZoneBH | 750
40539 | HOLCOMB+ | NORTHWEST | 115 | 40 | Seattle Area, Olympic Peninsula | 400
10144 | ISLETAPA | NEW MEXICO | 115 | 10 | PNM: Belen | 102
40529 | HEDGES+ | NORTHWEST | 115 | 40 | Lower Columbia Basin | 404
34757 | TEVIS2 | PG AND E | 115 | 30 | Conf Load (Kern) | 315
73063 | FRENCHCK | WAPA R.M. | 115 | 73 | ZoneEC | 752
45844 | FLORAL H T2 | NORTHWEST | 115 | 40 | Snohomish PUD | 468
43809 | OAKHILL1 | NORTHWEST | 115 | 40 | Portland General - BES NODE | 452
43800 | ARMSTRONGTP1 | NORTHWEST | 115 | 40 | Portland General - BES NODE | 452
41012 | SNOKING_S2 | NORTHWEST | 115 | 40 | Seattle Area, Olympic Peninsula | 400
41009 | SNYDER+ | NORTHWEST | 115 | 40 | Lower Columbia Basin | 404
72789 | NORWOOD | WAPA R.M. | 115 | 73 | Zone69 | 791
42164 | BURLIGTN | NORTHWEST | 115 | 40 | SKAGIT | 422
406365 | ROCK_GARDEN | NORTHWEST | 115 | 40 | Southern Oregon | 405
13020 | LORDSBRG | NEW MEXICO | 115 | 10 | PNM: Southwest | 132
40518 | BEST_LANE# | NORTHWEST | 115 | 40 | Southern Oregon | 405
42436 | OVERLAKE | NORTHWEST | 115 | 40 | N.KING | 426
10249 | PITT-MID | NEW MEXICO | 115 | 10 | PNM: Northwestern | 107
20023 | MSN-115 | MEXICO-CFE | 115 | 20 | ZoneEN | 205
72005 | FINNERTY | WAPA R.M. | 115 | 73 | ZoneEW | 753
70903 | CLOVERLY | PSCOLORADO | 115 | 70 | ZoneRN | 706
46719 | GRAHAM | NORTHWEST | 115 | 40 | Tacoma Power - General | 466
40494 | HALSEYMIL_1# | NORTHWEST | 115 | 40 | Western Oregon | 402
464013 | BOTHELL115_C | NORTHWEST | 115 | 40 | Seattle City Light | 464
13010 | PDTYRONE | NEW MEXICO | 115 | 10 | PNM: SNM Mining | 131
40469 | GLASGOW# | NORTHWEST | 115 | 40 | Western Oregon | 402
70648 | COLFER | PSCOLORADO | 115 | 70 | ZoneRN | 706
65470 | DRUMMOND | PACE | 115 | 65 | ID BPA | 665
468001 | OHMESUB | NORTHWEST | 115 | 40 | Central Washington | 403
34707 | ALPAUGHN_JCT | PG AND E | 115 | 30 | Conf Load (Fresno) | 314
13004 | CHINO | NEW MEXICO | 115 | 10 | PNM: Southwest | 132
70576 | COMPARK_CR | PSCOLORADO | 115 | 70 | ZoneRS | 704
70547 | BENNETT_CR | PSCOLORADO | 115 | 70 | ZoneRD | 700
43551 | STMARYES | NORTHWEST | 115 | 40 | Portland General - BES NODE | 452
79625 | GALLEGOS | WAPA R.M. | 115 | 73 | FEUS | 793
70534 | BERTHOUD | PSCOLORADO | 115 | 70 | ZoneFH | 754
70523 | SULPHUR | PSCOLORADO | 115 | 70 | ZoneRD | 700
70515 | DAVIDSON_CR | PSCOLORADO | 115 | 70 | ZoneRS | 704
70483 | WATERTN_TP | PSCOLORADO | 115 | 70 | ZoneRD | 700
32481 | APLHTAP2 | PG AND E | 115 | 30 | Conf Load (Sierra) | 305
70456 | W.STATON | PSCOLORADO | 115 | 70 | ZoneWP | 712
43471 | RIVRVW 1 | NORTHWEST | 115 | 40 | Portland General - BES NODE | 452
70276 | MAPLETO1 | PSCOLORADO | 115 | 70 | ZoneRD | 700
42448 | SCENIC | NORTHWEST | 115 | 40 | N.KING | 426
34352 | CANTUA | PG AND E | 115 | 30 | Conf Load (Fresno) | 314
10066 | CLAREMNT | NEW MEXICO | 115 | 10 | PNM: Albuquerque | 101
70368 | ROSEDALE | PSCOLORADO | 115 | 70 | ZoneRN | 706
32276 | CPM | PG AND E | 115 | 30 | Conf Load (Sierra) | 305
70339 | PUEBPLNT | PSCOLORADO | 115 | 70 | ZoneWP | 712
70312 | RAY LEWI | PSCOLORADO | 115 | 70 | ZoneRM | 709
40979 | SIFTON | NORTHWEST | 115 | 40 | Portland Area | 401
10126 | HERMANAS | NEW MEXICO | 115 | 10 | PNM: Deming | 104
19065 | ED-2 | WAPA L.C. | 115 | 19 | WAPA-DSW | 191
40437 | FOSTER_C+ | NORTHWEST | 115 | 40 | Central Washington | 403
43792 | WILBRDG# | NORTHWEST | 115 | 40 | Portland General - BES NODE | 452
73022 | BGEORGE | WAPA R.M. | 115 | 73 | ZoneBH | 750
40434 | FOSSIL | NORTHWEST | 115 | 40 | Lower Columbia Basin | 404
40431 | FORTROCK+ | NORTHWEST | 115 | 40 | Southern Oregon | 405
70280 | MARTIN_2 | PSCOLORADO | 115 | 70 | ZoneRD | 700
70281 | MAYFLOWR | PSCOLORADO | 115 | 70 | ZoneRM | 709
32238 | BELL PGE | PG AND E | 115 | 30 | Conf Load (Sierra) | 305
70257 | LEADVIL1 | PSCOLORADO | 115 | 70 | ZoneRM | 709
34138 | EL CAPTN | PG AND E | 115 | 30 | Conf Load (Yosemite) | 313
42460 | UNIONHLL | NORTHWEST | 115 | 40 | N.KING | 426
70234 | HUDSON | PSCOLORADO | 115 | 70 | ZoneRN | 706
70240 | JOHNSTN | PSCOLORADO | 115 | 70 | ZoneRN | 706
43255 | HOGAN #2 | NORTHWEST | 115 | 40 | Portland General - BES NODE | 452
17015 | PANTANO | AEPCO | 115 | 17 | AEPCO: SSVEC | 172
10416 | LOS_MORR | NEW MEXICO | 115 | 10 | PNM: Belen | 102
70218 | HENDERPS | PSCOLORADO | 115 | 70 | ZoneFR | 705
70216 | HAVANA1 | PSCOLORADO | 115 | 70 | ZoneRD | 700
17022 | THREEPNT | AEPCO | 115 | 17 | AEPCO: Trico | 171
10418 | FRST_STT | NEW MEXICO | 115 | 10 | PNM: Belen | 102
10204 | MSSION | NEW MEXICO | 115 | 10 | PNM: Albuquerque | 101
43235 | HARMONY | NORTHWEST | 115 | 40 | Portland General - BES NODE | 452
45409 | OBRIEN P | NORTHWEST | 115 | 40 | PAC:GRPS | 481
10419 | KEWA | NEW MEXICO | 115 | 10 | PNM: Santa Fe | 106
70198 | GILCREST | PSCOLORADO | 115 | 70 | ZoneRN | 706
70193 | FTN_VLY | PSCOLORADO | 115 | 70 | ZoneWP | 712
70190 | DAVIS_PS_TAP | PSCOLORADO | 115 | 70 | ZoneRN | 706
70173 | FEDCTRTP | PSCOLORADO | 115 | 70 | ZoneRD | 700
70169 | ENNIS | PSCOLORADO | 115 | 70 | ZoneRD | 700
70167 | ENGLEWD2 | PSCOLORADO | 115 | 70 | ZoneRD | 700
70164 | ELDORADO | PSCOLORADO | 115 | 70 | ZoneRB | 703
70158 | DOT | PSCOLORADO | 115 | 70 | ZoneWP | 712
70154 | DERBY_2 | PSCOLORADO | 115 | 70 | ZoneRD | 700
70150 | SWALLOWS | PSCOLORADO | 115 | 70 | ZoneRS | 704
70127 | COORSREC | PSCOLORADO | 115 | 70 | ZoneRD | 700
70121 | COMANCHE | PSCOLORADO | 115 | 70 | ZoneRS | 704
70117 | CRWFTVLY | PSCOLORADO | 115 | 70 | ZoneRS | 704
32221 | DTCH FL2 | PG AND E | 115 | 30 | Conf Load (Sierra) | 305
32220 | DUTCHFLAT1JT | PG AND E | 115 | 30 | Conf Load (Sierra) | 305
43091 | CEDARHIL | NORTHWEST | 115 | 40 | Portland General - BES NODE | 452
70081 | FAIRGRNDS | PSCOLORADO | 115 | 70 | ZoneRD | 700
43088 | CARVER B | NORTHWEST | 115 | 40 | Portland General - BES S/S | 451
70073 | CALIFOR | PSCOLORADO | 115 | 70 | ZoneRD | 700
70060 | BOONE | PSCOLORADO | 115 | 70 | ZoneWP | 712
43055 | BETHANY | NORTHWEST | 115 | 40 | Portland General - BES NODE | 452
70040 | ARSENAL | PSCOLORADO | 115 | 70 | ZoneRD | 700
70031 | BACULITE | PSCOLORADO | 115 | 70 | ZoneWP | 712
10210 | MORRIS | NEW MEXICO | 115 | 10 | PNM: Albuquerque | 101
70019 | PDA_5 | PSCOLORADO | 115 | 70 | ZoneWP | 712
33900 | DONNELLS | PG AND E | 115 | 30 | Conf Load (Stanislaus) | 312
70008 | KELIM | PSCOLORADO | 115 | 70 | ZoneRN | 706
10457 | AN_TAP | NEW MEXICO | 115 | 10 | PNM: Santa Fe | 106
70004 | GREENHRN | PSCOLORADO | 115 | 70 | ZoneWP | 712
10077 | COLLGE | NEW MEXICO | 115 | 10 | PNM: Belen | 102
32102 | CAMPUS | PG AND E | 115 | 30 | Conf Load (Sacramento) | 304
32021 | MDSNVDXSW159 | PG AND E | 115 | 30 | Conf Load (Sacramento) | 304
42979 | SKEYPORT | NORTHWEST | 115 | 40 | KITSAP | 434
42983 | WINSLOWT | NORTHWEST | 115 | 40 | KITSAP | 434
42981 | TRACYTON | NORTHWEST | 115 | 40 | KITSAP | 434
42961 | POULSBO | NORTHWEST | 115 | 40 | KITSAP | 434
42972 | SHERIDNP | NORTHWEST | 115 | 40 | KITSAP | 434
69153 | BARNUNN | PACE | 115 | 65 | WY EAST | 679
34435 | CORCORANPV_P | PG AND E | 115 | 30 | Conf Load (Fresno) | 314
42953 | MCWILLY | NORTHWEST | 115 | 40 | KITSAP | 434
32006 | VCVLLE1J | PG AND E | 115 | 30 | Conf Load (Sacramento) | 304
42930 | AGATE PA | NORTHWEST | 115 | 40 | KITSAP | 434
66838 | HOOPERSP | PACE | 115 | 65 | ID BPA | 665
42940 | FERNWD T | NORTHWEST | 115 | 40 | KITSAP | 434
31995 | HALE | PG AND E | 115 | 30 | Conf Load (Sacramento) | 304
40395 | EUGENE | NORTHWEST | 115 | 40 | Western Oregon | 402
40393 | ELY+ | NORTHWEST | 115 | 40 | Lower Columbia Basin | 404
42875 | LUHR BCH | NORTHWEST | 115 | 40 | THURSTN | 432
31968 | WODLNDJ2 | PG AND E | 115 | 30 | Conf Load (Sacramento) | 304
45913 | POLARIS T | NORTHWEST | 115 | 40 | Snohomish PUD | 468
10091 | EAST_TAP | NEW MEXICO | 115 | 10 | PNM: Albuquerque | 101
32590 | HIGHWAY | PG AND E | 115 | 30 | Conf Load (North Bay) | 306
40383 | EGRANVIL | NORTHWEST | 115 | 40 | AVA: Lewiston/Clarkston | 444
40382 | EECLOUSE# | NORTHWEST | 115 | 40 | Lower Columbia Basin | 404
40380 | EECLOUSE | NORTHWEST | 115 | 40 | Lower Columbia Basin | 404
40370 | PINECREEK# | NORTHWEST | 115 | 40 | Central Washington | 403
40371 | E OMAK | NORTHWEST | 115 | 40 | Central Washington | 403
43621 | URBAN_M1 | NORTHWEST | 115 | 40 | Portland General - BES S/S | 451
43627 | WACKER | NORTHWEST | 115 | 40 | Portland General - BES S/S | 451
14356 | SAG.EAST | APS | 115 | 14 | APS | 141
43651 | SULZER | NORTHWEST | 115 | 40 | Portland General - Industrial | 455
46922 | ARTNDL-2 | NORTHWEST | 115 | 40 | Tacoma Power - General | 466
462920 | MCK_THU_CIO | NORTHWEST | 115 | 40 | Eugene, OR | 480
66840 | HOOP_SPRNG_S | PACE | 115 | 65 | ID BPA | 665
34363 | CLOVISJ1 | PG AND E | 115 | 30 | Conf Load (Fresno) | 314
32618 | NTWRJCT1 | PG AND E | 115 | 30 | Conf Load (North Bay) | 306
40507 | HARNEY | NORTHWEST | 115 | 40 | Southern Oregon | 405
42515 | ASBURY | NORTHWEST | 115 | 40 | S.KING | 428
40309 | COWL CCP | NORTHWEST | 115 | 40 | Cowlitz County, WA | 457
46746 | LODHLM-2 | NORTHWEST | 115 | 40 | Tacoma Power - General | 466
474350 | LON_WAS_CIO | NORTHWEST | 115 | 40 | Cowlitz County, WA | 457
40271 | CONNELL | NORTHWEST | 115 | 40 | Lower Columbia Basin | 404
42573 | ENUMCLAW | NORTHWEST | 115 | 40 | S.KING | 428
42191 | OLYBAYVW | NORTHWEST | 115 | 40 | SKAGITI | 423
42577 | OSCEOLA | NORTHWEST | 115 | 40 | S.KING | 428
10532 | BRITTON_PNM | NEW MEXICO | 115 | 10 | PNM: Sandoval | 103
31450 | WILDWOOD | PG AND E | 115 | 30 | Conf Load (N. Valley) | 303
42592 | EARLGTON | NORTHWEST | 115 | 40 | S.KINGI | 429
40217 | CHENOWTH | NORTHWEST | 115 | 40 | Lower Columbia Basin | 404
40205 | CHEHALIS | NORTHWEST | 115 | 40 | Seattle Area, Olympic Peninsula | 400
40193 | CEDRVIL_JCT+ | NORTHWEST | 115 | 40 | Southern Oregon | 405
24724 | OXBOW B | SOCALIF | 115 | 24 | SCE Control | 952
12158 | mid pt | NEW MEXICO | 115 | 10 | TSGT: North NM | 121
42660 | WEYHRSRT | NORTHWEST | 115 | 40 | S.KING | 428
40173 | CAPEHORN+ | NORTHWEST | 115 | 40 | Portland Area | 401
42656 | VICTORIA | NORTHWEST | 115 | 40 | S.KINGI | 429
40159 | BURBANK+ | NORTHWEST | 115 | 40 | Lower Columbia Basin | 404
35923 | CSTRVLJ2 | PG AND E | 115 | 30 | Conf Load (Central Coast) | 319
46881 | SSHORE | NORTHWEST | 115 | 40 | Central Washington | 403
72102 | SCHRAMM | WAPA R.M. | 115 | 73 | ZoneEC | 752
46927 | PURDY-1 | NORTHWEST | 115 | 40 | Tacoma Power - General | 466
72142 | REDBOX | WAPA R.M. | 115 | 73 | ZoneEC | 752
34724 | KRN OL J | PG AND E | 115 | 30 | Conf Load (Kern) | 315
46782 | UNIVER | NORTHWEST | 115 | 40 | Tacoma Power - General | 466
46017 | CASCADEG | NORTHWEST | 115 | 40 | Grant County, WA | 482
66471 | PAL_SWA_CIO | PACE | 115 | 65 | ID BPA | 665
34157 | PANOCHET | PG AND E | 115 | 30 | Conf Load (Yosemite) | 313
97931 | mid_97931 | MONTANA | 115 | 62 | BILLINGS_MT | 623
24728 | INYO | SOCALIF | 115 | 24 | SCE Control | 952
31475 | KANAKAJT | PG AND E | 115 | 30 | Conf Load (N. Valley) | 303
40107 | BIG EDDY | NORTHWEST | 115 | 40 | Lower Columbia Basin | 404
46783 | VGNLKB-1 | NORTHWEST | 115 | 40 | Tacoma Power - General | 466
46031 | FRENCHSP | NORTHWEST | 115 | 40 | Grant County, WA | 482
40080 | POTLCH_EM_TI | NORTHWEST | 115 | 40 | Seattle Area, Olympic Peninsula | 400
12127 | BURRIS_T | NEW MEXICO | 115 | 10 | TSGT: Central NM | 120
40077 | BANGOR | NORTHWEST | 115 | 40 | Seattle Area, Olympic Peninsula | 400
40075 | BANDON | NORTHWEST | 115 | 40 | Western Oregon | 402
40071 | BADGER | NORTHWEST | 115 | 40 | Lower Columbia Basin | 404
15133 | ELLISOTP | SRP | 115 | 15 | SRP EMA 115kV | 1506
42640 | REDONDO | NORTHWEST | 115 | 40 | S.KING | 428
46054 | PAXSON | NORTHWEST | 115 | 40 | Grant County, WA | 482
34101 | CERTAN T | PG AND E | 115 | 30 | Conf Load (Yosemite) | 313
42645 | S.DMOINE | NORTHWEST | 115 | 40 | S.KING | 428
42648 | 4CORNERS | NORTHWEST | 115 | 40 | S.KING | 428
40047 | ALVEY_N | NORTHWEST | 115 | 40 | Western Oregon | 402
40953 | SCARCELO | NORTHWEST | 115 | 40 | AVA: Coeur D'Alene | 441
42650 | SHERWD T | NORTHWEST | 115 | 40 | S.KING | 428
622106 | GTF 230SWYD | MONTANA | 115 | 62 | GTFALLS_MT | 622
46788 | MINTER-2 | NORTHWEST | 115 | 40 | Tacoma Power - General | 466
42653 | TUKWILA | NORTHWEST | 115 | 40 | S.KING | 428
10499 | DEMTAP1 | NEW MEXICO | 115 | 10 | PNM: Deming | 104
40163 | CAMAS | NORTHWEST | 115 | 40 | Clark County, WA | 456
40015 | ADAIR# | NORTHWEST | 115 | 40 | Portland Area | 401
46801 | ANDRS CN | NORTHWEST | 115 | 40 | Central Washington | 403
40183 | CARSON# | NORTHWEST | 115 | 40 | Portland Area | 401
39601 | KMPUDJCT | PG AND E | 115 | 30 | Conf Load (Stockton) | 311
31501 | CHICOTP1 | PG AND E | 115 | 30 | Conf Load (N. Valley) | 303
39070 | AEVICTORYJT | PG AND E | 115 | 30 | Conf Load (Kern) | 315
31503 | CHICOTP2 | PG AND E | 115 | 30 | Conf Load (N. Valley) | 303
66816 | FREEDOM | PACE | 115 | 65 | ID BPA | 665
66821 | TINCUP# | PACE | 115 | 65 | ID BPA | 665
34716 | LRDO JCT | PG AND E | 115 | 30 | Conf Load (Kern) | 315
46758 | OLDTWN | NORTHWEST | 115 | 40 | Tacoma Power - General | 466
40239 | CLARKSTN | NORTHWEST | 115 | 40 | Spokane Area Publics | 491
42761 | HEMLOCK | NORTHWEST | 115 | 40 | PIERCE | 430
24716 | COLWATER | SOCALIF | 115 | 24 | SCE Kramer/Inyokern/Coolwater | 953
42767 | HOLDEN | NORTHWEST | 115 | 40 | PIERCE | 430
40266 | CONDON+ | NORTHWEST | 115 | 40 | Lower Columbia Basin | 404
38448 | OAK-TAP2 | PG AND E | 115 | 30 | City and County of San Francisco | 357
10484 | GALLINAT | NEW MEXICO | 115 | 10 | PNM: Las Vegas NM | 105
42782 | TILCM TP | NORTHWEST | 115 | 40 | PIERCE | 430
12093 | PYRAMID | NEW MEXICO | 115 | 10 | TSGT: Southern NM | 123
38421 | CASTLEME | PG AND E | 115 | 30 | Conf Load (TID) | 324
42525 | SHUF115E | NORTHWEST | 115 | 40 | S.KING | 428
12092 | PYRTAP1 | NEW MEXICO | 115 | 10 | TSGT: Southern NM | 123
38230 | STANDFRD | PG AND E | 115 | 30 | Conf Load (MID) | 323
38224 | CLAUS | PG AND E | 115 | 30 | Conf Load (MID) | 323
46167 | POTHOLEG | NORTHWEST | 115 | 40 | Grant County, WA | 482
37962 | BSNS P2 | PG AND E | 115 | 30 | Conf Load (Redding) | 329
40343 | DEMOSS | NORTHWEST | 115 | 40 | Lower Columbia Basin | 404
42806 | TONO | NORTHWEST | 115 | 40 | THURSTN | 432
37953 | TIERRA O | PG AND E | 115 | 30 | Conf Load (Redding) | 329
37922 | EUREKA W | PG AND E | 115 | 30 | Conf Load (Redding) | 329
40351 | DORENA# | NORTHWEST | 115 | 40 | Western Oregon | 402
35924 | CSTRVLLE | PG AND E | 115 | 30 | Conf Load (Central Coast) | 319
37907 | BELTLINE | PG AND E | 115 | 30 | Conf Load (Redding) | 329
46887 | DIA FND | NORTHWEST | 115 | 40 | Central Washington | 403
24229 | VALLEY-S | SOCALIF | 115 | 24 | SCE Valley 115kV | 947
37649 | LLNLAB | PG AND E | 115 | 30 | Conf Load (Western) | 325
42176 | RIVERBND | NORTHWEST | 115 | 40 | SKAGIT | 422
31973 | ZAMORA2 | PG AND E | 115 | 30 | Conf Load (Sacramento) | 304
42873 | HOFFMAN | NORTHWEST | 115 | 40 | S.KING | 428
10472 | PACHMANN | NEW MEXICO | 115 | 10 | PNM: Sandoval | 103
42884 | PRINE | NORTHWEST | 115 | 40 | THURSTN | 432
625022 | BROWNING GEC | MONTANA | 115 | 62 | NOGF_MT | 625
31987 | CALPEAK | PG AND E | 115 | 30 | Conf Load (Sacramento) | 304
34421 | GAURD J2 | PG AND E | 115 | 30 | Conf Load (Fresno) | 314
42897 | PLUM | NORTHWEST | 115 | 40 | THURSTN | 432
12073 | SOCORROP | NEW MEXICO | 115 | 10 | TSGT: Southern NM | 123
48522 | BOULDERE | NORTHWEST | 115 | 40 | AVA: Spokane | 447
48467 | WILBUR | NORTHWEST | 115 | 40 | AVA: Big Bend | 445
48455 | WARDEN A | NORTHWEST | 115 | 40 | AVA: Big Bend | 445
37055 | MID CTY | PG AND E | 115 | 30 | Conf Load (SMUD) | 322
48427 | TEKOA | NORTHWEST | 115 | 40 | AVA: Palouse | 446
48417 | STMARIES | NORTHWEST | 115 | 40 | AVA: Coeur D'Alene | 441
48363 | REARDAN | NORTHWEST | 115 | 40 | AVA: Big Bend | 445
48389 | SLEWIST | NORTHWEST | 115 | 40 | AVA: Lewiston/Clarkston | 444
48377 | SANDPT A | NORTHWEST | 115 | 40 | AVA: Coeur D'Alene | 441
48367 | ROCKFORD | NORTHWEST | 115 | 40 | AVA: Palouse | 446
48353 | RATHBUS2 | NORTHWEST | 115 | 40 | AVA: Coeur D'Alene | 441
48329 | POST FLS | NORTHWEST | 115 | 40 | AVA: Coeur D'Alene | 441
48301 | ORIN | NORTHWEST | 115 | 40 | AVA: Big Bend | 445
43057 | BOONESFR | NORTHWEST | 115 | 40 | Portland General - BES NODE | 452
48171 | KAMIAH | NORTHWEST | 115 | 40 | AVA: Lewiston/Clarkston | 444
34398 | BALCH | PG AND E | 115 | 30 | Conf Load (Fresno) | 314
36969 | MID_TAP4 | PG AND E | 115 | 30 | City and County of San Francisco | 357
48245 | MOSCITYT | NORTHWEST | 115 | 40 | AVA: Palouse | 446
48175 | KETTLEAV | NORTHWEST | 115 | 40 | AVA: Big Bend | 445
73049 | DELCAMIN | WAPA R.M. | 115 | 73 | ZoneFH | 754
48177 | KOOSKIA | NORTHWEST | 115 | 40 | AVA: Lewiston/Clarkston | 444
36303 | GLDTRJC1 | PG AND E | 115 | 30 | Conf Load (Los Padres) | 320
48148 | HAYDEN | NORTHWEST | 115 | 40 | AVA: Coeur D'Alene | 441
48127 | FRANCEDR | NORTHWEST | 115 | 40 | AVA: Spokane | 447
48141 | GRANGVIL | NORTHWEST | 115 | 40 | AVA: Lewiston/Clarkston | 444
48131 | GARDENSP | NORTHWEST | 115 | 40 | AVA: Spokane | 447
48118 | BECKROAD | NORTHWEST | 115 | 40 | AVA: Spokane | 447
48103 | DEVILGPE | NORTHWEST | 115 | 40 | AVA: Big Bend | 445
48099 | DAVENPRT | NORTHWEST | 115 | 40 | AVA: Big Bend | 445
43821 | MAXIM | NORTHWEST | 115 | 40 | Portland General - Industrial | 455
48033 | BELL TAP | NORTHWEST | 115 | 40 | AVA: Spokane | 447
36253 | FTHILTP2 | PG AND E | 115 | 30 | Conf Load (Los Padres) | 320
48035 | BENEWAH | NORTHWEST | 115 | 40 | AVA: Palouse | 446
36231 | SW149MANVLTA | PG AND E | 115 | 30 | Conf Load (Los Padres) | 320
48023 | BEACON N | NORTHWEST | 115 | 40 | AVA: Spokane | 447
48009 | AIRWAYHT | NORTHWEST | 115 | 40 | AVA: Spokane | 447
70050 | BERGENPK | PSCOLORADO | 115 | 70 | ZoneFR | 705
35926 | DOLAN RD | PG AND E | 115 | 30 | Conf Load (Central Coast) | 319
19058 | VALLEYFARMS | WAPA L.C. | 115 | 19 | WAPA-DSW | 191
35920 | SALINAS | PG AND E | 115 | 30 | Conf Load (Central Coast) | 319
47564 | PRAIRIEC+ | NORTHWEST | 115 | 40 | Seattle Area, Olympic Peninsula | 400
47509 | MICA | NORTHWEST | 115 | 40 | AVA: Spokane | 447
34425 | SUNMAIDJCT | PG AND E | 115 | 30 | Conf Load (Fresno) | 314
47547 | TYEE | NORTHWEST | 115 | 40 | Tacoma Power - Mutuals | 467
73088 | HOYT | WAPA R.M. | 115 | 73 | ZoneEC | 752
47524 | GREENBERRY | NORTHWEST | 115 | 40 | Western Oregon | 402
20020 | POP-115 | MEXICO-CFE | 115 | 20 | ZoneTJ | 203
34732 | COLUMBUS | PG AND E | 115 | 30 | Conf Load (Kern) | 315
47435 | WASH.WAY | NORTHWEST | 115 | 40 | Cowlitz County, WA | 457
47409 | CORDUROY | NORTHWEST | 115 | 40 | Cowlitz County, WA | 457
47422 | MINTFARM | NORTHWEST | 115 | 40 | Cowlitz County, WA | 457
47410 | DELAMETR | NORTHWEST | 115 | 40 | Cowlitz County, WA | 457
47411 | GARDNERS | NORTHWEST | 115 | 40 | Cowlitz County, WA | 457
47412 | GRN MTN | NORTHWEST | 115 | 40 | Cowlitz County, WA | 457
47376 | SETTERS | NORTHWEST | 115 | 40 | AVA: Palouse | 446
35636 | EVRGRN 1 | PG AND E | 115 | 30 | Conf Load (San Jose) | 318
47295 | HW_HILL _1 | NORTHWEST | 115 | 40 | Lower Columbia Basin | 404
47361 | BROADMOOR+ | NORTHWEST | 115 | 40 | Lower Columbia Basin | 404
41039 | STILLWATER+ | NORTHWEST | 115 | 40 | Western Montana | 486
35625 | ST TRESA | PG AND E | 115 | 30 | Conf Load (San Jose) | 318
47301 | LINCOLN ROCK | NORTHWEST | 115 | 40 | Central Washington | 403
10201 | MEJIA_T | NEW MEXICO | 115 | 10 | PNM: Santa Fe | 106
47292 | SOU FORK | NORTHWEST | 115 | 40 | Portland Area | 401
47283 | BAKER_CRK+ | NORTHWEST | 115 | 40 | Portland Area | 401
47277 | TRASK_RV# | NORTHWEST | 115 | 40 | Portland Area | 401
47270 | GOBLE# | NORTHWEST | 115 | 40 | Portland Area | 401
47253 | UNION CC | NORTHWEST | 115 | 40 | Clark County, WA | 456
47247 | THREE_MILE | NORTHWEST | 115 | 40 | Lower Columbia Basin | 404
47239 | SW48 | NORTHWEST | 115 | 40 | Clark County, WA | 456
47233 | SW1 | NORTHWEST | 115 | 40 | Clark County, WA | 456
47227 | ST HELN | NORTHWEST | 115 | 40 | Clark County, WA | 456
47219 | S KELSO | NORTHWEST | 115 | 40 | Cowlitz County, WA | 457
47206 | GORMLEY+ | NORTHWEST | 115 | 40 | Portland Area | 401
47185 | MALOTT# | NORTHWEST | 115 | 40 | Central Washington | 403
47167 | FIELDS_HEC | NORTHWEST | 115 | 40 | Southern Oregon | 405
47159 | FELIDA | NORTHWEST | 115 | 40 | Clark County, WA | 456
47145 | LAWEN_HEC+ | NORTHWEST | 115 | 40 | Southern Oregon | 405
47132 | CAPLES | NORTHWEST | 115 | 40 | Clark County, WA | 456
47122 | BENSON+ | NORTHWEST | 115 | 40 | Seattle Area, Olympic Peninsula | 400
47115 | ALC_SW48_CIO | NORTHWEST | 115 | 40 | Clark County, WA | 456
34828 | KERNWTR_LD | PG AND E | 115 | 30 | Conf Load (Kern) | 315
47087 | TENTH ST | NORTHWEST | 115 | 40 | Western Oregon | 402
47078 | PORT_TWN_MIL | NORTHWEST | 115 | 40 | Seattle Area, Olympic Peninsula | 400
47070 | PT_MILL_1# | NORTHWEST | 115 | 40 | Seattle Area, Olympic Peninsula | 400
47061 | LATHAM# | NORTHWEST | 115 | 40 | Western Oregon | 402
47053 | HARBOR | NORTHWEST | 115 | 40 | Western Oregon | 402
47044 | FSTR CR | NORTHWEST | 115 | 40 | Central Washington | 403
42454 | SPIRTBRK | NORTHWEST | 115 | 40 | N.KING | 426
24792 | DOWNS | SOCALIF | 115 | 24 | SCE Kramer/Inyokern/Coolwater | 953
47023 | CRESWELL+ | NORTHWEST | 115 | 40 | Western Oregon | 402
11356 | LARGO | EL PASO | 115 | 11 | EPE - Native Load | 110
70273 | MALTA | PSCOLORADO | 115 | 70 | ZoneRM | 709
46972 | CUSTERTA | NORTHWEST | 115 | 40 | Tacoma Power - General | 466
46865 | COLLEGEC | NORTHWEST | 115 | 40 | Central Washington | 403
46243 | OAKWAY | NORTHWEST | 115 | 40 | Eugene, OR | 480
11374 | SNO_EXEC_TAP | EL PASO | 115 | 11 | EPE - Native Load | 110
46269 | WILAKENZ | NORTHWEST | 115 | 40 | Eugene, OR | 480
34377 | AIRPROD | PG AND E | 115 | 30 | Conf Load (Fresno) | 314
300110 | KERNRDGE_L18 | PG AND E | 115 | 30 | Conf Load (Kern) | 315
73125 | LSCHANCE | WAPA R.M. | 115 | 73 | ZoneEC | 752
73127 | LYONS | WAPA R.M. | 115 | 73 | ZoneFH | 754
15124 | SILVERK1 | SRP | 115 | 15 | SRP EMA 115kV | 1506
40970 | SNO3FIFY | NORTHWEST | 115 | 40 | Seattle Area, Olympic Peninsula | 400
73147 | ORCHARD | WAPA R.M. | 115 | 73 | ZoneEC | 752
73161 | QUALLS | WAPA R.M. | 115 | 73 | ZoneEW | 753
46950 | LYNCH-2 | NORTHWEST | 115 | 40 | Tacoma Power - General | 466
15121 | PINTOVLY | SRP | 115 | 15 | SRP EMA 115kV | 1506
45142 | DALLAS | NORTHWEST | 115 | 40 | PAC:WLMT | 472
15119 | PINAL | SRP | 115 | 15 | SRP EMA 115kV | 1506
10343 | TOME | NEW MEXICO | 115 | 10 | PNM: Belen | 102
15118 | OAKFLAT | SRP | 115 | 15 | SRP EMA 115kV | 1506
34178 | MADERAPR | PG AND E | 115 | 30 | Conf Load (Yosemite) | 313
11218 | JORNADA | EL PASO | 115 | 11 | EPE - Native Load | 110
73216 | WINDRIVR | WAPA R.M. | 115 | 73 | ZoneBH | 750
32259 | DIMOND_2 | PG AND E | 115 | 30 | Conf Load (Sierra) | 305
15115 | MOONSHIN | SRP | 115 | 15 | SRP EMA 115kV | 1506
73236 | GREENWOD | WAPA R.M. | 115 | 73 | ZoneWN | 756
999894 | STOEVR11 | PG AND E | 115 | 30 | Conf Load (San Jose) | 318
73305 | EFMORGTP | WAPA R.M. | 115 | 73 | ZoneEC | 752
73326 | ROBB | WAPA R.M. | 115 | 73 | ZoneEC | 752
42073 | NUGENT | NORTHWEST | 115 | 40 | WHATCOM | 420
73336 | ERVAYBAS | WAPA R.M. | 115 | 73 | ZoneBH | 750
34132 | GALLO | PG AND E | 115 | 30 | Conf Load (Yosemite) | 313
73359 | LIMESTON | WAPA R.M. | 115 | 73 | ZoneEW | 753
73310 | FME | WAPA R.M. | 115 | 73 | ZoneEC | 752
73361 | MEDBOWHS | WAPA R.M. | 115 | 73 | ZoneEW | 753
73365 | EMIGRANT | WAPA R.M. | 115 | 73 | ZoneWN | 756
34387 | SUNMAID | PG AND E | 115 | 30 | Conf Load (Fresno) | 314
46273 | WILLAMET | NORTHWEST | 115 | 40 | Eugene, OR | 480
34748 | WHTRVRWST | PG AND E | 115 | 30 | Conf Load (Kern) | 315
46868 | LAKEWEN | NORTHWEST | 115 | 40 | Central Washington | 403
24753 | SUNGEN | SOCALIF | 115 | 24 | SCE Kramer/Inyokern/Coolwater | 953
43364 | NORTHERN | NORTHWEST | 115 | 40 | Portland General - BES S/S | 451
70335 | PUEB_W | PSCOLORADO | 115 | 70 | ZoneRS | 704
46821 | ROCKY RH | NORTHWEST | 115 | 40 | Central Washington | 403
46808 | MCKENZIS | NORTHWEST | 115 | 40 | Central Washington | 403
629037 | TFALLS CTY A | MONTANA | 115 | 62 | MISSOULA_MT | 629
46275 | WILLOW C | NORTHWEST | 115 | 40 | Eugene, OR | 480
34731 | CALWTRTP | PG AND E | 115 | 30 | Conf Load (Kern) | 315
46797 | MASHEL-2 | NORTHWEST | 115 | 40 | Tacoma Power - General | 466
70379 | SARGENT | PSCOLORADO | 115 | 70 | ZoneSL | 710
70387 | SHOSHONE | PSCOLORADO | 115 | 70 | ZoneRW | 708
40929 | SAND CRK | NORTHWEST | 115 | 40 | Spokane Area, N Idaho, W Montana | 406
24727 | HOLGATE | SOCALIF | 115 | 24 | SCE Kramer/Inyokern/Coolwater | 953
43447 | REDLAND | NORTHWEST | 115 | 40 | Portland General - BES NODE | 452
46241 | MONROE E | NORTHWEST | 115 | 40 | Eugene, OR | 480
70401 | SOUTH_1 | PSCOLORADO | 115 | 70 | ZoneRD | 700
43395 | ARMSTRONG | NORTHWEST | 115 | 40 | Portland General - SUBT NODE | 454
46941 | COLLIN-T | NORTHWEST | 115 | 40 | Tacoma Power - General | 466
70421 | SUMTAP2 | PSCOLORADO | 115 | 70 | ZoneRM | 709
45758 | BRIGHTWATER | NORTHWEST | 115 | 40 | Snohomish PUD | 468
46737 | MOUNTAIN | NORTHWEST | 115 | 40 | Tacoma Power - General | 466
43475 | ROCKWD | NORTHWEST | 115 | 40 | Portland General - BES NODE | 452
46725 | HIGHLDTA | NORTHWEST | 115 | 40 | Tacoma Power - General | 466
46873 | MISSIONC | NORTHWEST | 115 | 40 | Central Washington | 403
32482 | APLHTAP1 | PG AND E | 115 | 30 | Conf Load (Sierra) | 305
46713 | FRDRKSN2 | NORTHWEST | 115 | 40 | Tacoma Power - General | 466
43507 | BETSY_J# | NORTHWEST | 115 | 40 | Portland General - BES NODE | 452
46876 | PLAIN | NORTHWEST | 115 | 40 | Central Washington | 403
629152 | THOMPSNFLSPM | MONTANA | 115 | 62 | MISSOULA_MT | 629
46697 | DEFIANTP | NORTHWEST | 115 | 40 | Tacoma Power - General | 466
46693 | CRESENT | NORTHWEST | 115 | 40 | Tacoma Power - General | 466
46003 | ANCIENTL | NORTHWEST | 115 | 40 | Grant County, WA | 482
34750 | TUPMAN | PG AND E | 115 | 30 | Conf Load (Kern) | 315
34430 | HENRETTA | PG AND E | 115 | 30 | Conf Load (Fresno) | 314
46677 | ATLASTP | NORTHWEST | 115 | 40 | Tacoma Power - General | 466
11110 | NEWMAN | EL PASO | 115 | 11 | EPE - Native Load | 110
34105 | CERTANJ1 | PG AND E | 115 | 30 | Conf Load (Yosemite) | 313
42228 | LANGLEY | NORTHWEST | 115 | 40 | ISLAND | 424
40877 | REEDSPRT | NORTHWEST | 115 | 40 | Western Oregon | 402
10376 | WINROCK | NEW MEXICO | 115 | 10 | PNM: Albuquerque | 101
33947 | RIVRBKJT | PG AND E | 115 | 30 | Conf Load (Stanislaus) | 312
40873 | RDMND_E | NORTHWEST | 115 | 40 | Southern Oregon | 405
42301 | SAMMAMSH | NORTHWEST | 115 | 40 | N.KING | 426
19048 | EMPIRE | WAPA L.C. | 115 | 19 | WAPA-DSW | 191
40860 | RADAR_HILL# | NORTHWEST | 115 | 40 | Lower Columbia Basin | 404
40856 | PRIEST_AVA# | NORTHWEST | 115 | 40 | Spokane Area, N Idaho, W Montana | 406
11267 | PICANTE | EL PASO | 115 | 11 | EPE - Native Load | 110
46902 | HARDIE | NORTHWEST | 115 | 40 | Tacoma Power - General | 466
72755 | IRONHRS | WAPA R.M. | 115 | 73 | Zone69 | 791
10899 | VEF | NEW MEXICO | 115 | 10 | PNM: EHV and Gen | 100
20072 | FAM-115 | MEXICO-CFE | 115 | 20 | ZoneEN | 205
40806 | ORCHRD_VIEW+ | NORTHWEST | 115 | 40 | Lower Columbia Basin | 404
45779 | SNOH SNPD | NORTHWEST | 115 | 40 | Snohomish PUD | 468
40799 | OMAK | NORTHWEST | 115 | 40 | Central Washington | 403
34107 | CERTANJ2 | PG AND E | 115 | 30 | Conf Load (Yosemite) | 313
45795 | TAMBARK 1 | NORTHWEST | 115 | 40 | Snohomish PUD | 468
72757 | SALVADOR | WAPA R.M. | 115 | 73 | Zone69 | 791
40781 | NO_BROOK# | NORTHWEST | 115 | 40 | Western Oregon | 402
40779 | NEWPORTB | NORTHWEST | 115 | 40 | Spokane Area Publics | 491
45617 | CAMANO | NORTHWEST | 115 | 40 | Snohomish PUD | 468
40775 | NASELLE | NORTHWEST | 115 | 40 | Portland Area | 401
40773 | N_PASCO# | NORTHWEST | 115 | 40 | Lower Columbia Basin | 404
34111 | CHWCHLA2 | PG AND E | 115 | 30 | Conf Load (Yosemite) | 313
34225 | BELRDG J | PG AND E | 115 | 30 | Conf Load (Kern) | 315
34357 | AIRWAYJ1 | PG AND E | 115 | 30 | Conf Load (Fresno) | 314
11256 | VERDE | EL PASO | 115 | 11 | EPE - Native Load | 110
42384 | BRIDLE | NORTHWEST | 115 | 40 | N.KING | 426
45506 | TOKETESS | NORTHWEST | 115 | 40 | PAC:ROSE | 471
24775 | RUSH | SOCALIF | 115 | 24 | SCE Control | 952
40731 | METALINE | NORTHWEST | 115 | 40 | AVA: Pend Oreille PUD | 448
10118 | HAMILTON | NEW MEXICO | 115 | 10 | PNM: Albuquerque | 101
33962 | SALDO TP | PG AND E | 115 | 30 | Conf Load (Stanislaus) | 312
24648 | IVANPAH | SOCALIF | 115 | 24 | SCE Ivanpah | 957
45495 | STEAMBT | NORTHWEST | 115 | 40 | PAC:ROSE | 471
41026 | STAT. X | NORTHWEST | 115 | 40 | Seattle Area, Olympic Peninsula | 400
15110 | GASCLEAN | SRP | 115 | 15 | SRP EMA 115kV | 1506
41025 | STATION_H+ | NORTHWEST | 115 | 40 | Seattle Area, Olympic Peninsula | 400
33578 | FAYETTE | PG AND E | 115 | 30 | Conf Load (Stockton) | 311
40713 | MCMINVIL | NORTHWEST | 115 | 40 | Portland Area | 401
45433 | ORCHARDW | NORTHWEST | 115 | 40 | PAC:YKMA | 477
33574 | LLNL TAP | PG AND E | 115 | 30 | Conf Load (Stockton) | 311
999903 | ATWSMY11 | PG AND E | 115 | 30 | Conf Load (Kern) | 315
33572 | RIPONCOGEN | PG AND E | 115 | 30 | Conf Load (Stockton) | 311
11087 | LARGOTAP | EL PASO | 115 | 11 | EPE - Native Load | 110
45411 | PARK ST | NORTHWEST | 115 | 40 | PAC:GRPS | 481
41019 | ST JOHNS | NORTHWEST | 115 | 40 | Portland Area | 401
45366 | OAKKNOLL | NORTHWEST | 115 | 40 | PAC:MDFD | 470
42155 | ANACPUMP | NORTHWEST | 115 | 40 | SKAGITI | 423
33566 | CAMANCHE | PG AND E | 115 | 30 | Conf Load (Stockton) | 311
31015 | BRDGVLLE | PG AND E | 115 | 30 | Conf Load (Humboldt) | 301
46493 | DEN_BR | NORTHWEST | 115 | 40 | Seattle City Light | 464
45364 | NORWAYTI | NORTHWEST | 115 | 40 | PAC:CBAY | 473
45324 | MEDCO | NORTHWEST | 115 | 40 | PAC:MDFD | 470
31020 | HMBOBAYPPB | PG AND E | 115 | 30 | Conf Load (Humboldt) | 301
40703 | MARTN CR | NORTHWEST | 115 | 40 | Western Oregon | 402
45337 | WEED JPS | NORTHWEST | 115 | 40 | PAC:YRKA | 478
34487 | SANGERCGNJCT | PG AND E | 115 | 30 | Conf Load (Fresno) | 314
46706 | ELKPLN-2 | NORTHWEST | 115 | 40 | Tacoma Power - General | 466
31200 | MENDOCNO | PG AND E | 115 | 30 | Conf Load (N. Coast) | 302
33549 | SCHULTE | PG AND E | 115 | 30 | Conf Load (Stockton) | 311
79253 | CRYSTAL | WAPA R.M. | 115 | 73 | ZoneR4 | 790
45314 | LWSCLARK | NORTHWEST | 115 | 40 | PAC:CLTP | 411
78663 | FAIRVWCS | PSCOLORADO | 115 | 70 | CSU | 785
79638 | MESA TAP | WAPA R.M. | 115 | 73 | FEUS | 793
45296 | LHRT TAP | NORTHWEST | 115 | 40 | PAC:CBAY | 473
79641 | MILAGR | WAPA R.M. | 115 | 73 | FEUS | 793
46155 | ROCKYFD | NORTHWEST | 115 | 40 | Grant County, WA | 482
11293 | EXECUTIVE | EL PASO | 115 | 11 | EPE - Native Load | 110
79632 | HOGBAK | WAPA R.M. | 115 | 73 | FEUS | 793
79622 | FOOTHILS | WAPA R.M. | 115 | 73 | FEUS | 793
79617 | COLLTAP | WAPA R.M. | 115 | 73 | FEUS | 793
79604 | A-R TAP | WAPA R.M. | 115 | 73 | FEUS | 793
33535 | SFWY_TP2 | PG AND E | 115 | 30 | Conf Load (Stockton) | 311
45261 | PUNKIN C | NORTHWEST | 115 | 40 | PAC:YKMA | 477
79256 | SILVERTN | WAPA R.M. | 115 | 73 | ZoneR4 | 790
79179 | GRT CUT | WAPA R.M. | 115 | 73 | ZoneR4 | 790
79196 | N.GUNNSN | WAPA R.M. | 115 | 73 | Zone69 | 791
79180 | GRCUT TP | WAPA R.M. | 115 | 73 | ZoneR4 | 790
79080 | CASCADEL | WAPA R.M. | 115 | 73 | Zone69 | 791
79128 | ANIMARIV | WAPA R.M. | 115 | 73 | Zone69 | 791
79104 | GARNETAP | WAPA R.M. | 115 | 73 | Zone69 | 791
79118 | Y.JACK W | WAPA R.M. | 115 | 73 | Zone69 | 791
79110 | MAIN CO | WAPA R.M. | 115 | 73 | Zone69 | 791
11118 | MONTWOOD | EL PASO | 115 | 11 | EPE - Native Load | 110
14358 | SNMNUELN | APS | 115 | 14 | APS | 141
10333 | SUNSHN_T | NEW MEXICO | 115 | 10 | PNM: Northwestern | 107
79092 | AVON | PSCOLORADO | 115 | 70 | ZoneRW | 708
365626 | 1320-WD | PG AND E | 115 | 30 | Conf Load (Los Padres) | 320
79085 | NORTHMSA | WAPA R.M. | 115 | 73 | Zone69 | 791
79083 | JUANITA | WAPA R.M. | 115 | 73 | Zone69 | 791
79082 | HAPPYCAN | WAPA R.M. | 115 | 73 | Zone69 | 791
79078 | BODO | WAPA R.M. | 115 | 73 | Zone69 | 791
365154 | Q1143 | PG AND E | 115 | 30 | Conf Load (Fresno) | 314
79075 | EMPIRETS | WAPA R.M. | 115 | 73 | Zone69 | 791
79073 | BLUEDOOR | WAPA R.M. | 115 | 73 | ZoneR4 | 790
79071 | HESPERUS | WAPA R.M. | 115 | 73 | ZoneR4 | 790
999932 | LKYFAI11 | NORTHWEST | 115 | 40 | S.KING | 428
65100 | BAIROIL | PACE | 115 | 65 | WY CENTRAL | 651
46708 | FARWSTTP | NORTHWEST | 115 | 40 | Tacoma Power - General | 466
45166 | EAGLE PT | NORTHWEST | 115 | 40 | PAC:MDFD | 470
45177 | LOCKHRT | NORTHWEST | 115 | 40 | PAC:CBAY | 473
47001 | 2ND_ST# | NORTHWEST | 115 | 40 | Lower Columbia Basin | 404
13321 | WTA | NEW MEXICO | 115 | 10 | Los Alamos County | 133
45147 | HOPLAND | NORTHWEST | 115 | 40 | PAC:YKMA | 477
40655 | LIBBY | NORTHWEST | 115 | 40 | Western Montana | 486
79034 | GRANDJCT | PSCOLORADO | 115 | 70 | ZoneRW | 708
45819 | WESTGATE | NORTHWEST | 115 | 40 | Snohomish PUD | 468
79011 | CAHONE | WAPA R.M. | 115 | 73 | ZoneR4 | 790
45127 | HARRISON | NORTHWEST | 115 | 40 | PAC:PTLD | 489
33321 | RVNSWD D | PG AND E | 115 | 30 | Conf Load (Peninsula) | 310
40645 | LEDBEDER+ | NORTHWEST | 115 | 40 | Lower Columbia Basin | 404
33320 | LONESTAR | PG AND E | 115 | 30 | Conf Load (Peninsula) | 310
40637 | LARENE+ | NORTHWEST | 115 | 40 | Spokane Area, N Idaho, W Montana | 406
78683 | WOODMEN S | PSCOLORADO | 115 | 70 | CSU | 785
34122 | OAKHURST | PG AND E | 115 | 30 | Conf Load (Yosemite) | 313
78679 | SANTA FE N | PSCOLORADO | 115 | 70 | CSU | 785
78677 | ROCKISLD | PSCOLORADO | 115 | 70 | CSU | 785
78678 | RUSTIQUE | PSCOLORADO | 115 | 70 | CSU | 785
999940 | BERBEL11 | NEW MEXICO | 115 | 10 | TSGT: Southern NM | 123
78674 | RAMPART N | PSCOLORADO | 115 | 70 | CSU | 785
11157 | SUNSET_N | EL PASO | 115 | 11 | EPE - Native Load | 110
78668 | FOUNTAIN N | PSCOLORADO | 115 | 70 | CSU | 785
78669 | FOUNTAIN S | PSCOLORADO | 115 | 70 | CSU | 785
98271 | mid_98271 | PACE | 115 | 65 | WY EAST | 679
78661 | DRAKE N | PSCOLORADO | 115 | 70 | CSU | 785
78659 | CTTNWD S | PSCOLORADO | 115 | 70 | CSU | 785
78655 | BRADLEY S | PSCOLORADO | 115 | 70 | CSU | 785
78121 | FORDHAM | PSCOLORADO | 115 | 70 | PRPA | 780
45067 | COQUILLE | NORTHWEST | 115 | 40 | PAC:CBAY | 473
78101 | BOYD | PSCOLORADO | 115 | 70 | PRPA | 780
45069 | CRAGVIEW | NORTHWEST | 115 | 40 | PAC:YRKA | 478
78098 | CROSSRDS | PSCOLORADO | 115 | 70 | PRPA | 780
47006 | CHIMACUM+ | NORTHWEST | 115 | 40 | Seattle Area, Olympic Peninsula | 400
78081 | RICHARDS | PSCOLORADO | 115 | 70 | PRPA | 780
33300 | DALY CTY | PG AND E | 115 | 30 | Conf Load (Peninsula) | 310
47003 | 3MILE# | NORTHWEST | 115 | 40 | Lower Columbia Basin | 404
45037 | CAVE JCT | NORTHWEST | 115 | 40 | PAC:GRPS | 481
77502 | POUDRE | PSCOLORADO | 115 | 70 | PRPA | 780
77500 | DERBYHIL | PSCOLORADO | 115 | 70 | PRPA | 780
47009 | BOX_CANYON_W | NORTHWEST | 115 | 40 | AVA: Pend Oreille PUD | 448
33206 | BAYSHOR1 | PG AND E | 115 | 30 | Conf Load (S.F.) | 309
45011 | ASTOR TP | NORTHWEST | 115 | 40 | PAC:CLTP | 411
74041 | EB PARK | WAPA R.M. | 115 | 73 | ZoneEW | 753
33200 | LARKIN D | PG AND E | 115 | 30 | Conf Load (S.F.) | 309
44960 | WEED | NORTHWEST | 115 | 40 | PAC:YRKA | 478
15127 | SPURLOCK | SRP | 115 | 15 | SRP EMA 115kV | 1506
73626 | COHIWND | WAPA R.M. | 115 | 73 | ZoneEC | 752
44945 | CIRCLTP1 | NORTHWEST | 115 | 40 | PAC:WLMT | 472
73607 | WAGHN NT | WAPA R.M. | 115 | 73 | ZoneEW | 753
73597 | OWL_CRK | WAPA R.M. | 115 | 73 | ZoneFH | 754
73578 | GLDNPNDS | WAPA R.M. | 115 | 73 | ZoneFH | 754
46975 | CURTISTP | NORTHWEST | 115 | 40 | Tacoma Power - General | 466
73558 | WHITNEY | WAPA R.M. | 115 | 73 | ZoneFH | 754
73555 | BRACEWLL | WAPA R.M. | 115 | 73 | ZoneFH | 754
10172 | LEYENDKR | NEW MEXICO | 115 | 10 | PNM: Albuquerque | 101
11291 | TRIUMPH | EL PASO | 115 | 11 | EPE - Native Load | 110
31216 | LUCERNE | PG AND E | 115 | 30 | Conf Load (N. Coast) | 302
15103 | BONNEYTP | SRP | 115 | 15 | SRP EMA 115kV | 1506
34409 | PNDLJ2 | PG AND E | 115 | 30 | Conf Load (Fresno) | 314
24777 | BAKER | SOCALIF | 115 | 24 | SCE Kramer/Inyokern/Coolwater | 953
44902 | PARKDALE_88 | NORTHWEST | 115 | 40 | PAC:GRPS | 481
73478 | GALIEN | WAPA R.M. | 115 | 73 | ZoneEC | 752
410730 | TIL_TRA_CIO1 | NORTHWEST | 115 | 40 | Portland Area | 401
73371 | BETHELLM | WAPA R.M. | 115 | 73 | ZoneEC | 752
42423 | MIDLAKES | NORTHWEST | 115 | 40 | N.KING | 426
45841 | KELLOGM T2 | NORTHWEST | 115 | 40 | Snohomish PUD | 468
43572 | SWAN ISL | NORTHWEST | 115 | 40 | Portland General - BES NODE | 452
34416 | BULLARD | PG AND E | 115 | 30 | Conf Load (Fresno) | 314
46616 | N_FORK-T | NORTHWEST | 115 | 40 | Tacoma Power - General | 466
40595 | KEELER_E | NORTHWEST | 115 | 40 | Portland Area | 401
40590 | SMITHSON | NORTHWEST | 115 | 40 | Central Washington | 403
73362 | MEDBOWTP | WAPA R.M. | 115 | 73 | ZoneEW | 753
34130 | LIVNGSTN | PG AND E | 115 | 30 | Conf Load (Yosemite) | 313
40579 | JENKINS | NORTHWEST | 115 | 40 | Central Washington | 403
40581 | JUNCT_CTY+ | NORTHWEST | 115 | 40 | Western Oregon | 402
40565 | ICE_HARBOR_1 | NORTHWEST | 115 | 40 | Lower Columbia Basin | 404
32578 | SKGGS J2 | PG AND E | 115 | 30 | Conf Load (North Bay) | 306
73311 | FMS | WAPA R.M. | 115 | 73 | ZoneEC | 752
40567 | ICE_HARBOR_2 | NORTHWEST | 115 | 40 | Lower Columbia Basin | 404
73255 | LINGLETP | WAPA R.M. | 115 | 73 | ZoneEW | 753
73256 | LYMANTP | WAPA R.M. | 115 | 73 | ZoneEW | 753
44521 | VERNTP | NORTHWEST | 115 | 40 | PAC:PTLD | 489
73221 | WOODROW | WAPA R.M. | 115 | 73 | ZoneEC | 752
73195 | TCAPS | WAPA R.M. | 115 | 73 | ZoneBH | 750
73208 | WAGES | WAPA R.M. | 115 | 73 | ZoneEC | 752
13301 | BUCKMAN | NEW MEXICO | 115 | 10 | PNM: Santa Fe | 106
73200 | TIMNATH | WAPA R.M. | 115 | 73 | ZoneFH | 754
46009 | BABCOCK | NORTHWEST | 115 | 40 | Grant County, WA | 482
73185 | SO. FORK | WAPA R.M. | 115 | 73 | ZoneEC | 752
40541 | HOOD RVR | NORTHWEST | 115 | 40 | Portland Area | 401
34799 | PONDROAD | PG AND E | 115 | 30 | Conf Load (Kern) | 315
73173 | ROUNDTOP | WAPA R.M. | 115 | 73 | ZoneEW | 753
73166 | REDWILLW | WAPA R.M. | 115 | 73 | ZoneEC | 752
32973 | LAKEWD-C | PG AND E | 115 | 30 | Conf Load (Diablo) | 308
73152 | PINEBLUF | WAPA R.M. | 115 | 73 | ZoneEW | 753
73139 | MYERS | WAPA R.M. | 115 | 73 | ZoneEW | 753
73140 | MYERS TP | WAPA R.M. | 115 | 73 | ZoneEW | 753
73123 | LOVELL | WAPA R.M. | 115 | 73 | ZoneBH | 750
73090 | HYGIENE | WAPA R.M. | 115 | 73 | ZoneFH | 754
40535 | HIGHLAND+ | NORTHWEST | 115 | 40 | Lower Columbia Basin | 404
40530 | HENKL ST | NORTHWEST | 115 | 40 | Seattle Area, Olympic Peninsula | 400
73093 | JIMREADY | WAPA R.M. | 115 | 73 | ZoneBH | 750
73094 | JOES | WAPA R.M. | 115 | 73 | ZoneEC | 752
40523 | HAUSER# | NORTHWEST | 115 | 40 | Western Oregon | 402
46301 | UNIV | NORTHWEST | 115 | 40 | Eugene, OR | 480
43827 | MAXIM1 | NORTHWEST | 115 | 40 | Portland General - Industrial | 455
73065 | GARY | WAPA R.M. | 115 | 73 | ZoneEC | 752
20022 | PNU-115 | MEXICO-CFE | 115 | 20 | ZoneEN | 205
73055 | KERSEY W | WAPA R.M. | 115 | 73 | ZoneEC | 752
73043 | CHEYENNE | WAPA R.M. | 115 | 73 | ZoneEW | 753
73037 | BUSHNELL | WAPA R.M. | 115 | 73 | ZoneWN | 756
73028 | BOYSEN | WAPA R.M. | 115 | 73 | ZoneBH | 750
73019 | BASIN | WAPA R.M. | 115 | 73 | ZoneBH | 750
43793 | SULZER # | NORTHWEST | 115 | 40 | Portland General - BES NODE | 452
15122 | RAY | SRP | 115 | 15 | SRP EMA 115kV | 1506
41010 | SOUTH M | NORTHWEST | 115 | 40 | Portland Area | 401
33967 | MILER TP | PG AND E | 115 | 30 | Conf Load (Stanislaus) | 312
72910 | MONOLTH | WAPA R.M. | 115 | 73 | ZoneEW | 753
72794 | WILSNMSA | WAPA R.M. | 115 | 73 | Zone69 | 791
72240 | SPRNGCK | WAPA R.M. | 115 | 73 | Zone69 | 791
19071 | ED-4 | WAPA L.C. | 115 | 19 | WAPA-DSW | 191
45729 | N MARYS | NORTHWEST | 115 | 40 | Snohomish PUD | 468
46057 | PEC TP | NORTHWEST | 115 | 40 | Grant County, WA | 482
10012 | ANDERSON | NEW MEXICO | 115 | 10 | PNM: Albuquerque | 101
41002 | SNOKING_S1 | NORTHWEST | 115 | 40 | Seattle Area, Olympic Peninsula | 400
33968 | TEICHERT | PG AND E | 115 | 30 | Conf Load (Stockton) | 311
406750 | BAK_BAK_CIO | NORTHWEST | 115 | 40 | Cowlitz County, WA | 457
71508 | ROBTUNNEL_CR | PSCOLORADO | 115 | 70 | ZoneRD | 700
159031 | SANDSTON1 | SRP | 115 | 15 | SRP OTHER SUB 69kV | 1508
72195 | PIERCE | WAPA R.M. | 115 | 73 | ZoneFH | 754
40515 | HATTON | NORTHWEST | 115 | 40 | Lower Columbia Basin | 404
72001 | PANORAMW | WAPA R.M. | 115 | 73 | ZoneEC | 752
72146 | CHLKBLFF | WAPA R.M. | 115 | 73 | ZoneEC | 752
72128 | BURDETT | WAPA R.M. | 115 | 73 | ZoneEC | 752
72100 | E YUMA TAP | WAPA R.M. | 115 | 73 | ZoneEC | 752
71024 | N_PENROSE | PSCOLORADO | 115 | 70 | ZoneWP | 712
79127 | SYLVSTGU | WAPA R.M. | 115 | 73 | Zone69 | 791
40510 | HANFORD2_CON | NORTHWEST | 115 | 40 | Lower Columbia Basin | 404
40506 | EOF/PSF+ | NORTHWEST | 115 | 40 | Lower Columbia Basin | 404
34701 | SEMI_TAP | PG AND E | 115 | 30 | Conf Load (Kern) | 315
13014 | TURQUOIS | NEW MEXICO | 115 | 10 | PNM: Southwest | 132
464011 | BOTHELL115_A | NORTHWEST | 115 | 40 | Seattle City Light | 464
40483 | GREEN BL | NORTHWEST | 115 | 40 | Spokane Area, N Idaho, W Montana | 406
462360 | HOL_THU_CIO | NORTHWEST | 115 | 40 | Eugene, OR | 480
464016 | BOTHELL115_F | NORTHWEST | 115 | 40 | Seattle City Light | 464
10063 | CHURCH_R | NEW MEXICO | 115 | 10 | PNM: Northwestern | 107
46704 | ELBE-2 | NORTHWEST | 115 | 40 | Tacoma Power - General | 466
365931 | Q653F | PG AND E | 115 | 30 | Conf Load (Sacramento) | 304
43628 | WACKER_W | NORTHWEST | 115 | 40 | Portland General - BES S/S | 451
464014 | BOTHELL115_D | NORTHWEST | 115 | 40 | Seattle City Light | 464
46731 | LACAMAS2 | NORTHWEST | 115 | 40 | Tacoma Power - General | 466
65480 | E_JACKSN | PACE | 115 | 65 | ID BPA | 665
46689 | COLLINS2 | NORTHWEST | 115 | 40 | Tacoma Power - General | 466
43595 | TOWNCNTR | NORTHWEST | 115 | 40 | Portland General - BES NODE | 452
70606 | HENRYLAK | PSCOLORADO | 115 | 70 | ZoneRN | 706
14353 | MURAL | APS | 115 | 14 | APS | 141
42452 | SOMERSET | NORTHWEST | 115 | 40 | N.KING | 426
70584 | CRYSTVA_CR | PSCOLORADO | 115 | 70 | ZoneRS | 704
70581 | GRNDVIEW_CR | PSCOLORADO | 115 | 70 | ZoneRS | 704
43573 | SYLVAN | NORTHWEST | 115 | 40 | Portland General - BES NODE | 452
70549 | APT_MEM | PSCOLORADO | 115 | 70 | ZoneWP | 712
43555 | STMARYSB | NORTHWEST | 115 | 40 | Portland General - BES S/S | 451
70540 | BASLTDST | PSCOLORADO | 115 | 70 | ZoneRW | 708
34752 | KERN PWR | PG AND E | 115 | 30 | Conf Load (Kern) | 315
46878 | SADLROCK | NORTHWEST | 115 | 40 | Central Washington | 403
70537 | FITZSMNS | PSCOLORADO | 115 | 70 | ZoneRD | 700
43547 | STMARYE1 | NORTHWEST | 115 | 40 | Portland General - BES NODE | 452
79630 | HARTCYN | WAPA R.M. | 115 | 73 | FEUS | 793
43533 | SPNWSPR1 | NORTHWEST | 115 | 40 | Portland General - BES NODE | 452
70518 | BAYOU_CR | PSCOLORADO | 115 | 70 | ZoneRS | 704
70516 | PONDERSA_CR | PSCOLORADO | 115 | 70 | ZoneRS | 704
70510 | VICTORY_CR | PSCOLORADO | 115 | 70 | ZoneRD | 700
70484 | MARTIN_TP | PSCOLORADO | 115 | 70 | ZoneRD | 700
70475 | ARROWHLK | PSCOLORADO | 115 | 70 | ZoneRN | 706
70467 | WAVERLY | PSCOLORADO | 115 | 70 | ZoneSL | 710
32412 | ATLANTIC | PG AND E | 115 | 30 | Conf Load (Sierra) | 305
70458 | WALSENBG | PSCOLORADO | 115 | 70 | ZoneRS | 704
70441 | UNIVERS1 | PSCOLORADO | 115 | 70 | ZoneRD | 700
70434 | TWNLAKES | PSCOLORADO | 115 | 70 | ZoneRM | 709
70423 | BOULDERCAN1 | PSCOLORADO | 115 | 70 | ZoneRB | 703
70412 | STMBEACH | PSCOLORADO | 115 | 70 | ZoneRS | 704
42449 | SKYKOMSH | NORTHWEST | 115 | 40 | N.KING | 426
40449 | GAFFNEY | NORTHWEST | 115 | 40 | AVA: Big Bend | 445
45734 | TWIN CITY | NORTHWEST | 115 | 40 | Snohomish PUD | 468
19067 | ED-5 | WAPA L.C. | 115 | 19 | WAPA-DSW | 191
40988 | SNOHOMISH_S2 | NORTHWEST | 115 | 40 | Seattle Area, Olympic Peninsula | 400
42169 | HAMILTNP | NORTHWEST | 115 | 40 | SKAGIT | 422
70390 | SKALA | PSCOLORADO | 115 | 70 | ZoneWP | 712
70377 | SANDOWN | PSCOLORADO | 115 | 70 | ZoneRD | 700
46871 | MANSON | NORTHWEST | 115 | 40 | Central Washington | 403
70373 | S.ACACIO | PSCOLORADO | 115 | 70 | ZoneSL | 710
43393 | OSWEGO | NORTHWEST | 115 | 40 | Portland General - BES S/S | 451
43387 | ORESTEEL | NORTHWEST | 115 | 40 | Portland General - Industrial | 455
70352 | READER | PSCOLORADO | 115 | 70 | ZoneWP | 712
70340 | QUAKER1 | PSCOLORADO | 115 | 70 | ZoneRD | 700
33970 | INGRM C. | PG AND E | 115 | 30 | Conf Load (Stanislaus) | 312
45733 | NAVY | NORTHWEST | 115 | 40 | Snohomish PUD | 468
46078 | ROUNDLKT | NORTHWEST | 115 | 40 | Grant County, WA | 482
42174 | PETHCORN | NORTHWEST | 115 | 40 | SKAGIT | 422
70295 | NCAR | PSCOLORADO | 115 | 70 | ZoneRB | 703
43316 | MIDLGROV | NORTHWEST | 115 | 40 | Portland General - BES NODE | 452
19064 | TUCSON | WAPA L.C. | 115 | 19 | WAPA-DSW | 191
42451 | SNOQDIST | NORTHWEST | 115 | 40 | N.KING | 426
43790 | URBAN # | NORTHWEST | 115 | 40 | Portland General - BES NODE | 452
43795 | OXFRD PG | NORTHWEST | 115 | 40 | Portland General - BES S/S | 451
46455 | VIEWLAND | NORTHWEST | 115 | 40 | Seattle City Light | 464
34396 | PIEDRA 2 | PG AND E | 115 | 30 | Conf Load (Fresno) | 314
42453 | SOUTKIRK | NORTHWEST | 115 | 40 | N.KING | 426
45861 | WATERFRONT | NORTHWEST | 115 | 40 | Snohomish PUD | 468
46255 | THURSTON | NORTHWEST | 115 | 40 | Eugene, OR | 480
34379 | MALAGATP | PG AND E | 115 | 30 | Conf Load (Fresno) | 314
70285 | MIDWAYPS | PSCOLORADO | 115 | 70 | ZoneRS | 704
43321 | MIDWAYPG | NORTHWEST | 115 | 40 | Portland General - BES NODE | 452
46245 | PRAIRIE | NORTHWEST | 115 | 40 | Eugene, OR | 480
70282 | LEETSDAL2 | PSCOLORADO | 115 | 70 | ZoneRD | 700
70242 | KENDRICK | PSCOLORADO | 115 | 70 | ZoneRD | 700
43309 | MCLGHLNA | NORTHWEST | 115 | 40 | Portland General - BES S/S | 451
70258 | LEADVIL2 | PSCOLORADO | 115 | 70 | ZoneRM | 709
70259 | LEETSDAL1 | PSCOLORADO | 115 | 70 | ZoneRD | 700
70252 | LAKEWOD2 | PSCOLORADO | 115 | 70 | ZoneRD | 700
40417 | FILBRT# | NORTHWEST | 115 | 40 | Portland Area | 401
34140 | CRESSEY | PG AND E | 115 | 30 | Conf Load (Yosemite) | 313
10568 | PETROGLYPH | NEW MEXICO | 115 | 10 | PNM: Albuquerque | 101
34743 | SEMITROPIC_E | PG AND E | 115 | 30 | Conf Load (Kern) | 315
43259 | HUBER | NORTHWEST | 115 | 40 | Portland General - BES NODE | 452
17012 | MARANA | AEPCO | 115 | 17 | AEPCO: Trico | 171
24805 | DEVERS | SOCALIF | 115 | 24 | SCE Devers 115kV | 941
12007 | BELEN_PG | NEW MEXICO | 115 | 10 | PNM: Belen | 102
70238 | ANDRKO | PSCOLORADO | 115 | 70 | ZoneRN | 706
24810 | HI DESERT | SOCALIF | 115 | 24 | SCE Devers 115kV | 941
24815 | GARNET | SOCALIF | 115 | 24 | SCE Devers 115kV | 941
12008 | BERNARDO | NEW MEXICO | 115 | 10 | TSGT: Southern NM | 123
24837 | EISNHOW | SOCALIF | 115 | 24 | SCE Devers 115kV | 941
70219 | ANDRKO_TP | PSCOLORADO | 115 | 70 | ZoneRN | 706
70224 | HOGBACK | PSCOLORADO | 115 | 70 | ZoneRD | 700
12011 | BLACKLAK | NEW MEXICO | 115 | 10 | TSGT: North NM | 121
70217 | HAVANA2 | PSCOLORADO | 115 | 70 | ZoneRD | 700
24865 | TAP188 | SOCALIF | 115 | 24 | SCE Kramer/Inyokern/Coolwater | 953
24866 | TAP189 | SOCALIF | 115 | 24 | SCE Kramer/Inyokern/Coolwater | 953
17023 | VALEN-AE | AEPCO | 115 | 17 | AEPCO: Trico | 171
24896 | BORAX | SOCALIF | 115 | 24 | SCE Kramer/Inyokern/Coolwater | 953
17039 | KARTCHNR | AEPCO | 115 | 17 | AEPCO: SSVEC | 172
12012 | BLUEWATR | NEW MEXICO | 115 | 10 | TSGT: Western NM | 122
24903 | VSTA | SOCALIF | 115 | 24 | SCE Vista 115kV | 945
12014 | CABALLOT | NEW MEXICO | 115 | 10 | TSGT: Southern NM | 123
70209 | GREELEY | PSCOLORADO | 115 | 70 | ZoneRN | 706
70208 | GRAY_ST. | PSCOLORADO | 115 | 70 | ZoneRD | 700
17089 | SNDARIO | AEPCO | 115 | 17 | AEPCO: Trico | 171
12017 | CINIZA | NEW MEXICO | 115 | 10 | TSGT: Western NM | 122
10095 | EB-TL | NEW MEXICO | 115 | 10 | PNM: Albuquerque | 101
46227 | HAYDBSUB | NORTHWEST | 115 | 40 | Eugene, OR | 480
12020 | CLAPHAM | NEW MEXICO | 115 | 10 | TSGT: North NM | 121
70194 | FULTONTS | PSCOLORADO | 115 | 70 | ZoneRD | 700
32232 | HIGGINS | PG AND E | 115 | 30 | Conf Load (Sierra) | 305
70191 | FTLUPTON | PSCOLORADO | 115 | 70 | ZoneRN | 706
12023 | CUCHILLO | NEW MEXICO | 115 | 10 | TSGT: Southern NM | 123
10206 | MIMBRES | NEW MEXICO | 115 | 10 | PNM: Deming | 104
70172 | FED_CTR | PSCOLORADO | 115 | 70 | ZoneRD | 700
70170 | NREL | PSCOLORADO | 115 | 70 | ZoneRB | 703
17175 | PICACH-AZ | AEPCO | 115 | 17 | CAP | 179
12027 | DONA_ANA | NEW MEXICO | 115 | 10 | TSGT: Southern NM | 123
70166 | ENGLEWD1 | PSCOLORADO | 115 | 70 | ZoneRD | 700
70165 | ENGLE3TP | PSCOLORADO | 115 | 70 | ZoneRD | 700
12028 | EL_BUTTE | NEW MEXICO | 115 | 10 | TSGT: Southern NM | 123
10207 | MONTANO | NEW MEXICO | 115 | 10 | PNM: Albuquerque | 101
17178 | SANDAR-AZ | AEPCO | 115 | 17 | CAP | 179
70155 | DILLON | PSCOLORADO | 115 | 70 | ZoneRM | 709
12030 | GALLUPPG | NEW MEXICO | 115 | 10 | TSGT: Western NM | 122
70151 | DIAMNDBK | PSCOLORADO | 115 | 70 | ZoneRS | 704
43145 | DENNY | NORTHWEST | 115 | 40 | Portland General - BES NODE | 452
70138 | DANIELPK | PSCOLORADO | 115 | 70 | ZoneRD | 700
10444 | LSTHRZNT | NEW MEXICO | 115 | 10 | PNM: Albuquerque | 101
43126 | CULVER | NORTHWEST | 115 | 40 | Portland General - BES S/S | 451
17182 | BLKMTN-AZ | AEPCO | 115 | 17 | CAP | 179
25423 | ESRP MWD | SOCALIF | 115 | 24 | SCE Valley 115kV | 947
12035 | GRANTS_T | NEW MEXICO | 115 | 10 | TSGT: Western NM | 122
70114 | CLIMAX | PSCOLORADO | 115 | 70 | ZoneRM | 709
17608 | S.BRKRCH | AEPCO | 115 | 17 | AEPCO: Trico | 171
70108 | CHEROKEE_S | PSCOLORADO | 115 | 70 | ZoneRD | 700
34739 | GRIMWAY | PG AND E | 115 | 30 | Conf Load (Kern) | 315
70089 | CARBNDAL | PSCOLORADO | 115 | 70 | ZoneRW | 708
70087 | CAPHILL | PSCOLORADO | 115 | 70 | ZoneRD | 700
70086 | CANONCTY | PSCOLORADO | 115 | 70 | ZoneWP | 712
12041 | HOT_SPRG | NEW MEXICO | 115 | 10 | TSGT: Southern NM | 123
10021 | AVILA | NEW MEXICO | 115 | 10 | PNM: Sandoval | 103
10445 | LOSTHRZN | NEW MEXICO | 115 | 10 | PNM: Albuquerque | 101
25601 | DVLCYN12 | SOCALIF | 115 | 24 | SCE Vista 115kV | 945
10096 | EL_CERRO | NEW MEXICO | 115 | 10 | PNM: Belen | 102
43070 | BUTLER | NORTHWEST | 115 | 40 | Portland General - BES S/S | 451
70058 | BOULDERCAN2 | PSCOLORADO | 115 | 70 | ZoneRB | 703
70055 | BNAVST | PSCOLORADO | 115 | 70 | ZoneRM | 709
999898 | CRZHOL21 | PG AND E | 115 | 30 | Conf Load (Central Coast) | 319
32204 | OLIVHRST | PG AND E | 115 | 30 | Conf Load (Sierra) | 305
70036 | ARAP_A | PSCOLORADO | 115 | 70 | ZoneRD | 700
32200 | PEASE | PG AND E | 115 | 30 | Conf Load (Sierra) | 305
25639 | SEAWIND | SOCALIF | 115 | 24 | SCE Devers 115kV | 941
12047 | MORIARTY | NEW MEXICO | 115 | 10 | TSGT: Central NM | 120
34741 | STK115J1 | PG AND E | 115 | 30 | Conf Load (Kern) | 315
70022 | NYBERG | PSCOLORADO | 115 | 70 | ZoneWP | 712
25650 | MHV SPHN | SOCALIF | 115 | 24 | SCE Vista 115kV | 945
70014 | SNISABEL | PSCOLORADO | 115 | 70 | ZoneRS | 704
12048 | MPC | NEW MEXICO | 115 | 10 | TSGT: Western NM | 122
43016 | BASIN AV | NORTHWEST | 115 | 40 | Portland General - Industrial | 455
12050 | OJO | NEW MEXICO | 115 | 10 | PNM: Santa Fe | 106
25667 | EL CASCO | SOCALIF | 115 | 24 | SCE El Casco 115kV | 946
25668 | WDT1655H | SOCALIF | 115 | 24 | SCE Victor | 954
70005 | BRUSH2_4 | PSCOLORADO | 115 | 70 | ZoneRN | 706
12053 | PALM_T | NEW MEXICO | 115 | 10 | PNM: Sandoval | 103
43007 | ALDERCRT | NORTHWEST | 115 | 40 | Portland General - BES S/S | 451
43005 | ABRNTHY1 | NORTHWEST | 115 | 40 | Portland General - BES NODE | 452
43001 | ABRNATHY | NORTHWEST | 115 | 40 | Portland General - BES NODE | 452
12054 | PDPLAYAS | NEW MEXICO | 115 | 10 | TSGT: Southern NM | 123
10460 | RANDLPHT | NEW MEXICO | 115 | 10 | PNM: Albuquerque | 101
46221 | DILLARDT | NORTHWEST | 115 | 40 | Eugene, OR | 480
42984 | SKOOKUM1 | NORTHWEST | 115 | 40 | THURSTN | 432
12056 | PEGS | NEW MEXICO | 115 | 10 | TSGT: Western NM | 122
25784 | BISHOP4 | SOCALIF | 115 | 24 | SCE Control | 952
42982 | WINSLOW | NORTHWEST | 115 | 40 | KITSAP | 434
32020 | JMSN JCT | PG AND E | 115 | 30 | Conf Load (Sacramento) | 304
42977 | SILVRTAP | NORTHWEST | 115 | 40 | KITSAP | 434
32012 | HALE J2 | PG AND E | 115 | 30 | Conf Load (Sacramento) | 304
10212 | MPLAZA_T | NEW MEXICO | 115 | 10 | PNM: Albuquerque | 101
42976 | SILVERDL | NORTHWEST | 115 | 40 | KITSAP | 434
12059 | PICACHO | NEW MEXICO | 115 | 10 | TSGT: Southern NM | 123
42970 | SERWOLD | NORTHWEST | 115 | 40 | KITSAP | 434
69155 | BIXBY | PACE | 115 | 65 | WY EAST | 679
40960 | SNO_BEV3_CIO | NORTHWEST | 115 | 40 | Seattle Area, Olympic Peninsula | 400
69110 | EVANS | PACE | 115 | 65 | WY EAST | 679
69123 | PLATTJCT | PACE | 115 | 65 | WY EAST | 679
69108 | COMUMNTY | PACE | 115 | 65 | WY EAST | 679
69098 | RAWHIDE | PACE | 115 | 65 | WY EAST | 679
42952 | MANCHEST | NORTHWEST | 115 | 40 | KITSAP | 434
42949 | LOMOTAP | NORTHWEST | 115 | 40 | KITSAP | 434
42944 | FERNW TI | NORTHWEST | 115 | 40 | KITSAP | 434
32001 | UCD_TP2 | PG AND E | 115 | 30 | Conf Load (Sacramento) | 304
34740 | STOCKDLE | PG AND E | 115 | 30 | Conf Load (Kern) | 315
33917 | SPISONORAJCT | PG AND E | 115 | 30 | Conf Load (Stanislaus) | 312
42938 | E P ORCT | NORTHWEST | 115 | 40 | KITSAP | 434
31997 | SCHMLBCH | PG AND E | 115 | 30 | Conf Load (Sacramento) | 304
31996 | HALE J1 | PG AND E | 115 | 30 | Conf Load (Sacramento) | 304
42932 | BUCKLIN | NORTHWEST | 115 | 40 | KITSAP | 434
42933 | C KITSAP | NORTHWEST | 115 | 40 | KITSAP | 434
45613 | BUNKFOSS | NORTHWEST | 115 | 40 | Snohomish PUD | 468
42907 | VALLYJCT | NORTHWEST | 115 | 40 | KITSAP | 434
42901 | S.BREM W | NORTHWEST | 115 | 40 | KITSAP | 434
67923 | CENTERST | PACE | 115 | 65 | WY EAST | 679
67924 | BRYAN | PACE | 115 | 65 | WY EAST | 679
42904 | FOSSCNRN | NORTHWEST | 115 | 40 | KITSAP | 434
11076 | FT._BLIS | EL PASO | 115 | 11 | EPE - Native Load | 110
40377 | EAGLE_LAKE+ | NORTHWEST | 115 | 40 | Lower Columbia Basin | 404
42594 | ELLNGSON | NORTHWEST | 115 | 40 | S.KING | 428
406360 | CONNLEY_LANE | NORTHWEST | 115 | 40 | Southern Oregon | 405
31978 | DPWT_TP2 | PG AND E | 115 | 30 | Conf Load (Sacramento) | 304
40384 | EGYPT# | NORTHWEST | 115 | 40 | Spokane Area, N Idaho, W Montana | 406
45863 | POLARIS | NORTHWEST | 115 | 40 | Snohomish PUD | 468
10315 | SIGNET_T | NEW MEXICO | 115 | 10 | PNM: Albuquerque | 101
42876 | MCKINLY | NORTHWEST | 115 | 40 | THURSTN | 432
34148 | CHENY | PG AND E | 115 | 30 | Conf Load (Yosemite) | 313
472140 | RUN_TRO_CIO | NORTHWEST | 115 | 40 | Clark County, WA | 456
42815 | WEST OLY | NORTHWEST | 115 | 40 | THURSTN | 432
42862 | BARNESLK | NORTHWEST | 115 | 40 | THURSTN | 432
46103 | SOAPL TP | NORTHWEST | 115 | 40 | Grant County, WA | 482
65775 | HOBACK_J | PACE | 115 | 65 | ID BPA | 665
12251 | VINCENTE | NEW MEXICO | 115 | 10 | TSGT: Central NM | 120
70656 | CARMEL | PSCOLORADO | 115 | 70 | ZoneSL | 710
70657 | ZINZER | PSCOLORADO | 115 | 70 | ZoneSL | 710
46409 | BROAD ST | NORTHWEST | 115 | 40 | Seattle City Light | 464
70722 | RDGCREST | PSCOLORADO | 115 | 70 | ZoneEC | 752
43646 | WLBRTP2 | NORTHWEST | 115 | 40 | Portland General - BES NODE | 452
31010 | LOW GAP1 | PG AND E | 115 | 30 | Conf Load (Humboldt) | 301
365681 | Q1103 | PG AND E | 115 | 30 | Conf Load (Stanislaus) | 312
11283 | LIBERTY_ | EL PASO | 115 | 11 | EPE - Native Load | 110
34389 | RAINBWTP | PG AND E | 115 | 30 | Conf Load (Fresno) | 314
70899 | LUCERNE_PS | PSCOLORADO | 115 | 70 | ZoneRN | 706
40485 | GREEN PT | NORTHWEST | 115 | 40 | Western Oregon | 402
42805 | ST CLR E | NORTHWEST | 115 | 40 | THURSTN | 432
42784 | TILCM TI | NORTHWEST | 115 | 40 | PIERCE | 430
40339 | DELENA+ | NORTHWEST | 115 | 40 | Portland Area | 401
31255 | LAKEVLLE | PG AND E | 115 | 30 | Conf Load (N. Coast) | 302
43684 | BLUELAKE | NORTHWEST | 115 | 40 | Portland General - BES S/S | 451
462230 | WIL_HAW_CIO | NORTHWEST | 115 | 40 | Western Oregon | 402
45853 | S CAMANO | NORTHWEST | 115 | 40 | Snohomish PUD | 468
11280 | BLISS_IND | EL PASO | 115 | 11 | EPE - Native Load | 110
10553 | HAWKINS2 | NEW MEXICO | 115 | 10 | PNM: Albuquerque | 101
40311 | CRESTN | NORTHWEST | 115 | 40 | Spokane Area, N Idaho, W Montana | 406
20358 | AUE-115 | MEXICO-CFE | 115 | 20 | ZoneEN | 205
34165 | LUIS_#5 | PG AND E | 115 | 30 | Conf Load (Yosemite) | 313
31256 | FLTN JCT | PG AND E | 115 | 30 | Conf Load (Sacramento) | 304
480362 | RTLSNK_SUBHV | NORTHWEST | 115 | 40 | AVA: Big Bend | 445
12188 | BUEYEROS | NEW MEXICO | 115 | 10 | TSGT: North NM | 121
40281 | GND_COULE_S2 | NORTHWEST | 115 | 40 | Central Washington | 403
11039 | CHAPARAL | EL PASO | 115 | 11 | EPE - Native Load | 110
472791 | PHILIPS | NORTHWEST | 115 | 40 | Lower Columbia Basin | 404
42778 | STEWART | NORTHWEST | 115 | 40 | PIERCE | 430
40269 | CONNEL# | NORTHWEST | 115 | 40 | Lower Columbia Basin | 404
42776 | SHAW | NORTHWEST | 115 | 40 | PIERCE | 430
31952 | PUTH CRK | PG AND E | 115 | 30 | Conf Load (Sacramento) | 304
31262 | CACHE J2 | PG AND E | 115 | 30 | Conf Load (N. Coast) | 302
46752 | MENLOTP | NORTHWEST | 115 | 40 | Tacoma Power - General | 466
46754 | NARROWS2 | NORTHWEST | 115 | 40 | Tacoma Power - General | 466
40257 | COLD_CRK+ | NORTHWEST | 115 | 40 | Lower Columbia Basin | 404
42586 | BOE2 N | NORTHWEST | 115 | 40 | S.KINGI | 429
40245 | CLAYTON | NORTHWEST | 115 | 40 | Spokane Area, N Idaho, W Montana | 406
12167 | HESS_TAP | NEW MEXICO | 115 | 10 | TSGT: North NM | 121
31454 | PANRAMA | PG AND E | 115 | 30 | Conf Load (N. Valley) | 303
31452 | TRINITY | PG AND E | 115 | 30 | Conf Load (N. Valley) | 303
10236 | PANORAMA | NEW MEXICO | 115 | 10 | PNM: Sandoval | 103
40955 | SCHRAG | NORTHWEST | 115 | 40 | Central Washington | 403
10062 | CG-1 | NEW MEXICO | 115 | 10 | PNM: Albuquerque | 101
42720 | FREDRICK | NORTHWEST | 115 | 40 | PIERCE | 430
40201 | CHANDLER# | NORTHWEST | 115 | 40 | Lower Columbia Basin | 404
42708 | ALDRTN E | NORTHWEST | 115 | 40 | PIERCE | 430
40192 | WAHKIAKUM+ | NORTHWEST | 115 | 40 | Portland Area | 401
40189 | DRISCOLL | NORTHWEST | 115 | 40 | Portland Area | 401
40187 | CASCD LK+ | NORTHWEST | 115 | 40 | Portland Area | 401
31500 | BUTTE | PG AND E | 115 | 30 | Conf Load (N. Valley) | 303
46007 | BABCK TP | NORTHWEST | 115 | 40 | Grant County, WA | 482
34717 | DEXZEL | PG AND E | 115 | 30 | Conf Load (Kern) | 315
42603 | GRADY | NORTHWEST | 115 | 40 | S.KING | 428
42658 | W.CAMPUS | NORTHWEST | 115 | 40 | S.KING | 428
31496 | NORD 1 | PG AND E | 115 | 30 | Conf Load (N. Valley) | 303
12157 | VANBREMR | NEW MEXICO | 115 | 10 | TSGT: North NM | 121
40161 | BURNT WD | NORTHWEST | 115 | 40 | Western Oregon | 402
40149 | BRINKENS | NORTHWEST | 115 | 40 | AVA: Palouse | 446
40120 | COUGAR | NORTHWEST | 115 | 40 | Eugene, OR | 480
34720 | DSCVRYTP | PG AND E | 115 | 30 | Conf Load (Kern) | 315
622108 | VALIER-WILMS | MONTANA | 115 | 62 | NOGF_MT | 625
71027 | S.FOWLR | PSCOLORADO | 115 | 70 | ZoneWP | 712
10194 | MARIPOSA | NEW MEXICO | 115 | 10 | PNM: Albuquerque | 101
46769 | ST_PAUL | NORTHWEST | 115 | 40 | Tacoma Power - General | 466
72107 | SLATERTS | WAPA R.M. | 115 | 73 | ZoneFH | 754
622140 | GLACIERSWYD1 | MONTANA | 115 | 62 | NOGF_MT | 625
72141 | KEOTA | WAPA R.M. | 115 | 73 | ZoneEC | 752
10504 | DEMTAP2 | NEW MEXICO | 115 | 10 | PNM: Deming | 104
40132 | MORROWF | NORTHWEST | 115 | 40 | Lower Columbia Basin | 404
42641 | RENTONJT | NORTHWEST | 115 | 40 | S.KING | 428
40127 | BOARDMAN | NORTHWEST | 115 | 40 | Lower Columbia Basin | 404
72171 | HESPERUS2 | WAPA R.M. | 115 | 73 | ZoneR4 | 790
15132 | REFINETP | SRP | 115 | 15 | SRP EMA 115kV | 1506
12138 | C_CANYON | NEW MEXICO | 115 | 10 | TSGT: Southern NM | 123
42633 | ORILLIA | NORTHWEST | 115 | 40 | S.KING | 428
622237 | CNRD SRE AT | MONTANA | 115 | 62 | NOGF_MT | 625
46023 | EQUIN TP | NORTHWEST | 115 | 40 | Grant County, WA | 482
42622 | MER.IS.T | NORTHWEST | 115 | 40 | S.KING | 428
34183 | LUISJCT | PG AND E | 115 | 30 | Conf Load (Yosemite) | 313
42625 | MPLEWOOD | NORTHWEST | 115 | 40 | S.KING | 428
10503 | ZIA_2 | NEW MEXICO | 115 | 10 | PNM: Santa Fe | 106
40093 | BELLNGHM | NORTHWEST | 115 | 40 | Seattle Area, Olympic Peninsula | 400
66380 | SNAKE_R | PACE | 115 | 65 | ID BPA | 665
26706 | HAI | LADWP | 115 | 26 | LA OVES | 284
12130 | RAINVL_T | NEW MEXICO | 115 | 10 | TSGT: North NM | 121
42629 | NNORMTAP | NORTHWEST | 115 | 40 | S.KING | 428
40087 | BELL BPA | NORTHWEST | 115 | 40 | Spokane Area, N Idaho, W Montana | 406
42632 | ORCHARDP | NORTHWEST | 115 | 40 | S.KING | 428
40083 | BEAVER+ | NORTHWEST | 115 | 40 | Portland Area | 401
33963 | TCHRTJCT | PG AND E | 115 | 30 | Conf Load (Stockton) | 311
622207 | CONRAD WAPA | MONTANA | 115 | 62 | NOGF_MT | 625
40074 | BALD_MTN# | NORTHWEST | 115 | 40 | Portland Area | 401
42613 | LEAHILL | NORTHWEST | 115 | 40 | S.KING | 428
66247 | TROWBRDG | PACE | 115 | 65 | WY CENTRAL | 651
10501 | CDELRIO | NEW MEXICO | 115 | 10 | PNM: Santa Fe | 106
12129 | RAINVL1 | NEW MEXICO | 115 | 10 | TSGT: North NM | 121
31463 | WHEELBR | PG AND E | 115 | 30 | Conf Load (N. Valley) | 303
66185 | PALISADES | PACE | 115 | 65 | ID BPA | 665
31462 | SMPSN-AN | PG AND E | 115 | 30 | Conf Load (N. Valley) | 303
40067 | ATHOL | NORTHWEST | 115 | 40 | AVA: Coeur D'Alene | 441
31482 | PALERMO | PG AND E | 115 | 30 | Conf Load (N. Valley) | 303
42618 | LKWILDR | NORTHWEST | 115 | 40 | S.KING | 428
42639 | PRES PK | NORTHWEST | 115 | 40 | S.KING | 428
72414 | VOLLMER | WAPA R.M. | 115 | 73 | ZoneCS | 757
72432 | LINDON | WAPA R.M. | 115 | 73 | ZoneEC | 752
42590 | DESMOINE | NORTHWEST | 115 | 40 | S.KING | 428
40945 | SAPPHO | NORTHWEST | 115 | 40 | Seattle Area, Olympic Peninsula | 400
34727 | ATWELL_JCT | PG AND E | 115 | 30 | Conf Load (Fresno) | 314
40056 | ANGUS_S# | NORTHWEST | 115 | 40 | Lower Columbia Basin | 404
42647 | SEQUOIA | NORTHWEST | 115 | 40 | S.KING | 428
622149 | CUTBANKPUMPT | MONTANA | 115 | 62 | NOGF_MT | 625
66495 | TARGHEE | PACE | 115 | 65 | ID BPA | 665
31225 | HGHLNDJ1 | PG AND E | 115 | 30 | Conf Load (N. Coast) | 302
42589 | COVE | NORTHWEST | 115 | 40 | S.KING | 428
31260 | MNDCNO M | PG AND E | 115 | 30 | Conf Load (N. Coast) | 302
42583 | BOE AUB1 | NORTHWEST | 115 | 40 | S.KINGI | 429
20065 | CIP-115 | MEXICO-CFE | 115 | 20 | ZoneEN | 205
42200 | WHIDBY N | NORTHWEST | 115 | 40 | ISLAND | 424
34726 | PTRL JCT | PG AND E | 115 | 30 | Conf Load (Kern) | 315
66546 | CATTLE_C | PACE | 115 | 65 | ID BPA | 665
46727 | HUSONTP | NORTHWEST | 115 | 40 | Tacoma Power - General | 466
46784 | VGNLKB | NORTHWEST | 115 | 40 | Tacoma Power - Mutuals | 467
34163 | LUIS_#3 | PG AND E | 115 | 30 | Conf Load (Yosemite) | 313
40031 | ALCOA | NORTHWEST | 115 | 40 | Portland Area | 401
12114 | OJOCALI | NEW MEXICO | 115 | 10 | TSGT: North NM | 121
42634 | PACCAR | NORTHWEST | 115 | 40 | S.KING | 428
40023 | AHSAHKA# | NORTHWEST | 115 | 40 | Spokane Area Publics | 491
42657 | W.AUBURN | NORTHWEST | 115 | 40 | S.KING | 428
623141 | MONTANA ONE | MONTANA | 115 | 62 | COLSTRIP_MT | 628
31497 | NDAME J | PG AND E | 115 | 30 | Conf Load (N. Valley) | 303
12113 | OJOCALIT | NEW MEXICO | 115 | 10 | TSGT: North NM | 121
31498 | SYCAMORE | PG AND E | 115 | 30 | Conf Load (N. Valley) | 303
34150 | NEWHALL | PG AND E | 115 | 30 | Conf Load (Yosemite) | 313
31499 | NOTRDAME | PG AND E | 115 | 30 | Conf Load (N. Valley) | 303
12106 | DURAN | NEW MEXICO | 115 | 10 | TSGT: Central NM | 120
10498 | KINDRMOR | NEW MEXICO | 115 | 10 | PNM: Deming | 104
39180 | WILDWOOD1TP | PG AND E | 115 | 30 | Conf Load (Kern) | 315
31236 | FULTON | PG AND E | 115 | 30 | Conf Load (N. Coast) | 302
10023 | AVILA_T | NEW MEXICO | 115 | 10 | PNM: Sandoval | 103
10230 | NORTON_1 | NEW MEXICO | 115 | 10 | PNM: Santa Fe | 106
12105 | TORRANCE | NEW MEXICO | 115 | 10 | TSGT: Central NM | 120
42744 | BOE_PUY | NORTHWEST | 115 | 40 | PIERCEI | 431
12103 | ESTANCIA | NEW MEXICO | 115 | 10 | TSGT: Central NM | 120
19060 | ADAMSTAP | WAPA L.C. | 115 | 19 | WAPA-DSW | 191
31477 | FORBSTWN | PG AND E | 115 | 30 | Conf Load (N. Valley) | 303
34705 | WSCOPRSN | PG AND E | 115 | 30 | Conf Load (Kern) | 315
34715 | OGLE JCT | PG AND E | 115 | 30 | Conf Load (Kern) | 315
42467 | WOLDALE | NORTHWEST | 115 | 40 | KITTITAS | 436
31517 | WYANDJT3 | PG AND E | 115 | 30 | Conf Load (N. Valley) | 303
65675 | GOSHEN | PACE | 115 | 65 | ID BPA | 665
42462 | W.ISSAQU | NORTHWEST | 115 | 40 | N.KING | 426
42459 | TOTEM | NORTHWEST | 115 | 40 | N.KING | 426
34713 | OGLE TAP | PG AND E | 115 | 30 | Conf Load (Kern) | 315
42444 | RHILL TP | NORTHWEST | 115 | 40 | N.KING | 426
31950 | CORTINA | PG AND E | 115 | 30 | Conf Load (Sacramento) | 304
42763 | KNOBLEP | NORTHWEST | 115 | 40 | PIERCE | 430
42582 | BOE AERO | NORTHWEST | 115 | 40 | S.KINGI | 429
46215 | DANEBO | NORTHWEST | 115 | 40 | Eugene, OR | 480
46813 | OKANSUB | NORTHWEST | 115 | 40 | Central Washington | 403
38493 | ALMND115 | PG AND E | 115 | 30 | Conf Load (TID) | 324
46815 | WALLA C | NORTHWEST | 115 | 40 | Central Washington | 403
12096 | PYRTAP2 | NEW MEXICO | 115 | 10 | TSGT: Southern NM | 123
38440 | WEC115 | PG AND E | 115 | 30 | Conf Load (TID) | 324
42779 | SUMNER | NORTHWEST | 115 | 40 | PIERCE | 430
38434 | MARSHALL | PG AND E | 115 | 30 | Conf Load (TID) | 324
38430 | HILMAR | PG AND E | 115 | 30 | Conf Load (TID) | 324
38426 | PINEER | PG AND E | 115 | 30 | Conf Load (TID) | 324
38425 | DOLE | PG AND E | 115 | 30 | Conf Load (TID) | 324
40283 | GND_COULE_S1 | NORTHWEST | 115 | 40 | Central Washington | 403
42442 | RATTLE S | NORTHWEST | 115 | 40 | N.KING | 426
10198 | MARQUEZT | NEW MEXICO | 115 | 10 | PNM: Northwestern | 107
46747 | LYNCH-1 | NORTHWEST | 115 | 40 | Tacoma Power - General | 466
42787 | WOODLDSW | NORTHWEST | 115 | 40 | PIERCE | 430
38240 | HERSHEY | PG AND E | 115 | 30 | Conf Load (MID) | 323
24741 | MOGEN | SOCALIF | 115 | 24 | SCE Kramer/Inyokern/Coolwater | 953
38228 | SNTA CRZ | PG AND E | 115 | 30 | Conf Load (MID) | 323
10482 | MGLLUJAN | NEW MEXICO | 115 | 10 | PNM: Santa Fe | 106
46050 | NELSONRD | NORTHWEST | 115 | 40 | Grant County, WA | 482
46817 | ROCKIS21 | NORTHWEST | 115 | 40 | Central Washington | 403
38030 | LMPC-CTY | PG AND E | 115 | 30 | Conf Load (NCPA) | 328
12089 | WINGATE | NEW MEXICO | 115 | 10 | TSGT: Western NM | 122
40333 | DAVIS CR+ | NORTHWEST | 115 | 40 | Southern Oregon | 405
38024 | JENNY | PG AND E | 115 | 30 | Conf Load (NCPA) | 328
12087 | WILLARD | NEW MEXICO | 115 | 10 | TSGT: Central NM | 120
10481 | ZAFARANT | NEW MEXICO | 115 | 10 | PNM: Santa Fe | 106
37961 | BSNS P1 | PG AND E | 115 | 30 | Conf Load (Redding) | 329
623213 | NICHOLS MYE | MONTANA | 115 | 62 | COLSTRIP_MT | 628
31970 | WOODLD | PG AND E | 115 | 30 | Conf Load (Sacramento) | 304
37945 | STILLWAT | PG AND E | 115 | 30 | Conf Load (Redding) | 329
37934 | OREGON | PG AND E | 115 | 30 | Conf Load (Redding) | 329
42512 | TALBOT S | NORTHWEST | 115 | 40 | S.KING | 428
37931 | OASIS RD | PG AND E | 115 | 30 | Conf Load (Redding) | 329
37925 | GOODWAT | PG AND E | 115 | 30 | Conf Load (Redding) | 329
65307 | CASPER_TP | PACE | 115 | 65 | WY EAST | 679
37916 | COLLEGE V | PG AND E | 115 | 30 | Conf Load (Redding) | 329
37914 | CLEAR CR | PG AND E | 115 | 30 | Conf Load (Redding) | 329
37910 | CANBY | PG AND E | 115 | 30 | Conf Load (Redding) | 329
40347 | DEXTER# | NORTHWEST | 115 | 40 | Western Oregon | 402
37901 | AIRPORTW | PG AND E | 115 | 30 | Conf Load (Redding) | 329
37898 | LLNLU450 | PG AND E | 115 | 30 | Conf Load (Western) | 325
40367 | DWORSHAK | NORTHWEST | 115 | 40 | Southeast Washington | 407
42420 | MERCERIS | NORTHWEST | 115 | 40 | N.KING | 426
42411 | KITTITAS | NORTHWEST | 115 | 40 | KITTITAS | 436
31972 | ZAMORA | PG AND E | 115 | 30 | Conf Load (Sacramento) | 304
31246 | BELLVUE | PG AND E | 115 | 30 | Conf Load (N. Coast) | 302
45632 | QUILCEDA | NORTHWEST | 115 | 40 | Snohomish PUD | 468
67402 | KIRBY CR | PACE | 115 | 65 | WY NORTH | 650
37570 | FLANAGAN | PG AND E | 115 | 30 | Conf Load (Western) | 325
623760 | COLSTART12 T | MONTANA | 115 | 62 | COLSTRIP_MT | 628
31981 | HOWARDJCT1 | PG AND E | 115 | 30 | Conf Load (Sacramento) | 304
625023 | SHELBY T GEC | MONTANA | 115 | 62 | NOGF_MT | 625
45631 | E MARYS | NORTHWEST | 115 | 40 | Snohomish PUD | 468
42888 | TONOROCT | NORTHWEST | 115 | 40 | THURSTN | 432
11032 | MPS | EL PASO | 115 | 11 | EPE - Native Load | 110
42894 | FR.GROVE | NORTHWEST | 115 | 40 | THURSTN | 432
42896 | PL.GLADE | NORTHWEST | 115 | 40 | THURSTN | 432
31989 | BRKR SLG | PG AND E | 115 | 30 | Conf Load (Sacramento) | 304
11031 | BORDER | EL PASO | 115 | 11 | EPE - Native Load | 110
42458 | TOLT | NORTHWEST | 115 | 40 | N.KING | 426
12077 | SPRINGER | NEW MEXICO | 115 | 10 | TSGT: North NM | 121
31991 | BRKR TP | PG AND E | 115 | 30 | Conf Load (Sacramento) | 304
42902 | BREMERTN | NORTHWEST | 115 | 40 | KITSAP | 434
37504 | KES MP3 | PG AND E | 115 | 30 | Conf Load (Western) | 325
37502 | KES MP1 | PG AND E | 115 | 30 | Conf Load (Western) | 325
48469 | WILBURT | NORTHWEST | 115 | 40 | AVA: Big Bend | 445
48461 | WEST | NORTHWEST | 115 | 40 | AVA: Spokane | 447
48457 | WASHTUNA | NORTHWEST | 115 | 40 | AVA: Big Bend | 445
48449 | WAIKIKIT | NORTHWEST | 115 | 40 | AVA: Spokane | 447
48445 | VIOLA | NORTHWEST | 115 | 40 | AVA: Palouse | 446
37053 | HEDGE | PG AND E | 115 | 30 | Conf Load (SMUD) | 322
48429 | TENTHSTW | NORTHWEST | 115 | 40 | AVA: Lewiston/Clarkston | 444
48423 | SWEETWTR | NORTHWEST | 115 | 40 | AVA: Lewiston/Clarkston | 444
48419 | STRATFRD | NORTHWEST | 115 | 40 | AVA: Big Bend | 445
48397 | SPANGLE | NORTHWEST | 115 | 40 | AVA: Palouse | 446
48388 | SILVRLK2 | NORTHWEST | 115 | 40 | AVA: Spokane | 447
48394 | S_OTHELLOTAP | NORTHWEST | 115 | 40 | AVA: Big Bend | 445
48391 | SOTHELLO | NORTHWEST | 115 | 40 | AVA: Big Bend | 445
26054 | HSKLLCYN G | LADWP | 115 | 26 | LA BASIN | 281
48381 | SEVENTAP | NORTHWEST | 115 | 40 | AVA: Spokane | 447
48375 | ROXBORO | NORTHWEST | 115 | 40 | AVA: Big Bend | 445
48369 | ROSALIA | NORTHWEST | 115 | 40 | AVA: Palouse | 446
10221 | NO_BERN | NEW MEXICO | 115 | 10 | PNM: Sandoval | 103
48355 | RATHDRMW | NORTHWEST | 115 | 40 | AVA: Coeur D'Alene | 441
48339 | POSTSTRT | NORTHWEST | 115 | 40 | AVA: Spokane | 447
48341 | POTLAT A | NORTHWEST | 115 | 40 | AVA: Palouse | 446
48311 | OTIS | NORTHWEST | 115 | 40 | AVA: Spokane | 447
48313 | PALOUSE | NORTHWEST | 115 | 40 | AVA: Palouse | 446
48303 | OROFINO | NORTHWEST | 115 | 40 | AVA: Lewiston/Clarkston | 444
48305 | OSBURN | NORTHWEST | 115 | 40 | AVA: Coeur D'Alene | 441
48272 | NINTHCNT_S | NORTHWEST | 115 | 40 | AVA: Spokane | 447
48239 | MISSION | NORTHWEST | 115 | 40 | AVA: Coeur D'Alene | 441
48273 | NMOSCOW | NORTHWEST | 115 | 40 | AVA: Palouse | 446
48277 | NORTHEAS | NORTHWEST | 115 | 40 | AVA: Spokane | 447
48271 | NINTHCNT_N | NORTHWEST | 115 | 40 | AVA: Spokane | 447
48258 | NEWPORTT | NORTHWEST | 115 | 40 | AVA: Coeur D'Alene | 441
42330 | SNOQ SW | NORTHWEST | 115 | 40 | N.KING | 426
48247 | MOSCOW | NORTHWEST | 115 | 40 | AVA: Palouse | 446
48203 | LONGLAKT | NORTHWEST | 115 | 40 | AVA: Big Bend | 445
48233 | MILAN | NORTHWEST | 115 | 40 | AVA: Spokane | 447
48213 | LOON LK | NORTHWEST | 115 | 40 | AVA: Spokane | 447
48215 | LUCKY F | NORTHWEST | 115 | 40 | AVA: Coeur D'Alene | 441
48193 | LITTFALL | NORTHWEST | 115 | 40 | AVA: Big Bend | 445
48194 | LOCUST | NORTHWEST | 115 | 40 | AVA: Spokane | 447
48185 | LIBTYLK | NORTHWEST | 115 | 40 | AVA: Spokane | 447
48181 | LATAH | NORTHWEST | 115 | 40 | AVA: Palouse | 446
48163 | I.E.PAPR | NORTHWEST | 115 | 40 | AVA: Spokane | 447
48164 | INDTRAIL | NORTHWEST | 115 | 40 | AVA: Spokane | 447
48149 | HEADWORK | NORTHWEST | 115 | 40 | AVA: Big Bend | 445
48151 | LUCKYFTP | NORTHWEST | 115 | 40 | AVA: Coeur D'Alene | 441
48147 | HARRNGTN | NORTHWEST | 115 | 40 | AVA: Big Bend | 445
48142 | GREENACRES | NORTHWEST | 115 | 40 | AVA: Spokane | 447
48137 | GLENROSE | NORTHWEST | 115 | 40 | AVA: Spokane | 447
48132 | HAL&WHIT | NORTHWEST | 115 | 40 | AVA: Spokane | 447
48123 | FORD | NORTHWEST | 115 | 40 | AVA: Big Bend | 445
48119 | EGRANTAP | NORTHWEST | 115 | 40 | AVA: Lewiston/Clarkston | 444
48113 | DRYGULCH | NORTHWEST | 115 | 40 | AVA: Lewiston/Clarkston | 444
48105 | DEVILGPW | NORTHWEST | 115 | 40 | AVA: Big Bend | 445
20069 | CEC-115 | MEXICO-CFE | 115 | 20 | ZoneEN | 205
48101 | DEARY | NORTHWEST | 115 | 40 | AVA: Palouse | 446
48083 | COLV AVA | NORTHWEST | 115 | 40 | AVA: Big Bend | 445
48081 | COLLWALN | NORTHWEST | 115 | 40 | AVA: Spokane | 447
48057 | CAB GORG | NORTHWEST | 115 | 40 | AVA: Coeur D'Alene | 441
48075 | CLEARWATER_W | NORTHWEST | 115 | 40 | AVA: Lewiston/Clarkston | 444
48071 | CHEWELAH | NORTHWEST | 115 | 40 | AVA: Big Bend | 445
48065 | CABINETG | NORTHWEST | 115 | 40 | AVA: Coeur D'Alene | 441
48049 | BUNKRHIL | NORTHWEST | 115 | 40 | AVA: Coeur D'Alene | 441
48051 | BURKE | NORTHWEST | 115 | 40 | AVA: Coeur D'Alene | 441
48045 | BLUECRK | NORTHWEST | 115 | 40 | AVA: Coeur D'Alene | 441
48039 | BENTNAVA | NORTHWEST | 115 | 40 | AVA: Big Bend | 445
42184 | SUMMITPK | NORTHWEST | 115 | 40 | SKAGIT | 422
36217 | RIOBRVSLR2 | PG AND E | 115 | 30 | Conf Load (Kern) | 315
48019 | AVONDALE | NORTHWEST | 115 | 40 | AVA: Coeur D'Alene | 441
48013 | APPLEWAY | NORTHWEST | 115 | 40 | AVA: Coeur D'Alene | 441
25636 | RENWIND | SOCALIF | 115 | 24 | SCE Devers 115kV | 941
35930 | SLDAD 4M | PG AND E | 115 | 30 | Conf Load (Central Coast) | 319
47848 | HORNBUTE | NORTHWEST | 115 | 40 | Lower Columbia Basin | 404
35927 | DOLAN J1 | PG AND E | 115 | 30 | Conf Load (Central Coast) | 319
42157 | ANACORT | NORTHWEST | 115 | 40 | SKAGIT | 422
40933 | DOVER_NLI | NORTHWEST | 115 | 40 | Spokane Area, N Idaho, W Montana | 406
47813 | WHITE CK | NORTHWEST | 115 | 40 | Lower Columbia Basin | 404
10455 | VOLCANOT | NEW MEXICO | 115 | 10 | PNM: Albuquerque | 101
35919 | SOLEDAD | PG AND E | 115 | 30 | Conf Load (Central Coast) | 319
35916 | PRUNEDLE | PG AND E | 115 | 30 | Conf Load (Central Coast) | 319
47566 | SUNLAND# | NORTHWEST | 115 | 40 | Seattle Area, Olympic Peninsula | 400
47563 | OLYMPC C | NORTHWEST | 115 | 40 | Seattle Area, Olympic Peninsula | 400
47511 | MOAB | NORTHWEST | 115 | 40 | AVA: Spokane | 447
47560 | EVERGRNC# | NORTHWEST | 115 | 40 | Seattle Area, Olympic Peninsula | 400
47558 | DUN_JCT# | NORTHWEST | 115 | 40 | Seattle Area, Olympic Peninsula | 400
47555 | AGNEW+ | NORTHWEST | 115 | 40 | Seattle Area, Olympic Peninsula | 400
47531 | LOCHNER+ | NORTHWEST | 115 | 40 | Western Oregon | 402
47513 | WEST PLAINS | NORTHWEST | 115 | 40 | AVA: Spokane | 447
47529 | LAKGROV | NORTHWEST | 115 | 40 | Tacoma Power - Mutuals | 467
47525 | HAAKENSON+ | NORTHWEST | 115 | 40 | Tacoma Power - Mutuals | 467
42154 | AIR LIQP | NORTHWEST | 115 | 40 | SKAGITI | 423
33960 | MDSTO CN | PG AND E | 115 | 30 | Conf Load (Stanislaus) | 312
47501 | ARMSTRONG+ | NORTHWEST | 115 | 40 | AVA: Palouse | 446
47503 | CHAMBERS | NORTHWEST | 115 | 40 | AVA: Palouse | 446
35657 | CP LECEF | PG AND E | 115 | 30 | Conf Load (San Jose) | 318
35656 | PIERCY | PG AND E | 115 | 30 | Conf Load (San Jose) | 318
47437 | W KELSO | NORTHWEST | 115 | 40 | Cowlitz County, WA | 457
47438 | WWDLND | NORTHWEST | 115 | 40 | Cowlitz County, WA | 457
47430 | OLYTAP | NORTHWEST | 115 | 40 | Cowlitz County, WA | 457
47431 | PORT KAL | NORTHWEST | 115 | 40 | Cowlitz County, WA | 457
47424 | NWDLND | NORTHWEST | 115 | 40 | Cowlitz County, WA | 457
47425 | OLIVEWAY | NORTHWEST | 115 | 40 | Cowlitz County, WA | 457
47420 | MEEKER | NORTHWEST | 115 | 40 | Cowlitz County, WA | 457
42123 | UP BAKER | NORTHWEST | 115 | 40 | SKAGIT | 422
47418 | LEWISRVR | NORTHWEST | 115 | 40 | Cowlitz County, WA | 457
47413 | HANSENRD | NORTHWEST | 115 | 40 | Cowlitz County, WA | 457
17181 | SNYDHL-AZ | AEPCO | 115 | 17 | CAP | 179
47400 | BAKERSCRN | NORTHWEST | 115 | 40 | Cowlitz County, WA | 457
43143 | DELAWARE | NORTHWEST | 115 | 40 | Portland General - BES NODE | 452
35637 | IBM-CTLE | PG AND E | 115 | 30 | Conf Load (San Jose) | 318
70157 | DIVIDE | PSCOLORADO | 115 | 70 | ZoneRS | 704
47371 | SOUTHRDGE+ | NORTHWEST | 115 | 40 | Lower Columbia Basin | 404
47368 | BRASADA | NORTHWEST | 115 | 40 | Southern Oregon | 405
47362 | GRAZZINI+ | NORTHWEST | 115 | 40 | Tacoma Power - Mutuals | 467
42105 | MARCHPT | NORTHWEST | 115 | 40 | SKAGIT | 422
42089 | WOBURN | NORTHWEST | 115 | 40 | WHATCOM | 420
47330 | PATU# | NORTHWEST | 115 | 40 | Lower Columbia Basin | 404
47339 | OREGONST# | NORTHWEST | 115 | 40 | Lower Columbia Basin | 404
46140 | W_QUINCY | NORTHWEST | 115 | 40 | Grant County, WA | 482
47314 | 9CWIND | NORTHWEST | 115 | 40 | Lower Columbia Basin | 404
35622 | SWIFT | PG AND E | 115 | 30 | Conf Load (San Jose) | 318
34801 | KTL_SF_J1 | PG AND E | 115 | 30 | Conf Load (Kern) | 315
42086 | VIKING | NORTHWEST | 115 | 40 | WHATCOM | 420
47293 | DISCOVERY# | NORTHWEST | 115 | 40 | Seattle Area, Olympic Peninsula | 400
47288 | READ# | NORTHWEST | 115 | 40 | Portland Area | 401
35617 | FMC JCT | PG AND E | 115 | 30 | Conf Load (San Jose) | 318
47281 | DUTCH_CYN# | NORTHWEST | 115 | 40 | Portland Area | 401
47278 | LIBBYFEC | NORTHWEST | 115 | 40 | Western Montana | 486
47275 | FOSTERWELLS+ | NORTHWEST | 115 | 40 | Lower Columbia Basin | 404
47271 | SAND_HILL+ | NORTHWEST | 115 | 40 | Lower Columbia Basin | 404
42053 | BLAINTAP | NORTHWEST | 115 | 40 | WHATCOM | 420
47254 | USK SWTCHYD | NORTHWEST | 115 | 40 | AVA: Pend Oreille PUD | 448
47251 | TWISP | NORTHWEST | 115 | 40 | Central Washington | 403
42063 | ENTRPRIS | NORTHWEST | 115 | 40 | WHATCOM | 420
47243 | PIONEER | NORTHWEST | 115 | 40 | Clark County, WA | 456
47240 | SW50 | NORTHWEST | 115 | 40 | Clark County, WA | 456
47237 | SW119 | NORTHWEST | 115 | 40 | Clark County, WA | 456
47234 | SW100 | NORTHWEST | 115 | 40 | Clark County, WA | 456
46660 | GINKGO | NORTHWEST | 115 | 40 | Tacoma Power - General | 466
41259 | STEVENSON2# | NORTHWEST | 115 | 40 | Portland Area | 401
47225 | SIFT TP | NORTHWEST | 115 | 40 | Clark County, WA | 456
47221 | SARA | NORTHWEST | 115 | 40 | Clark County, WA | 456
47214 | RUNYAN | NORTHWEST | 115 | 40 | Clark County, WA | 456
47207 | PACIF WY | NORTHWEST | 115 | 40 | Cowlitz County, WA | 457
47200 | NESTUCCA# | NORTHWEST | 115 | 40 | Portland Area | 401
47186 | MANOR | NORTHWEST | 115 | 40 | Clark County, WA | 456
47171 | HZLDL CC | NORTHWEST | 115 | 40 | Clark County, WA | 456
47168 | HEYE MYR | NORTHWEST | 115 | 40 | Clark County, WA | 456
47165 | HANLY R1 | NORTHWEST | 115 | 40 | Southern Oregon | 405
47160 | FIELDS_SS | NORTHWEST | 115 | 40 | Southern Oregon | 405
47150 | ELMGRN | NORTHWEST | 115 | 40 | Clark County, WA | 456
47146 | CRANE_HEC | NORTHWEST | 115 | 40 | Southern Oregon | 405
47137 | CHESHIRE+ | NORTHWEST | 115 | 40 | Western Oregon | 402
47133 | CASCD PK | NORTHWEST | 115 | 40 | Clark County, WA | 456
47127 | BRAYS LD | NORTHWEST | 115 | 40 | Central Washington | 403
47123 | BIGPASCO+ | NORTHWEST | 115 | 40 | Lower Columbia Basin | 404
47120 | BABERTN | NORTHWEST | 115 | 40 | Clark County, WA | 456
47116 | ARCHERCC | NORTHWEST | 115 | 40 | Clark County, WA | 456
47110 | 4TH PLAIN | NORTHWEST | 115 | 40 | Clark County, WA | 456
47099 | WELLS | NORTHWEST | 115 | 40 | Central Washington | 403
47092 | DIAMONDLAKE | NORTHWEST | 115 | 40 | AVA: Pend Oreille PUD | 448
47089 | TERRY T | NORTHWEST | 115 | 40 | Central Washington | 403
47083 | SEUFERT+ | NORTHWEST | 115 | 40 | Lower Columbia Basin | 404
47079 | ENRPRISE | NORTHWEST | 115 | 40 | Clark County, WA | 456
47074 | SHANO | NORTHWEST | 115 | 40 | Lower Columbia Basin | 404
47071 | PALISADS | NORTHWEST | 115 | 40 | Central Washington | 403
47066 | PARKVIEW+ | NORTHWEST | 115 | 40 | Western Oregon | 402
47063 | LAURA | NORTHWEST | 115 | 40 | Western Oregon | 402
47057 | JASPER | NORTHWEST | 115 | 40 | Western Oregon | 402
47054 | HEISSON | NORTHWEST | 115 | 40 | Clark County, WA | 456
41260 | SULLIVAN+ | NORTHWEST | 115 | 40 | Spokane Area, N Idaho, W Montana | 406
47045 | GATEWAY# | NORTHWEST | 115 | 40 | Western Oregon | 402
34375 | RIOBRVOFSNOJ | PG AND E | 115 | 30 | Conf Load (Fresno) | 314
10094 | EB-HW | NEW MEXICO | 115 | 10 | PNM: Albuquerque | 101
70251 | LAKEWOD1 | PSCOLORADO | 115 | 70 | ZoneRD | 700
70253 | LAMAR_CO | PSCOLORADO | 115 | 70 | ZoneWP | 712
24791 | TAP710 | SOCALIF | 115 | 24 | SCE Kramer/Inyokern/Coolwater | 953
12002 | ALAMOGPG | NEW MEXICO | 115 | 10 | TSGT: Southern NM | 123
47019 | CHEIGHTS+ | NORTHWEST | 115 | 40 | Lower Columbia Basin | 404
46236 | HOLDEN_CRK | NORTHWEST | 115 | 40 | Eugene, OR | 480
43311 | MCLGHLNB | NORTHWEST | 115 | 40 | Portland General - BES S/S | 451
70272 | LUDLOTAP | PSCOLORADO | 115 | 70 | ZoneRS | 704
46231 | HILYARD | NORTHWEST | 115 | 40 | Eugene, OR | 480
46973 | TYEETP | NORTHWEST | 115 | 40 | Tacoma Power - General | 466
46971 | MCNEIL | NORTHWEST | 115 | 40 | Tacoma Power - General | 466
46969 | WAPATOTA | NORTHWEST | 115 | 40 | Tacoma Power - General | 466
41319 | ALKALI | NORTHWEST | 115 | 40 | Lower Columbia Basin | 404
629026 | THOMPSNFALLS | MONTANA | 115 | 62 | MISSOULA_MT | 629
46924 | GIGHBR-1 | NORTHWEST | 115 | 40 | Tacoma Power - General | 466
17003 | AVRA | AEPCO | 115 | 17 | AEPCO: Trico | 171
34381 | KRCDP | PG AND E | 115 | 30 | Conf Load (Fresno) | 314
24774 | DUNNSIDE | SOCALIF | 115 | 24 | SCE Kramer/Inyokern/Coolwater | 953
46863 | CHLNDIST | NORTHWEST | 115 | 40 | Central Washington | 403
34382 | WAHTOKE | PG AND E | 115 | 30 | Conf Load (Fresno) | 314
24772 | SHERWIN | SOCALIF | 115 | 24 | SCE Control | 952
73092 | JACINTO | WAPA R.M. | 115 | 73 | ZoneWN | 756
46862 | ANDYORKE | NORTHWEST | 115 | 40 | Central Washington | 403
15125 | SILVERK2 | SRP | 115 | 15 | SRP EMA 115kV | 1506
19221 | NOGALES | WAPA L.C. | 115 | 19 | WAPA-DSW | 191
70298 | NORTH_PS | PSCOLORADO | 115 | 70 | ZoneRD | 700
73128 | MAY | WAPA R.M. | 115 | 73 | ZoneEW | 753
45163 | KNAPPA | NORTHWEST | 115 | 40 | PAC:CLTP | 411
41229 | LOOKOUTN | NORTHWEST | 115 | 40 | Western Oregon | 402
42230 | PORTER | NORTHWEST | 115 | 40 | ISLANDI | 425
70342 | QUAKERTP | PSCOLORADO | 115 | 70 | ZoneRD | 700
46663 | SOUTHWEST_B | NORTHWEST | 115 | 40 | Tacoma Power - General | 466
42006 | ARCO S | NORTHWEST | 115 | 40 | WHATCOMI | 421
73155 | POLEHILL | WAPA R.M. | 115 | 73 | ZoneFH | 754
34775 | RENFRJCT | PG AND E | 115 | 30 | Conf Load (Kern) | 315
46951 | LYNCH-T | NORTHWEST | 115 | 40 | Tacoma Power - General | 466
40932 | SANDFLAT+ | NORTHWEST | 115 | 40 | Central Washington | 403
73175 | SANDHILL | WAPA R.M. | 115 | 73 | ZoneEC | 752
300103 | KERNRDGE_S17 | PG AND E | 115 | 30 | Conf Load (Kern) | 315
34777 | FELLOWSG | PG AND E | 115 | 30 | Conf Load (Kern) | 315
46961 | LINDETA | NORTHWEST | 115 | 40 | Tacoma Power - General | 466
72783 | CORTZPIP | WAPA R.M. | 115 | 73 | Zone69 | 791
73178 | SENTINEL | WAPA R.M. | 115 | 73 | ZoneEW | 753
47028 | DISCV_NW# | NORTHWEST | 115 | 40 | Lower Columbia Basin | 404
41210 | HAGEN_2# | NORTHWEST | 115 | 40 | Portland Area | 401
34776 | TAFT | PG AND E | 115 | 30 | Conf Load (Kern) | 315
46968 | RSVLT | NORTHWEST | 115 | 40 | Tacoma Power - General | 466
46967 | UNIONTA | NORTHWEST | 115 | 40 | Tacoma Power - General | 466
73206 | VERNONTP | WAPA R.M. | 115 | 73 | ZoneEC | 752
73210 | WAUNETA | WAPA R.M. | 115 | 73 | ZoneEC | 752
24778 | MTN PASS | SOCALIF | 115 | 24 | SCE Kramer/Inyokern/Coolwater | 953
41211 | HIDEAWAY+ | NORTHWEST | 115 | 40 | Western Oregon | 402
20067 | PCH-115 | MEXICO-CFE | 115 | 20 | ZoneEN | 205
404932 | H2F_2 | NORTHWEST | 115 | 40 | Lower Columbia Basin | 404
73223 | WRAY | WAPA R.M. | 115 | 73 | ZoneEC | 752
44531 | KENNEDY | NORTHWEST | 115 | 40 | PAC:PTLD | 489
73234 | JIMRDYTP | WAPA R.M. | 115 | 73 | ZoneBH | 750
73235 | MASONVIL | WAPA R.M. | 115 | 73 | ZoneFH | 754
41190 | BOX_CANYON# | NORTHWEST | 115 | 40 | AVA: Pend Oreille PUD | 448
34408 | BARTON | PG AND E | 115 | 30 | Conf Load (Fresno) | 314
41137 | WARREN+ | NORTHWEST | 115 | 40 | Portland Area | 401
43372 | LKHARIET | NORTHWEST | 115 | 40 | Portland General - Generation | 450
73304 | CRETESWT | WAPA R.M. | 115 | 73 | ZoneEC | 752
11212 | PATRIOT | EL PASO | 115 | 11 | EPE - Native Load | 110
41167 | BROTHERS+ | NORTHWEST | 115 | 40 | Southern Oregon | 405
42072 | MCKENZE | NORTHWEST | 115 | 40 | WHATCOM | 420
407730 | N_PASCO+ | NORTHWEST | 115 | 40 | Lower Columbia Basin | 404
45681 | HARTFORD | NORTHWEST | 115 | 40 | Snohomish PUD | 468
24764 | TAP704 | SOCALIF | 115 | 24 | SCE Control | 952
45845 | FLORAL H T1 | NORTHWEST | 115 | 40 | Snohomish PUD | 468
42427 | N.BOTHEL | NORTHWEST | 115 | 40 | N.KING | 426
42076 | OLYMOBIL | NORTHWEST | 115 | 40 | WHATCOMI | 421
46947 | ELKPLN-T | NORTHWEST | 115 | 40 | Tacoma Power - General | 466
41147 | WHITE_BLF_1 | NORTHWEST | 115 | 40 | Lower Columbia Basin | 404
42083 | SLATER | NORTHWEST | 115 | 40 | WHATCOM | 420
46883 | UNIONVLY | NORTHWEST | 115 | 40 | Central Washington | 403
46875 | PESHASTI | NORTHWEST | 115 | 40 | Central Washington | 403
45847 | GLENWD T | NORTHWEST | 115 | 40 | Snohomish PUD | 468
406250 | DAN_LANE_CIO | NORTHWEST | 115 | 40 | Western Oregon | 402
24761 | TAP701 | SOCALIF | 115 | 24 | SCE Kramer/Inyokern/Coolwater | 953
41132 | DAYTON# | NORTHWEST | 115 | 40 | Southeast Washington | 407
34749 | TPMNTP1 | PG AND E | 115 | 30 | Conf Load (Kern) | 315
42092 | OLD TOWN | NORTHWEST | 115 | 40 | WHATCOM | 420
19203 | BRAWLEY | WAPA L.C. | 115 | 19 | WAPA-DSW | 191
41116 | 16TH_AVE+ | NORTHWEST | 115 | 40 | Spokane Area, N Idaho, W Montana | 406
41115 | VERA | NORTHWEST | 115 | 40 | Spokane Area, N Idaho, W Montana | 406
70322 | PLAINVW | PSCOLORADO | 115 | 70 | ZoneRD | 700
46866 | ENTIAT | NORTHWEST | 115 | 40 | Central Washington | 403
42172 | PADILLA | NORTHWEST | 115 | 40 | SKAGITI | 423
70328 | PORTAL | PSCOLORADO | 115 | 70 | ZoneRM | 709
41119 | VISTA+ | NORTHWEST | 115 | 40 | Lower Columbia Basin | 404
43357 | NEWBERG | NORTHWEST | 115 | 40 | Portland General - BES S/S | 451
34391 | QUEBECTP | PG AND E | 115 | 30 | Conf Load (Fresno) | 314
34103 | CHWCGNJT | PG AND E | 115 | 30 | Conf Load (Yosemite) | 313
34737 | ATWELL_ISL | PG AND E | 115 | 30 | Conf Load (Kern) | 315
34738 | BOLTHSE | PG AND E | 115 | 30 | Conf Load (Kern) | 315
34384 | SESWTF | PG AND E | 115 | 30 | Conf Load (Fresno) | 314
46292 | MCKENZEW | NORTHWEST | 115 | 40 | Eugene, OR | 480
405473 | COLMBA_CRST+ | NORTHWEST | 115 | 40 | Lower Columbia Basin | 404
629036 | TFALLS CITY | MONTANA | 115 | 62 | MISSOULA_MT | 629
42108 | BAKER SW | NORTHWEST | 115 | 40 | SKAGIT | 422
10199 | MEJIA | NEW MEXICO | 115 | 10 | PNM: Santa Fe | 106
46872 | MILLER C | NORTHWEST | 115 | 40 | Central Washington | 403
46798 | MASHEL-T | NORTHWEST | 115 | 40 | Tacoma Power - General | 466
46795 | MILWAUKE | NORTHWEST | 115 | 40 | Tacoma Power - General | 466
70381 | SEDALIA | PSCOLORADO | 115 | 70 | ZoneRS | 704
33959 | TCHRT_T2 | PG AND E | 115 | 30 | Conf Load (Stockton) | 311
70384 | SHERIDAN | PSCOLORADO | 115 | 70 | ZoneRD | 700
42106 | MARCHPTN | NORTHWEST | 115 | 40 | SKAGIT | 422
40931 | SANDPOINT | NORTHWEST | 115 | 40 | Spokane Area, N Idaho, W Montana | 406
45749 | PERRINV T | NORTHWEST | 115 | 40 | Snohomish PUD | 468
43443 | RAMAPO | NORTHWEST | 115 | 40 | Portland General - BES NODE | 452
34721 | RASMSNTP | PG AND E | 115 | 30 | Conf Load (Kern) | 315
46771 | SURPRSE_LAKE | NORTHWEST | 115 | 40 | Tacoma Power - Mutuals | 467
41087 | TREGO | NORTHWEST | 115 | 40 | Western Montana | 486
70400 | SODALAKE | PSCOLORADO | 115 | 70 | ZoneRD | 700
64228 | SUMMIT 1 | SIERRA | 115 | 64 | SPP-North Tahoe | 647
70402 | SOUTH_2 | PSCOLORADO | 115 | 70 | ZoneRD | 700
33958 | INGREDIONJCT | PG AND E | 115 | 30 | Conf Load (Stockton) | 311
24723 | CONTROL | SOCALIF | 115 | 24 | SCE Control | 952
46223 | HAWKINS | NORTHWEST | 115 | 40 | Eugene, OR | 480
70418 | SUMMIT1 | PSCOLORADO | 115 | 70 | ZoneRM | 709
46807 | MCKENZIN | NORTHWEST | 115 | 40 | Central Washington | 403
70416 | STRASBRG_CR | PSCOLORADO | 115 | 70 | ZoneRD | 700
45707 | LYNNWOOD T | NORTHWEST | 115 | 40 | Snohomish PUD | 468
40915 | SACJWA# | NORTHWEST | 115 | 40 | Lower Columbia Basin | 404
629031 | TAFT AUTO | MONTANA | 115 | 62 | MISSOULA_MT | 629
46742 | LIDFRDTP | NORTHWEST | 115 | 40 | Tacoma Power - General | 466
46127 | WHITE TR | NORTHWEST | 115 | 40 | Grant County, WA | 482
43473 | ROCKCRTAP | NORTHWEST | 115 | 40 | Portland General - BES NODE | 452
70452 | VILAS | PSCOLORADO | 115 | 70 | ZoneWP | 712
34704 | SEMITROPIC_D | PG AND E | 115 | 30 | Conf Load (Kern) | 315
408192 | PRIOR_2+ | NORTHWEST | 115 | 40 | Lower Columbia Basin | 404
46721 | HAKNSN-2 | NORTHWEST | 115 | 40 | Tacoma Power - General | 466
43484 | RUBY | NORTHWEST | 115 | 40 | Portland General - BES S/S | 451
34700 | SMYRNA | PG AND E | 115 | 30 | Conf Load (Kern) | 315
45751 | PICNIC PT | NORTHWEST | 115 | 40 | Snohomish PUD | 468
32549 | SILVRDJ2 | PG AND E | 115 | 30 | Conf Load (N. Coast) | 302
40919 | SAGEHILL# | NORTHWEST | 115 | 40 | Lower Columbia Basin | 404
24651 | COLOSEM1 | SOCALIF | 115 | 24 | SCE Ivanpah | 957
10930 | HLWR_1 | NEW MEXICO | 115 | 10 | PNM: EHV and Gen | 100
42226 | MAXWELTN | NORTHWEST | 115 | 40 | ISLAND | 424
42231 | SWANTOWN | NORTHWEST | 115 | 40 | ISLAND | 424
11316 | OTERO | EL PASO | 115 | 11 | EPE - Native Load | 110
34358 | KERCKHOFFPH2 | PG AND E | 115 | 30 | Conf Load (Fresno) | 314
46698 | ELBE-T | NORTHWEST | 115 | 40 | Tacoma Power - General | 466
34439 | GRDNGLS2EB | PG AND E | 115 | 30 | Conf Load (Fresno) | 314
70522 | ROXBOROU_CR | PSCOLORADO | 115 | 70 | ZoneRS | 704
42224 | FABER | NORTHWEST | 115 | 40 | ISLAND | 424
79631 | H-H | WAPA R.M. | 115 | 73 | FEUS | 793
40906 | RUPPERT_RD+ | NORTHWEST | 115 | 40 | Lower Columbia Basin | 404
24607 | ROADWAY | SOCALIF | 115 | 24 | SCE Victor | 954
10265 | REEVES_1 | NEW MEXICO | 115 | 10 | PNM: Albuquerque | 101
31484 | HONCUT | PG AND E | 115 | 30 | Conf Load (N. Valley) | 303
46681 | CUSHMN21 | NORTHWEST | 115 | 40 | Tacoma Power - General | 466
46679 | BRDGPRT | NORTHWEST | 115 | 40 | Tacoma Power - General | 466
10151 | JEFFRSNT | NEW MEXICO | 115 | 10 | PNM: Albuquerque | 101
401031 | IRRIGRO+ | NORTHWEST | 115 | 40 | Lower Columbia Basin | 404
41033 | STEVENS_DR2 | NORTHWEST | 115 | 40 | Lower Columbia Basin | 404
42189 | WILSON P | NORTHWEST | 115 | 40 | SKAGIT | 422
40887 | RINGOLD+ | NORTHWEST | 115 | 40 | Lower Columbia Basin | 404
408193 | PRIOR_3+ | NORTHWEST | 115 | 40 | Lower Columbia Basin | 404
40885 | RICHLAND | NORTHWEST | 115 | 40 | Lower Columbia Basin | 404
40879 | REPUBLIC | NORTHWEST | 115 | 40 | Spokane Area, N Idaho, W Montana | 406
45540 | YUNGSBAY | NORTHWEST | 115 | 40 | PAC:CLTP | 411
78662 | DRAKE S | PSCOLORADO | 115 | 70 | CSU | 785
10367 | WESMECOT | NEW MEXICO | 115 | 10 | PNM: Albuquerque | 101
33948 | RVRBK J2 | PG AND E | 115 | 30 | Conf Load (Stanislaus) | 312
31504 | TBLE MTN | PG AND E | 115 | 30 | Conf Load (N. Valley) | 303
45320 | MARYSRVR | NORTHWEST | 115 | 40 | PAC:WLMT | 472
20241 | PNM-115 | MEXICO-CFE | 115 | 20 | ZoneTJ | 203
40874 | RDMND_W | NORTHWEST | 115 | 40 | Southern Oregon | 405
45635 | ESPERANCE | NORTHWEST | 115 | 40 | Snohomish PUD | 468
42309 | MOUNT SI | NORTHWEST | 115 | 40 | N.KING | 426
46694 | CROFT | NORTHWEST | 115 | 40 | Tacoma Power - General | 466
40861 | RADAR_PUMPS# | NORTHWEST | 115 | 40 | Lower Columbia Basin | 404
42311 | STILWTRP | NORTHWEST | 115 | 40 | N.KING | 426
42310 | COTAGEBR | NORTHWEST | 115 | 40 | N.KING | 426
45755 | PK RIDGE | NORTHWEST | 115 | 40 | Snohomish PUD | 468
10906 | REDMESA | NEW MEXICO | 115 | 10 | PNM: EHV and Gen | 100
42316 | CLE ELUM | NORTHWEST | 115 | 40 | KITTITAS | 436
40835 | POMEROY+ | NORTHWEST | 115 | 40 | Southeast Washington | 407
46696 | CUSTERTP | NORTHWEST | 115 | 40 | Tacoma Power - General | 466
71023 | PUEBLO_W | PSCOLORADO | 115 | 70 | ZoneWP | 712
42323 | SAMMSH E | NORTHWEST | 115 | 40 | N.KING | 426
40831 | PISTOL_RVR# | NORTHWEST | 115 | 40 | Western Oregon | 402
409210 | GRNDROND152# | NORTHWEST | 115 | 40 | Portland General - BES S/S | 451
40823 | PE_ELL# | NORTHWEST | 115 | 40 | Seattle Area, Olympic Peninsula | 400
45711 | MARTHA LK | NORTHWEST | 115 | 40 | Snohomish PUD | 468
34109 | CHWCGN | PG AND E | 115 | 30 | Conf Load (Yosemite) | 313
34441 | HANFORDPP | PG AND E | 115 | 30 | Conf Load (Fresno) | 314
46695 | CURTIS | NORTHWEST | 115 | 40 | Tacoma Power - Mutuals | 467
40805 | OREGON_CITY | NORTHWEST | 115 | 40 | Portland Area | 401
46117 | WARDEN T | NORTHWEST | 115 | 40 | Grant County, WA | 482
409211 | GRNDROND126# | NORTHWEST | 115 | 40 | Portland General - BES S/S | 451
42350 | TOLT RIV | NORTHWEST | 115 | 40 | PSEOTHER | 439
45789 | SULTAN | NORTHWEST | 115 | 40 | Snohomish PUD | 468
40790 | OLYMPIA W | NORTHWEST | 115 | 40 | Seattle Area, Olympic Peninsula | 400
40789 | OKANOGAN | NORTHWEST | 115 | 40 | Central Washington | 403
40777 | NESPELEM# | NORTHWEST | 115 | 40 | Central Washington | 403
999902 | TRISJB11 | PG AND E | 115 | 30 | Conf Load (San Jose) | 318
40783 | NORWAY+ | NORTHWEST | 115 | 40 | Western Oregon | 402
15126 | SILVERT1 | SRP | 115 | 15 | SRP EMA 115kV | 1506
45624 | CLEARVIEW T2 | NORTHWEST | 115 | 40 | Snohomish PUD | 468
33922 | R.TRACK | PG AND E | 115 | 30 | Conf Load (Stanislaus) | 312
45621 | CASCADE | NORTHWEST | 115 | 40 | Snohomish PUD | 468
10365 | WESMECO | NEW MEXICO | 115 | 10 | PNM: Albuquerque | 101
45710 | KEELERS | NORTHWEST | 115 | 40 | Snohomish PUD | 468
33918 | SPISONORA | PG AND E | 115 | 30 | Conf Load (Stanislaus) | 312
42382 | AVONDAL | NORTHWEST | 115 | 40 | N.KING | 426
42383 | SAMNOVTP | NORTHWEST | 115 | 40 | N.KING | 426
40761 | MT_VERNON | NORTHWEST | 115 | 40 | Western Oregon | 402
10295 | SANDIA_1 | NEW MEXICO | 115 | 10 | PNM: Albuquerque | 101
10065 | CHURCHRT | NEW MEXICO | 115 | 10 | PNM: Northwestern | 107
34438 | HRNTASLR | PG AND E | 115 | 30 | Conf Load (Fresno) | 314
40743 | MOHLER | NORTHWEST | 115 | 40 | Portland Area | 401
15114 | MIAMI | SRP | 115 | 15 | SRP EMA 115kV | 1506
45607 | BOEING | NORTHWEST | 115 | 40 | Snohomish PUD | 468
45604 | CEDAR VALLEY | NORTHWEST | 115 | 40 | Snohomish PUD | 468
45601 | ALDERWOOD | NORTHWEST | 115 | 40 | Snohomish PUD | 468
34754 | TEVIS | PG AND E | 115 | 30 | Conf Load (Kern) | 315
33908 | SANDBAR | PG AND E | 115 | 30 | Conf Load (Stanislaus) | 312
33571 | TESLAMTR | PG AND E | 115 | 30 | Conf Load (Stockton) | 311
42151 | N.POINTW | NORTHWEST | 115 | 40 | SKAGIT | 422
33906 | SPRNG GP | PG AND E | 115 | 30 | Conf Load (Stanislaus) | 312
46945 | FRDRKSNT | NORTHWEST | 115 | 40 | Tacoma Power - General | 466
40729 | MESA+ | NORTHWEST | 115 | 40 | Lower Columbia Basin | 404
64208 | DAVY_TWN+ | SIERRA | 115 | 64 | NON-SPP GEN | 643
45499 | SUTHRLIN | NORTHWEST | 115 | 40 | PAC:ROSE | 471
999899 | EVRMTC21 | PG AND E | 115 | 30 | Conf Load (San Jose) | 318
33902 | BRDSLY J | PG AND E | 115 | 30 | Conf Load (Stanislaus) | 312
45737 | NORTON | NORTHWEST | 115 | 40 | Snohomish PUD | 468
45498 | SULPHR P | NORTHWEST | 115 | 40 | PAC:YKMA | 477
33596 | CARBONAJCT | PG AND E | 115 | 30 | Conf Load (Stockton) | 311
33590 | KYOHOTAP | PG AND E | 115 | 30 | Conf Load (Stockton) | 311
45496 | STEVENRD | NORTHWEST | 115 | 40 | PAC:MDFD | 470
45489 | SODASPGS | NORTHWEST | 115 | 40 | PAC:ROSE | 471
10003 | RATTLESNKPNM | NEW MEXICO | 115 | 10 | PNM: Belen | 102
45487 | SLIDECRK | NORTHWEST | 115 | 40 | PAC:ROSE | 471
45465 | RIDDLEVN | NORTHWEST | 115 | 40 | PAC:ROSE | 471
33582 | SLT SPRG | PG AND E | 115 | 30 | Conf Load (Stockton) | 311
45473 | S DUNES | NORTHWEST | 115 | 40 | PAC:CBAY | 473
45469 | ROSEBURG | NORTHWEST | 115 | 40 | PAC:ROSE | 471
45467 | ROBRTCRK | NORTHWEST | 115 | 40 | PAC:ROSE | 471
10323 | SP-83 | NEW MEXICO | 115 | 10 | PNM: Albuquerque | 101
46296 | ENIDRD | NORTHWEST | 115 | 40 | Eugene, OR | 480
45443 | NEHAMLEM | NORTHWEST | 115 | 40 | Portland Area | 401
45442 | NEHAL TP | NORTHWEST | 115 | 40 | PAC:CLTP | 411
10363 | WAYNE 1 | NEW MEXICO | 115 | 10 | PNM: Albuquerque | 101
45425 | WHITESWN | NORTHWEST | 115 | 40 | PAC:YKMA | 477
32228 | PLACER | PG AND E | 115 | 30 | Conf Load (Sierra) | 305
45424 | VOELKER | NORTHWEST | 115 | 40 | PAC:YKMA | 477
32230 | HORSESHE | PG AND E | 115 | 30 | Conf Load (Sierra) | 305
32231 | HORSHE2 | PG AND E | 115 | 30 | Conf Load (Sierra) | 305
401330 | SAM_BON_JMP | NORTHWEST | 115 | 40 | Spokane Area, N Idaho, W Montana | 406
32233 | NEWCSTL1 | PG AND E | 115 | 30 | Conf Load (Sierra) | 305
45392 | GASQUET | NORTHWEST | 115 | 40 | PAC:CRES | 479
45399 | HZLDLPPL | NORTHWEST | 115 | 40 | Clark County, WA | 456
15109 | HORSMESA | SRP | 115 | 15 | SRP EMA 115kV | 1506
32237 | FLINT | PG AND E | 115 | 30 | Conf Load (Sierra) | 305
45387 | DEVIL LK | NORTHWEST | 115 | 40 | PAC:LNCT | 418
45390 | F.VALLEY | NORTHWEST | 115 | 40 | Clark County, WA | 456
45389 | EASY VLY | NORTHWEST | 115 | 40 | PAC:GRPS | 481
32244 | BRNSWCKP | PG AND E | 115 | 30 | Conf Load (Sierra) | 305
33565 | CMNCHETP | PG AND E | 115 | 30 | Conf Load (Stockton) | 311
45367 | OAKLAND | NORTHWEST | 115 | 40 | PAC:ROSE | 471
33564 | LOCKFORD | PG AND E | 115 | 30 | Conf Load (Stockton) | 311
45371 | AGNESS | NORTHWEST | 115 | 40 | PAC:GRPS | 481
10155 | PROSPER | NEW MEXICO | 115 | 10 | PNM: Albuquerque | 101
33561 | BLLTAJCT | PG AND E | 115 | 30 | Conf Load (Stockton) | 311
33558 | LCKFRDJB | PG AND E | 115 | 30 | Conf Load (Stockton) | 311
45360 | MYRTLEPT | NORTHWEST | 115 | 40 | PAC:CBAY | 473
45343 | WHITECTY | NORTHWEST | 115 | 40 | PAC:MDFD | 470
32260 | MIZOU_T2 | PG AND E | 115 | 30 | Conf Load (Sierra) | 305
15107 | GOLDFELD | SRP | 115 | 15 | SRP EMA 115kV | 1506
45345 | WILEY | NORTHWEST | 115 | 40 | PAC:YKMA | 477
45339 | WENAS | NORTHWEST | 115 | 40 | PAC:YKMA | 477
11097 | MAR | EL PASO | 115 | 11 | EPE - Native Load | 110
33555 | STKTON A | PG AND E | 115 | 30 | Conf Load (Stockton) | 311
32267 | DIMOND_1 | PG AND E | 115 | 30 | Conf Load (Sierra) | 305
10296 | SANDIA_2 | NEW MEXICO | 115 | 10 | PNM: Albuquerque | 101
34759 | ATWELLW | PG AND E | 115 | 30 | Conf Load (Kern) | 315
15106 | FRAZIER | SRP | 115 | 15 | SRP EMA 115kV | 1506
33553 | STKTON B | PG AND E | 115 | 30 | Conf Load (Stockton) | 311
32280 | E.MRY J2 | PG AND E | 115 | 30 | Conf Load (Sierra) | 305
46611 | 21_WASTP | NORTHWEST | 115 | 40 | Tacoma Power - General | 466
400150 | ADAIR | NORTHWEST | 115 | 40 | Portland Area | 401
47035 | E KELSO | NORTHWEST | 115 | 40 | Cowlitz County, WA | 457
33551 | GWFTRACY | PG AND E | 115 | 30 | Conf Load (Stockton) | 311
364523 | CALTRAINSSJ | PG AND E | 115 | 30 | Conf Load (San Jose) | 318
45315 | UNIONGAP | NORTHWEST | 115 | 40 | PAC:YKMA | 477
79636 | LAPLATA | WAPA R.M. | 115 | 73 | FEUS | 793
45305 | HEMLCKTP | NORTHWEST | 115 | 40 | PAC:PTLD | 489
79664 | COTTONWOOD | WAPA R.M. | 115 | 73 | FEUS | 793
32408 | PLSNT GR | PG AND E | 115 | 30 | Conf Load (Sierra) | 305
33547 | AEC_300 | PG AND E | 115 | 30 | Conf Load (Stockton) | 311
79659 | VISTA FEUS | WAPA R.M. | 115 | 73 | FEUS | 793
79661 | WESTFORK | WAPA R.M. | 115 | 73 | FEUS | 793
79643 | NAVAJO | WAPA R.M. | 115 | 73 | FEUS | 793
79644 | PINE RIVER | WAPA R.M. | 115 | 73 | FEUS | 793
11105 | MONTOYA | EL PASO | 115 | 11 | EPE - Native Load | 110
10329 | STATEPEN | NEW MEXICO | 115 | 10 | PNM: Santa Fe | 106
79635 | LAKEVIEW | WAPA R.M. | 115 | 73 | FEUS | 793
79633 | HOODMESA | WAPA R.M. | 115 | 73 | FEUS | 793
79628 | GLADE | WAPA R.M. | 115 | 73 | FEUS | 793
79623 | FRUITAP | WAPA R.M. | 115 | 73 | FEUS | 793
79619 | ENRON | WAPA R.M. | 115 | 73 | FEUS | 793
79618 | DWIGHT AR | WAPA R.M. | 115 | 73 | FEUS | 793
46888 | WINTON | NORTHWEST | 115 | 40 | Central Washington | 403
79609 | BERGIN | WAPA R.M. | 115 | 73 | FEUS | 793
45263 | RDMNDPPL | NORTHWEST | 115 | 40 | PAC:C.OR | 474
32574 | SAN RAFL | PG AND E | 115 | 30 | Conf Load (North Bay) | 306
401030 | BERRIAN+ | NORTHWEST | 115 | 40 | Lower Columbia Basin | 404
11195 | LEASBURG | EL PASO | 115 | 11 | EPE - Native Load | 110
79257 | AMES | WAPA R.M. | 115 | 73 | ZoneR4 | 790
79260 | ELPASOTP | WAPA R.M. | 115 | 73 | Zone69 | 791
365601 | Q1028Q1029 | PG AND E | 115 | 30 | Conf Load (Yosemite) | 313
79194 | BURROBDG | WAPA R.M. | 115 | 73 | ZoneR4 | 790
45247 | PONDROSA | NORTHWEST | 115 | 40 | PAC:C.OR | 474
79197 | GUNNISTP | WAPA R.M. | 115 | 73 | Zone69 | 791
79190 | DALLASCR | WAPA R.M. | 115 | 73 | Zone69 | 791
79191 | COYOTE G | WAPA R.M. | 115 | 73 | Zone69 | 791
79184 | GUNVAL | WAPA R.M. | 115 | 73 | Zone69 | 791
79182 | DOUGHSPN | WAPA R.M. | 115 | 73 | Zone69 | 791
79174 | MOLINA-L | WAPA R.M. | 115 | 73 | ZoneR4 | 790
79175 | MOLINA-U | WAPA R.M. | 115 | 73 | ZoneR4 | 790
79129 | BLANCO | WAPA R.M. | 115 | 73 | ZoneR4 | 790
45223 | HART SS | NORTHWEST | 115 | 40 | PAC:YRKA | 478
14357 | SAG.WEST | APS | 115 | 14 | APS | 141
79120 | MOQUI C | WAPA R.M. | 115 | 73 | ZoneR4 | 790
79115 | SPRCKTAP | WAPA R.M. | 115 | 73 | Zone69 | 791
79111 | MANCOSTP | WAPA R.M. | 115 | 73 | Zone69 | 791
32748 | PP STEEL | PG AND E | 115 | 30 | Conf Load (East Bay) | 307
32750 | PPSTLTAP | PG AND E | 115 | 30 | Conf Load (East Bay) | 307
32754 | OLEUM | PG AND E | 115 | 30 | Conf Load (East Bay) | 307
32756 | CHRISTIE | PG AND E | 115 | 30 | Conf Load (East Bay) | 307
14359 | VLYFARMS | APS | 115 | 14 | APS | 141
32760 | PT PINLE | PG AND E | 115 | 30 | Conf Load (East Bay) | 307
79099 | FLOR.RIV | WAPA R.M. | 115 | 73 | Zone69 | 791
365625 | 1320-WDJCT | PG AND E | 115 | 30 | Conf Load (Los Padres) | 320
365656 | ADOBESLR | PG AND E | 115 | 30 | Conf Load (Kern) | 315
32766 | EL CRRTO | PG AND E | 115 | 30 | Conf Load (East Bay) | 307
79088 | TAMARRON | WAPA R.M. | 115 | 73 | Zone69 | 791
79086 | PAGOSA | WAPA R.M. | 115 | 73 | Zone69 | 791
14362 | BOOTHILL | APS | 115 | 14 | APS | 141
32774 | PTPNLTAP | PG AND E | 115 | 30 | Conf Load (East Bay) | 307
32775 | PTPNLT2 | PG AND E | 115 | 30 | Conf Load (East Bay) | 307
32778 | MRTNZJCT | PG AND E | 115 | 30 | Conf Load (East Bay) | 307
11126 | NEW_SHEARMAN | EL PASO | 115 | 11 | EPE - Native Load | 110
34412 | HERNDON | PG AND E | 115 | 30 | Conf Load (Fresno) | 314
32786 | OAK C115 | PG AND E | 115 | 30 | Conf Load (East Bay) | 307
32788 | STATIN L | PG AND E | 115 | 30 | Conf Load (East Bay) | 307
10337 | THOMAS | NEW MEXICO | 115 | 10 | PNM: Albuquerque | 101
79076 | AM EAST | WAPA R.M. | 115 | 73 | Zone69 | 791
79074 | E.CORTEZ | WAPA R.M. | 115 | 73 | ZoneR4 | 790
32794 | MARITIME | PG AND E | 115 | 30 | Conf Load (East Bay) | 307
32800 | OWNBRKWY | PG AND E | 115 | 30 | Conf Load (East Bay) | 307
14371 | BAGDADTAP | APS | 115 | 14 | APS | 141
32804 | VLYVWTP2 | PG AND E | 115 | 30 | Conf Load (East Bay) | 307
32806 | SNPBLTP1 | PG AND E | 115 | 30 | Conf Load (East Bay) | 307
32808 | SNPBLTP2 | PG AND E | 115 | 30 | Conf Load (East Bay) | 307
78664 | FLYHORSE N | PSCOLORADO | 115 | 70 | CSU | 785
32812 | EDESJCT2 | PG AND E | 115 | 30 | Conf Load (East Bay) | 307
32814 | EDESJCT1 | PG AND E | 115 | 30 | Conf Load (East Bay) | 307
46610 | COW_SW | NORTHWEST | 115 | 40 | Tacoma Power - General | 466
45173 | LINCOLN | NORTHWEST | 115 | 40 | PAC:PTLD | 489
79068 | WOLCOTT | PSCOLORADO | 115 | 70 | ZoneRW | 708
79066 | VAIL | PSCOLORADO | 115 | 70 | ZoneRW | 708
34800 | SANTA FE SUB | PG AND E | 115 | 30 | Conf Load (Kern) | 315
33510 | AVENA | PG AND E | 115 | 30 | Conf Load (Stockton) | 311
42409 | KENILWTH | NORTHWEST | 115 | 40 | N.KING | 426
45169 | LEBANONP | NORTHWEST | 115 | 40 | PAC:WLMT | 472
34786 | UNIVERSITYJT | PG AND E | 115 | 30 | Conf Load (Kern) | 315
32958 | CLMBIAPV | PG AND E | 115 | 30 | Conf Load (Diablo) | 308
10843 | JICARILLA | NEW MEXICO | 115 | 10 | PNM: EHV and Gen | 100
46705 | ELKPLN-1 | NORTHWEST | 115 | 40 | Tacoma Power - General | 466
79044 | LOSTCANY | WAPA R.M. | 115 | 73 | ZoneR4 | 790
47032 | PT_TWN_1# | NORTHWEST | 115 | 40 | Seattle Area, Olympic Peninsula | 400
33503 | FRGTNTP2 | PG AND E | 115 | 30 | Conf Load (Stockton) | 311
45150 | DIXON | NORTHWEST | 115 | 40 | PAC:WLMT | 472
34411 | PNDLJ1 | PG AND E | 115 | 30 | Conf Load (Fresno) | 314
999933 | TALOLY11 | NORTHWEST | 115 | 40 | S.KINGI | 429
79018 | CRYSTLPS | PSCOLORADO | 115 | 70 | ZoneRW | 708
79012 | CORTEZ | WAPA R.M. | 115 | 73 | ZoneR4 | 790
79006 | BEAVERCU | PSCOLORADO | 115 | 70 | ZoneRW | 708
45131 | HAZELWOD | NORTHWEST | 115 | 40 | PAC:WLMT | 472
33322 | UAL TAP | PG AND E | 115 | 30 | Conf Load (Peninsula) | 310
78665 | FLYHORSE S | PSCOLORADO | 115 | 70 | CSU | 785
45125 | GREENSPG | NORTHWEST | 115 | 40 | PAC:MDFD | 470
34796 | CARRIZO | PG AND E | 115 | 30 | Conf Load (Kern) | 315
10350 | UNITED | NEW MEXICO | 115 | 10 | PNM: Northwestern | 107
78682 | WOODMEN N | PSCOLORADO | 115 | 70 | CSU | 785
999944 | NORHER11 | NEW MEXICO | 115 | 10 | PNM: Santa Fe | 106
46896 | RI SOUTH | NORTHWEST | 115 | 40 | Central Washington | 403
45120 | CLRWTRSS | NORTHWEST | 115 | 40 | PAC:ROSE | 471
33319 | SHREDJCT | PG AND E | 115 | 30 | Conf Load (Peninsula) | 310
33010 | SOBRANTE | PG AND E | 115 | 30 | Conf Load (Diablo) | 308
33011 | ALHAMBRA | PG AND E | 115 | 30 | Conf Load (Diablo) | 308
78680 | SANTA FE | PSCOLORADO | 115 | 70 | CSU | 785
999934 | CFARAT11 | NORTHWEST | 115 | 40 | PSEOTHER | 439
33016 | ALHAMTP2 | PG AND E | 115 | 30 | Conf Load (Diablo) | 308
33020 | MORAGA | PG AND E | 115 | 30 | Conf Load (Diablo) | 308
999941 | BERBEL12 | NEW MEXICO | 115 | 10 | TSGT: Southern NM | 123
10345 | TRAMWAY | NEW MEXICO | 115 | 10 | PNM: Albuquerque | 101
47022 | CITYVIEW+ | NORTHWEST | 115 | 40 | Lower Columbia Basin | 404
78675 | RAMPART S | PSCOLORADO | 115 | 70 | CSU | 785
33035 | LKWD_JCT | PG AND E | 115 | 30 | Conf Load (Diablo) | 308
33036 | LINDETP1 | PG AND E | 115 | 30 | Conf Load (Diablo) | 308
34794 | TEMBLOR | PG AND E | 115 | 30 | Conf Load (Kern) | 315
47021 | CHELAT T | NORTHWEST | 115 | 40 | Clark County, WA | 456
78672 | KETTLECK N | PSCOLORADO | 115 | 70 | CSU | 785
78670 | KELKER E | PSCOLORADO | 115 | 70 | CSU | 785
11160 | THORN | EL PASO | 115 | 11 | EPE - Native Load | 110
46602 | KNOBLE | NORTHWEST | 115 | 40 | Tacoma Power - General | 466
33044 | FIBRBJCT | PG AND E | 115 | 30 | Conf Load (Diablo) | 308
34153 | GILLTAP | PG AND E | 115 | 30 | Conf Load (Yosemite) | 313
10082 | CORRALB | NEW MEXICO | 115 | 10 | PNM: Sandoval | 103
33047 | CC JCT | PG AND E | 115 | 30 | Conf Load (Diablo) | 308
78656 | BRIARGATE N | PSCOLORADO | 115 | 70 | CSU | 785
78657 | BRIARGATE S | PSCOLORADO | 115 | 70 | CSU | 785
78651 | ATMELSUB W | PSCOLORADO | 115 | 70 | CSU | 785
78652 | BIRDSALE | PSCOLORADO | 115 | 70 | CSU | 785
33202 | LARKIN F | PG AND E | 115 | 30 | Conf Load (S.F.) | 309
78650 | ATMELSUB E | PSCOLORADO | 115 | 70 | CSU | 785
78116 | CNTYLINE | PSCOLORADO | 115 | 70 | PRPA | 780
78119 | TERRY | PSCOLORADO | 115 | 70 | PRPA | 780
78109 | MEADOW | PSCOLORADO | 115 | 70 | PRPA | 780
78103 | AIRPORTPR | PSCOLORADO | 115 | 70 | PRPA | 780
10349 | TRUMAN_T | NEW MEXICO | 115 | 10 | PNM: Albuquerque | 101
34787 | NORCO_TA | PG AND E | 115 | 30 | Conf Load (Kern) | 315
78092 | FTHLS | PSCOLORADO | 115 | 70 | PRPA | 780
33303 | EST GRND | PG AND E | 115 | 30 | Conf Load (Peninsula) | 310
78086 | TIMBERLN | PSCOLORADO | 115 | 70 | PRPA | 780
78082 | LINDEN | PSCOLORADO | 115 | 70 | PRPA | 780
78077 | DRAKE RD | PSCOLORADO | 115 | 70 | PRPA | 780
45049 | CLINTON | NORTHWEST | 115 | 40 | PAC:YKMA | 477
33307 | MILLBRAE | PG AND E | 115 | 30 | Conf Load (Peninsula) | 310
11172 | WRANGLER | EL PASO | 115 | 11 | EPE - Native Load | 110
78066 | MARYLKSB | PSCOLORADO | 115 | 70 | PRPA | 780
78065 | ESTESPR | PSCOLORADO | 115 | 70 | PRPA | 780
47004 | DISCOV_BAY+ | NORTHWEST | 115 | 40 | Seattle Area, Olympic Peninsula | 400
77503 | RICHRDTP | PSCOLORADO | 115 | 70 | PRPA | 780
77501 | DERBHILT | PSCOLORADO | 115 | 70 | PRPA | 780
33314 | SHREDDER | PG AND E | 115 | 30 | Conf Load (Peninsula) | 310
10174 | LOMAS | NEW MEXICO | 115 | 10 | PNM: Albuquerque | 101
33316 | CLY LND2 | PG AND E | 115 | 30 | Conf Load (Peninsula) | 310
33317 | CLY LND | PG AND E | 115 | 30 | Conf Load (Peninsula) | 310
47011 | FERN REF | NORTHWEST | 115 | 40 | Seattle Area, Olympic Peninsula | 400
74221 | BISON | WAPA R.M. | 115 | 73 | ZoneEW | 753
74080 | CAMPSTOOL | WAPA R.M. | 115 | 73 | ZoneEW | 753
74048 | HJWIND | WAPA R.M. | 115 | 73 | ZoneEW | 753
74054 | MCRSFT | WAPA R.M. | 115 | 73 | ZoneEW | 753
364506 | MSFTSJDC | PG AND E | 115 | 30 | Conf Load (San Jose) | 318
74038 | WEST CHEY | WAPA R.M. | 115 | 73 | ZoneEW | 753
33201 | LARKIN E | PG AND E | 115 | 30 | Conf Load (S.F.) | 309
34790 | INERGY | PG AND E | 115 | 30 | Conf Load (Kern) | 315
73625 | WLDHRSCK | WAPA R.M. | 115 | 73 | ZoneEC | 752
73652 | TERRY ST LN | WAPA R.M. | 115 | 73 | ZoneFH | 754
73650 | DERBYHILLLM | WAPA R.M. | 115 | 73 | ZoneFH | 754
44961 | WEEDJCT2 | NORTHWEST | 115 | 40 | PAC:YRKA | 478
73610 | EMIGRNT | WAPA R.M. | 115 | 73 | ZoneEW | 753
73600 | COBBLAKE | WAPA R.M. | 115 | 73 | ZoneRN | 706
33513 | LID JCT | PG AND E | 115 | 30 | Conf Load (Stockton) | 311
73608 | WAGHN ST | WAPA R.M. | 115 | 73 | ZoneEW | 753
46976 | PLAZATA | NORTHWEST | 115 | 40 | Tacoma Power - General | 466
33517 | RPNJ2 | PG AND E | 115 | 30 | Conf Load (Stockton) | 311
44946 | CIRCLTP2 | NORTHWEST | 115 | 40 | PAC:WLMT | 472
33520 | RIPON | PG AND E | 115 | 30 | Conf Load (Stockton) | 311
33522 | CROSRDJT | PG AND E | 115 | 30 | Conf Load (Stockton) | 311
11190 | APOLLO | EL PASO | 115 | 11 | EPE - Native Load | 110
73570 | SNOWYRNG | WAPA R.M. | 115 | 73 | ZoneEW | 753
73568 | WHTROCK | WAPA R.M. | 115 | 73 | ZoneEW | 753
15101 | ASARCOSR | SRP | 115 | 15 | SRP EMA 115kV | 1506
33530 | KSSN-JC2 | PG AND E | 115 | 30 | Conf Load (Stockton) | 311
73554 | BOOMERNG | WAPA R.M. | 115 | 73 | ZoneFH | 754
73552 | AULT | WAPA R.M. | 115 | 73 | ZoneFH | 754
33533 | OWENSTP2 | PG AND E | 115 | 30 | Conf Load (Stockton) | 311
999906 | FIBCRO11 | PG AND E | 115 | 30 | Conf Load (Diablo) | 308
73191 | STERLING | WAPA R.M. | 115 | 73 | ZoneEC | 752
45717 | MOUNTLAKE | NORTHWEST | 115 | 40 | Snohomish PUD | 468
33540 | TESLA | PG AND E | 115 | 30 | Conf Load (Stockton) | 311
33541 | AEC_TP1 | PG AND E | 115 | 30 | Conf Load (Stockton) | 311
33542 | LEPRINO | PG AND E | 115 | 30 | Conf Load (Stockton) | 311
33543 | AEC_TP2 | PG AND E | 115 | 30 | Conf Load (Stockton) | 311
11197 | PELICANO | EL PASO | 115 | 11 | EPE - Native Load | 110
33545 | AEC_JCT | PG AND E | 115 | 30 | Conf Load (Stockton) | 311
33546 | TRACY JC | PG AND E | 115 | 30 | Conf Load (Stockton) | 311
98272 | mid_98272 | PACE | 115 | 65 | WY EAST | 679
73502 | DACONO | WAPA R.M. | 115 | 73 | ZoneFH | 754
73479 | HARRSBRG | WAPA R.M. | 115 | 73 | ZoneBH | 750
73480 | CROWCRK | WAPA R.M. | 115 | 73 | ZoneEW | 753
40611 | KITSAPS | NORTHWEST | 115 | 40 | Seattle Area, Olympic Peninsula | 400
73459 | MERDNRCH | WAPA R.M. | 115 | 73 | ZoneCS | 757
73416 | RANCHO | WAPA R.M. | 115 | 73 | ZoneCS | 757
40607 | KETTLE# | NORTHWEST | 115 | 40 | Spokane Area, N Idaho, W Montana | 406
40604 | KENNEDY+ | NORTHWEST | 115 | 40 | Lower Columbia Basin | 404
31217 | LUCERNJ2 | PG AND E | 115 | 30 | Conf Load (N. Coast) | 302
13306 | LA-MPF | NEW MEXICO | 115 | 10 | Los Alamos County | 133
40589 | KALISPEL | NORTHWEST | 115 | 40 | Western Montana | 486
73452 | BLACKFOR | WAPA R.M. | 115 | 73 | ZoneCS | 757
73370 | LOSTCKTP | WAPA R.M. | 115 | 73 | ZoneEC | 752
10250 | RICHMOND_PNM | NEW MEXICO | 115 | 10 | PNM: Albuquerque | 101
73405 | GEESEN | WAPA R.M. | 115 | 73 | ZoneCS | 757
34756 | WHEELER | PG AND E | 115 | 30 | Conf Load (Kern) | 315
73374 | VERNONLM | WAPA R.M. | 115 | 73 | ZoneEC | 752
45843 | EVERETT T2 | NORTHWEST | 115 | 40 | Snohomish PUD | 468
73375 | WARRENLM | WAPA R.M. | 115 | 73 | ZoneEW | 753
34434 | WAUKENA_SS | PG AND E | 115 | 30 | Conf Load (Fresno) | 314
46211 | CARMEN# | NORTHWEST | 115 | 40 | Eugene, OR | 480
46061 | PENINSLA | NORTHWEST | 115 | 40 | Grant County, WA | 482
43613 | TWR22-4N | NORTHWEST | 115 | 40 | Portland General - BES NODE | 452
42430 | NORKIRK | NORTHWEST | 115 | 40 | N.KING | 426
40580 | JENKINS# | NORTHWEST | 115 | 40 | Central Washington | 403
73367 | FTSANDERS | WAPA R.M. | 115 | 73 | ZoneEW | 753
300102 | KERNRDGE_L34 | PG AND E | 115 | 30 | Conf Load (Kern) | 315
13304 | ETA | NEW MEXICO | 115 | 10 | Los Alamos County | 133
73355 | KIMBALLC | WAPA R.M. | 115 | 73 | ZoneWN | 756
34519 | LPRNJCTSS | PG AND E | 115 | 30 | Conf Load (Fresno) | 314
40577 | IRBY | NORTHWEST | 115 | 40 | AVA: Big Bend | 445
40569 | ICE_HARBOR_3 | NORTHWEST | 115 | 40 | Lower Columbia Basin | 404
73331 | WRAY WAPA | WAPA R.M. | 115 | 73 | ZoneEC | 752
73335 | DUTONBAS | WAPA R.M. | 115 | 73 | ZoneBH | 750
73325 | RIPPLE | WAPA R.M. | 115 | 73 | ZoneFH | 754
73318 | LIMON | WAPA R.M. | 115 | 73 | ZoneEC | 752
44544 | GROMORE | NORTHWEST | 115 | 40 | PAC:YKMA | 477
73296 | FRASER | WAPA R.M. | 115 | 73 | ZoneWC | 755
47025 | DELIGHT | NORTHWEST | 115 | 40 | AVA: Big Bend | 445
34180 | OXFRDJCT | PG AND E | 115 | 30 | Conf Load (Yosemite) | 313
73230 | YUMA | WAPA R.M. | 115 | 73 | ZoneEC | 752
73231 | MARYLKPP | WAPA R.M. | 115 | 73 | ZoneFH | 754
73228 | YELLOWTL | WAPA R.M. | 115 | 73 | ZoneBH | 750
73222 | WORLANTP | WAPA R.M. | 115 | 73 | ZoneBH | 750
73207 | WAANIBE | WAPA R.M. | 115 | 73 | ZoneEC | 752
73214 | WILDCAT | WAPA R.M. | 115 | 73 | ZoneWN | 756
73211 | WELD LM | WAPA R.M. | 115 | 73 | ZoneFH | 754
73209 | WANIBETP | WAPA R.M. | 115 | 73 | ZoneEC | 752
32993 | W.P.BART | PG AND E | 115 | 30 | Conf Load (Diablo) | 308
34128 | OAKH_JCT | PG AND E | 115 | 30 | Conf Load (Yosemite) | 313
73203 | TRILBY | WAPA R.M. | 115 | 73 | ZoneFH | 754
73202 | TORRNGTN | WAPA R.M. | 115 | 73 | ZoneEW | 753
46928 | MINTER-1 | NORTHWEST | 115 | 40 | Tacoma Power - General | 466
34167 | CALPEAKJCT | PG AND E | 115 | 30 | Conf Load (Yosemite) | 313
73189 | STEGALL | WAPA R.M. | 115 | 73 | ZoneWN | 756
32990 | MARTNZ D | PG AND E | 115 | 30 | Conf Load (Diablo) | 308
73177 | SEMINOTP | WAPA R.M. | 115 | 73 | ZoneEW | 753
33966 | MILLER | PG AND E | 115 | 30 | Conf Load (Stanislaus) | 312
73179 | SIDNEY | WAPA R.M. | 115 | 73 | ZoneWN | 756
14644 | HAYDENAP | APS | 115 | 14 | APS: SOUTHEAST | 848
73176 | SEMINOE | WAPA R.M. | 115 | 73 | ZoneEW | 753
73174 | SAGEBRSH | WAPA R.M. | 115 | 73 | ZoneEC | 752
73167 | REFNRYTP | WAPA R.M. | 115 | 73 | ZoneEW | 753
32974 | LAKEWD-M | PG AND E | 115 | 30 | Conf Load (Diablo) | 308
34774 | MIDWAY | PG AND E | 115 | 30 | Conf Load (Kern) | 315
46921 | NARROWS1 | NORTHWEST | 115 | 40 | Tacoma Power - General | 466
73159 | PROSPVAL | WAPA R.M. | 115 | 73 | ZoneEC | 752
73153 | PODOLAK | WAPA R.M. | 115 | 73 | ZoneEW | 753
73146 | OASISTAP | WAPA R.M. | 115 | 73 | ZoneEW | 753
300104 | KERNRDGE_S20 | PG AND E | 115 | 30 | Conf Load (Kern) | 315
33506 | STANISLS | PG AND E | 115 | 30 | Conf Load (Stockton) | 311
73142 | N.YUMA | WAPA R.M. | 115 | 73 | ZoneEC | 752
73137 | MIRACLEM | WAPA R.M. | 115 | 73 | ZoneEW | 753
73131 | MCGREW | WAPA R.M. | 115 | 73 | ZoneWN | 756
73124 | LOVEWTAP | WAPA R.M. | 115 | 73 | ZoneFH | 754
73091 | IDALIA | WAPA R.M. | 115 | 73 | ZoneEC | 752
73109 | LARAMIE | WAPA R.M. | 115 | 73 | ZoneEW | 753
46714 | FT_LEW_S | NORTHWEST | 115 | 40 | Tacoma Power - General | 466
73114 | LONETREE | WAPA R.M. | 115 | 73 | ZoneFH | 754
46906 | STOBELAH | NORTHWEST | 115 | 40 | Tacoma Power - General | 466
32953 | UNITEDSP | PG AND E | 115 | 30 | Conf Load (Diablo) | 308
73103 | L.MEADOW | WAPA R.M. | 115 | 73 | ZoneEC | 752
73098 | KODAK | WAPA R.M. | 115 | 73 | ZoneFH | 754
73095 | KERSEYTP | WAPA R.M. | 115 | 73 | ZoneEC | 752
34394 | PIEDRA 1 | PG AND E | 115 | 30 | Conf Load (Fresno) | 314
73034 | BURL PSC | WAPA R.M. | 115 | 73 | ZoneEC | 752
73083 | HELL CK | WAPA R.M. | 115 | 73 | ZoneEC | 752
73084 | HELL TAP | WAPA R.M. | 115 | 73 | ZoneEC | 752
73080 | HAXTUN | WAPA R.M. | 115 | 73 | ZoneEC | 752
73076 | GUERNTAP | WAPA R.M. | 115 | 73 | ZoneEW | 753
73070 | DAVEJTPN | WAPA R.M. | 115 | 73 | ZoneEW | 753
73066 | GEMCTYTP | WAPA R.M. | 115 | 73 | ZoneEW | 753
73053 | ECKLEY | WAPA R.M. | 115 | 73 | ZoneEC | 752
73035 | BURLNGTN | WAPA R.M. | 115 | 73 | ZoneEC | 752
43820 | MARQUAM | NORTHWEST | 115 | 40 | Portland General - BES S/S | 451
73056 | ESTES | WAPA R.M. | 115 | 73 | ZoneFH | 754
73047 | DEERINGL | WAPA R.M. | 115 | 73 | ZoneEC | 752
73044 | COBBLKTP | WAPA R.M. | 115 | 73 | ZoneFH | 754
73041 | CARTERMT TAP | WAPA R.M. | 115 | 73 | ZoneBH | 750
73038 | BUSHNLTP | WAPA R.M. | 115 | 73 | ZoneWN | 756
46449 | UNION | NORTHWEST | 115 | 40 | Seattle City Light | 464
73029 | BRIDGEPT | WAPA R.M. | 115 | 73 | ZoneWN | 756
73023 | BIJOUTAP | WAPA R.M. | 115 | 73 | ZoneEC | 752
73020 | BEAVERCK | WAPA R.M. | 115 | 73 | ZoneEC | 752
34395 | EXCLSRSLR | PG AND E | 115 | 30 | Conf Load (Fresno) | 314
73017 | B.SANDY | WAPA R.M. | 115 | 73 | ZoneEC | 752
72785 | COWCANYN | WAPA R.M. | 115 | 73 | Zone69 | 791
32593 | JCPMPJCT | PG AND E | 115 | 30 | Conf Load (North Bay) | 306
73003 | AKRON | WAPA R.M. | 115 | 73 | ZoneEC | 752
41011 | SPEARFSH | NORTHWEST | 115 | 40 | Lower Columbia Basin | 404
73004 | ALCOVA | WAPA R.M. | 115 | 73 | ZoneEW | 753
73005 | ALVIN | WAPA R.M. | 115 | 73 | ZoneEC | 752
72954 | MAVERICK | WAPA R.M. | 115 | 73 | ZoneR4 | 790
72921 | IRONTAP | WAPA R.M. | 115 | 73 | ZoneBH | 750
43776 | RAINIER# | NORTHWEST | 115 | 40 | Portland General - BES NODE | 452
72800 | EMONTROS | WAPA R.M. | 115 | 73 | Zone69 | 791
11250 | BIGGS | EL PASO | 115 | 11 | EPE - Native Load | 110
43756 | CLACKMA# | NORTHWEST | 115 | 40 | Portland General - BES NODE | 452
43615 | TWR22-4S | NORTHWEST | 115 | 40 | Portland General - BES NODE | 452
46684 | BRNPTTP | NORTHWEST | 115 | 40 | Tacoma Power - General | 466
72741 | RIDGEWAY | WAPA R.M. | 115 | 73 | Zone69 | 791
72750 | GRANDVW | WAPA R.M. | 115 | 73 | Zone69 | 791
42165 | BURROWS | NORTHWEST | 115 | 40 | SKAGIT | 422
43761 | GLENCOE# | NORTHWEST | 115 | 40 | Portland General - BES NODE | 452
72403 | S_KERSEY | WAPA R.M. | 115 | 73 | ZoneEC | 752
34392 | QUEBEC | PG AND E | 115 | 30 | Conf Load (Fresno) | 314
79090 | SKITO | WAPA R.M. | 115 | 73 | Zone69 | 791
32767 | ELCRTJ2 | PG AND E | 115 | 30 | Conf Load (East Bay) | 307
72475 | ALKALI | WAPA R.M. | 115 | 73 | Zone69 | 791
405477 | SANDPIPER# | NORTHWEST | 115 | 40 | Lower Columbia Basin | 404
72413 | VOLLMERT | WAPA R.M. | 115 | 73 | ZoneCS | 757
72407 | DOWEFLAT | WAPA R.M. | 115 | 73 | ZoneFH | 754
46020 | COLRDGTP | NORTHWEST | 115 | 40 | Grant County, WA | 482
43743 | HORIZN1 | NORTHWEST | 115 | 40 | Portland General - BES S/S | 451
34159 | PANOCHEJ | PG AND E | 115 | 30 | Conf Load (Yosemite) | 313
34154 | DAIRYLND | PG AND E | 115 | 30 | Conf Load (Yosemite) | 313
43742 | SHUTE | NORTHWEST | 115 | 40 | Portland General - BES S/S | 451
46025 | EQUINCY | NORTHWEST | 115 | 40 | Grant County, WA | 482
34156 | MENDOTA | PG AND E | 115 | 30 | Conf Load (Yosemite) | 313
32764 | VALLY VW | PG AND E | 115 | 30 | Conf Load (East Bay) | 307
72144 | REDTAIL | WAPA R.M. | 115 | 73 | ZoneEC | 752
72191 | GATEWY | WAPA R.M. | 115 | 73 | ZoneFH | 754
72190 | LAZYDOG | WAPA R.M. | 115 | 73 | ZoneFH | 754
72150 | LSISSON | WAPA R.M. | 115 | 73 | ZoneEC | 752
43719 | OAKHILL2 | NORTHWEST | 115 | 40 | Portland General - BES NODE | 452
72129 | OLIVE CK | WAPA R.M. | 115 | 73 | ZoneEC | 752
72105 | CALHANTP | WAPA R.M. | 115 | 73 | ZoneCS | 757
72101 | PANDA_T | WAPA R.M. | 115 | 73 | ZoneEC | 752
34764 | ADOBESWSTA | PG AND E | 115 | 30 | Conf Load (Kern) | 315
71025 | HOGBACK115 | PSCOLORADO | 115 | 70 | ZoneWP | 712
71006 | RTLSNAKEB | PSCOLORADO | 115 | 70 | ZoneWP | 712
43694 | DURHAM 1 | NORTHWEST | 115 | 40 | Portland General - BES NODE | 452
70966 | mid pt | PSCOLORADO | 115 | 70 | ZoneSL | 710
414041 | HOR_HOR_CIO | NORTHWEST | 115 | 40 | Lower Columbia Basin | 404
42441 | PINELKTP | NORTHWEST | 115 | 40 | N.KING | 426
13016 | IVANHOE | NEW MEXICO | 115 | 10 | PNM: SNM Mining | 131
70924 | COMO_CR | PSCOLORADO | 115 | 70 | ZoneRM | 709
40501 | HANFORD2# | NORTHWEST | 115 | 40 | Lower Columbia Basin | 404
40497 | HAMPTON+ | NORTHWEST | 115 | 40 | Southern Oregon | 405
40495 | HALFMOON+ | NORTHWEST | 115 | 40 | Spokane Area, N Idaho, W Montana | 406
46717 | GIGHBR-2 | NORTHWEST | 115 | 40 | Tacoma Power - General | 466
10701 | PARADIS2 | NEW MEXICO | 115 | 10 | PNM: Albuquerque | 101
464012 | BOTHELL115_B | NORTHWEST | 115 | 40 | Seattle City Light | 464
13011 | RUIDOSO | NEW MEXICO | 115 | 10 | PNM: Southeast | 130
43650 | WILSNVIL | NORTHWEST | 115 | 40 | Portland General - BES S/S | 451
70643 | DAVIS_TS | PSCOLORADO | 115 | 70 | ZoneRN | 706
40475 | GOLD_BEACH | NORTHWEST | 115 | 40 | Western Oregon | 402
40477 | GOLDNDAL | NORTHWEST | 115 | 40 | Lower Columbia Basin | 404
32612 | CRQNZTP1 | PG AND E | 115 | 30 | Conf Load (North Bay) | 306
46726 | HAKNSN-T | NORTHWEST | 115 | 40 | Tacoma Power - General | 466
10024 | B-A | NEW MEXICO | 115 | 10 | PNM: Sandoval | 103
10114 | GIRARD | NEW MEXICO | 115 | 10 | PNM: Albuquerque | 101
43647 | WILLPENN | NORTHWEST | 115 | 40 | Portland General - BES NODE | 452
32606 | CARQUINZ | PG AND E | 115 | 30 | Conf Load (North Bay) | 306
43644 | WLBRSHOOFLTP | NORTHWEST | 115 | 40 | Portland General - BES NODE | 452
32604 | MREIS JC | PG AND E | 115 | 30 | Conf Load (North Bay) | 306
70658 | PLAZA | PSCOLORADO | 115 | 70 | ZoneSL | 710
32595 | JMSCNPMP | PG AND E | 115 | 30 | Conf Load (North Bay) | 306
24653 | COLOSEM3 | SOCALIF | 115 | 24 | SCE Ivanpah | 957
40467 | GLADE+ | NORTHWEST | 115 | 40 | Lower Columbia Basin | 404
70091 | CASTLRCK | PSCOLORADO | 115 | 70 | ZoneRS | 704
70411 | STANLEY | PSCOLORADO | 115 | 70 | ZoneSL | 710
300120 | KERNRDGE_L06 | PG AND E | 115 | 30 | Conf Load (Kern) | 315
43605 | TURNER | NORTHWEST | 115 | 40 | Portland General - BES NODE | 452
46622 | LINCLNTA | NORTHWEST | 115 | 40 | Tacoma Power - General | 466
70612 | PRARI_TS | PSCOLORADO | 115 | 70 | ZoneRD | 700
45259 | PROSPECT | NORTHWEST | 115 | 40 | PAC:MDFD | 470
70607 | BROMLEY | PSCOLORADO | 115 | 70 | ZoneRN | 706
46890 | RI STUB1 | NORTHWEST | 115 | 40 | Central Washington | 403
43591 | TIGARD 2 | NORTHWEST | 115 | 40 | Portland General - BES NODE | 452
46892 | RI STUB2 | NORTHWEST | 115 | 40 | Central Washington | 403
70575 | MEADOWS_CR | PSCOLORADO | 115 | 70 | ZoneRS | 704
43587 | TIGARD | NORTHWEST | 115 | 40 | Portland General - BES NODE | 452
43585 | TEKTRONX | NORTHWEST | 115 | 40 | Portland General - BES NODE | 452
34413 | PNEDLE | PG AND E | 115 | 30 | Conf Load (Fresno) | 314
70582 | GREENLND_CR | PSCOLORADO | 115 | 70 | ZoneRS | 704
46882 | SSHORETP | NORTHWEST | 115 | 40 | Central Washington | 403
32570 | LS GLLNS | PG AND E | 115 | 30 | Conf Load (North Bay) | 306
70550 | W.CANON | PSCOLORADO | 115 | 70 | ZoneWP | 712
34418 | KINGSBURGD | PG AND E | 115 | 30 | Conf Load (Fresno) | 314
43559 | SULIVAN | NORTHWEST | 115 | 40 | Portland General - BES NODE | 452
32564 | PUEBLO | PG AND E | 115 | 30 | Conf Load (North Bay) | 306
631051 | HAVRE WAPA | WAPA U.W. | 115 | 63 | NOGF_WAUW | 631
70541 | ASPEN_PS | PSCOLORADO | 115 | 70 | ZoneRW | 708
631008 | FTPK-W4A | WAPA U.W. | 115 | 63 | NOGF_WAUW | 631
631009 | FTPK-W4B | WAPA U.W. | 115 | 63 | NOGF_WAUW | 631
46879 | SQUILCHK | NORTHWEST | 115 | 40 | Central Washington | 403
34426 | ALPAUGH | PG AND E | 115 | 30 | Conf Load (Fresno) | 314
34427 | KNSBGCGNJCT | PG AND E | 115 | 30 | Conf Load (Fresno) | 314
34428 | CONTADNA | PG AND E | 115 | 30 | Conf Load (Fresno) | 314
34429 | GWFHANFORDSS | PG AND E | 115 | 30 | Conf Load (Fresno) | 314
24602 | VICTOR | SOCALIF | 115 | 24 | SCE Victor | 954
629094 | KERR BPA | MONTANA | 115 | 62 | MISSOULA_MT | 629
43544 | STHELENS_N | NORTHWEST | 115 | 40 | Portland General - BES S/S | 451
43535 | SPNWSPR | NORTHWEST | 115 | 40 | Portland General - Industrial | 455
32555 | MNTCLOJ1 | PG AND E | 115 | 30 | Conf Load (North Bay) | 306
34437 | FRSHWTR | PG AND E | 115 | 30 | Conf Load (Fresno) | 314
70519 | WOLFSBRG_CR | PSCOLORADO | 115 | 70 | ZoneRS | 704
70517 | PARKERPS_CR | PSCOLORADO | 115 | 70 | ZoneRS | 704
34440 | CORCORAN2 | PG AND E | 115 | 30 | Conf Load (Fresno) | 314
629128 | BURKE AVA A | MONTANA | 115 | 62 | MISSOULA_MT | 629
43510 | SCHNTZER | NORTHWEST | 115 | 40 | Portland General - Industrial | 455
43509 | SCHNTZTAP | NORTHWEST | 115 | 40 | Portland General - Industrial | 455
43506 | BETSY_JOHN | NORTHWEST | 115 | 40 | Portland General - BES NODE | 452
43505 | SCAPPOSE | NORTHWEST | 115 | 40 | Portland General - SUBT NODE | 454
70476 | WOODLAND | PSCOLORADO | 115 | 70 | ZoneRM | 709
70472 | WILOW_CK | PSCOLORADO | 115 | 70 | ZoneWP | 712
70470 | WELD_PS | PSCOLORADO | 115 | 70 | ZoneRN | 706
70463 | WATERTON | PSCOLORADO | 115 | 70 | ZoneRD | 700
34702 | GOSE LKE | PG AND E | 115 | 30 | Conf Load (Kern) | 315
34703 | SMTRPCWS | PG AND E | 115 | 30 | Conf Load (Kern) | 315
43479 | ROSEMONT | NORTHWEST | 115 | 40 | Portland General - BES S/S | 451
70450 | VASQUEZ | PSCOLORADO | 115 | 70 | ZoneRD | 700
70444 | VALMONT | PSCOLORADO | 115 | 70 | ZoneRB | 703
70435 | TWNLAKTP | PSCOLORADO | 115 | 70 | ZoneRM | 709
34708 | MCKIBBEN | PG AND E | 115 | 30 | Conf Load (Kern) | 315
43469 | RIVRVIEW | NORTHWEST | 115 | 40 | Portland General - BES NODE | 452
70424 | SUNSHINE | PSCOLORADO | 115 | 70 | ZoneRB | 703
70419 | LKGRGE | PSCOLORADO | 115 | 70 | ZoneRS | 704
70414 | STOCKADE | PSCOLORADO | 115 | 70 | ZoneSL | 710
43451 | REDLAND2 | NORTHWEST | 115 | 40 | Portland General - BES NODE | 452
40455 | GARIBALD+ | NORTHWEST | 115 | 40 | Portland Area | 401
471850 | LOUP_LOUP+ | NORTHWEST | 115 | 40 | Central Washington | 403
45857 | SILVER LK | NORTHWEST | 115 | 40 | Snohomish PUD | 468
42168 | HICKOX T | NORTHWEST | 115 | 40 | SKAGIT | 422
45731 | N STANWOOD | NORTHWEST | 115 | 40 | Snohomish PUD | 468
70277 | MAPLETO2 | PSCOLORADO | 115 | 70 | ZoneRD | 700
31506 | HONC JT1 | PG AND E | 115 | 30 | Conf Load (N. Valley) | 303
70397 | BEAVER_CK2 | PSCOLORADO | 115 | 70 | ZoneRN | 706
34722 | RASMUSEN | PG AND E | 115 | 30 | Conf Load (Kern) | 315
34723 | DISCOVER | PG AND E | 115 | 30 | Conf Load (Kern) | 315
70398 | BEAVER_CK1 | PSCOLORADO | 115 | 70 | ZoneRD | 700
70395 | SMOKYHIL | PSCOLORADO | 115 | 70 | ZoneRD | 700
43421 | PORTSMTH | NORTHWEST | 115 | 40 | Portland General - BES NODE | 452
70382 | SEMPER | PSCOLORADO | 115 | 70 | ZoneRD | 700
70378 | AREQUGCH | PSCOLORADO | 115 | 70 | ZoneWP | 712
10092 | EASTRDGE | NEW MEXICO | 115 | 10 | PNM: Albuquerque | 101
34730 | PSE-3 | PG AND E | 115 | 30 | Conf Load (Kern) | 315
43411 | PEN TP1 | NORTHWEST | 115 | 40 | Portland General - BES NODE | 452
70374 | SANLSVLY | PSCOLORADO | 115 | 70 | ZoneSL | 710
34383 | SESWTFTP | PG AND E | 115 | 30 | Conf Load (Fresno) | 314
32275 | CPM TAP | PG AND E | 115 | 30 | Conf Load (Sierra) | 305
45335 | WEED JCT | NORTHWEST | 115 | 40 | PAC:YRKA | 478
43388 | OSTLTP2 | NORTHWEST | 115 | 40 | Portland General - BES S/S | 451
24743 | NAVY II | SOCALIF | 115 | 24 | SCE NORTH OF LUGO 230kV | 951
70354 | RIDGE | PSCOLORADO | 115 | 70 | ZoneRD | 700
70345 | RALSTON1 | PSCOLORADO | 115 | 70 | ZoneRD | 700
70341 | QUAKER2 | PSCOLORADO | 115 | 70 | ZoneRD | 700
43349 | SCHOLFRY | NORTHWEST | 115 | 40 | Portland General - BES S/S | 451
32262 | SHPRING1 | PG AND E | 115 | 30 | Conf Load (Sierra) | 305
19066 | SIGNAL | WAPA L.C. | 115 | 19 | WAPA-DSW | 191
70327 | PONCHA | PSCOLORADO | 115 | 70 | ZoneRM | 709
70321 | PINONCYN | PSCOLORADO | 115 | 70 | ZoneRS | 704
34746 | GANSO | PG AND E | 115 | 30 | Conf Load (Kern) | 315
34747 | WHITERIVER_P | PG AND E | 115 | 30 | Conf Load (Fresno) | 314
24759 | TORTILLA | SOCALIF | 115 | 24 | SCE Kramer/Inyokern/Coolwater | 953
70301 | NTHRIDGE | PSCOLORADO | 115 | 70 | ZoneWP | 712
70300 | PLAINVW_TP | PSCOLORADO | 115 | 70 | ZoneRS | 704
70304 | OTEROTP | PSCOLORADO | 115 | 70 | ZoneRM | 709
70307 | P.VALLEY | PSCOLORADO | 115 | 70 | ZoneRD | 700
40969 | SHELTON | NORTHWEST | 115 | 40 | Seattle Area, Olympic Peninsula | 400
10266 | REEVES_2 | NEW MEXICO | 115 | 10 | PNM: Albuquerque | 101
45682 | HARTFORD T | NORTHWEST | 115 | 40 | Snohomish PUD | 468
40965 | SELLE+ | NORTHWEST | 115 | 40 | Spokane Area, N Idaho, W Montana | 406
40439 | FOURLKS | NORTHWEST | 115 | 40 | AVA: Spokane | 447
72786 | BASKTMKR | WAPA R.M. | 115 | 73 | Zone69 | 791
46930 | VGNLKB-T | NORTHWEST | 115 | 40 | Tacoma Power - General | 466
72784 | AIR_PROD | WAPA R.M. | 115 | 73 | Zone69 | 791
73015 | B.CK TRI | WAPA R.M. | 115 | 73 | ZoneEC | 752
46453 | UNIVERSY | NORTHWEST | 115 | 40 | Seattle City Light | 464
43333 | MT PLSN1 | NORTHWEST | 115 | 40 | Portland General - BES NODE | 452
46929 | VGNLKB-2 | NORTHWEST | 115 | 40 | Tacoma Power - General | 466
46267 | WEYRHSR3 | NORTHWEST | 115 | 40 | Eugene, OR | 480
40968 | SHANO# | NORTHWEST | 115 | 40 | Lower Columbia Basin | 404
40435 | FOSTER | NORTHWEST | 115 | 40 | Western Oregon | 402
13005 | GAVILAN | NEW MEXICO | 115 | 10 | PNM: Southeast | 130
46263 | WEYRHSR1 | NORTHWEST | 115 | 40 | Eugene, OR | 480
10380 | WYOMING | NEW MEXICO | 115 | 10 | PNM: Albuquerque | 101
46253 | ST CLARA | NORTHWEST | 115 | 40 | Eugene, OR | 480
46251 | SPRING C | NORTHWEST | 115 | 40 | Eugene, OR | 480
34378 | RIOBRVOFSNO | PG AND E | 115 | 30 | Conf Load (Fresno) | 314
33560 | LCKFRDJA | PG AND E | 115 | 30 | Conf Load (Stockton) | 311
46247 | RIVER RD | NORTHWEST | 115 | 40 | Eugene, OR | 480
70287 | MILL | PSCOLORADO | 115 | 70 | ZoneRM | 709
46864 | COLESCRN | NORTHWEST | 115 | 40 | Central Washington | 403
34781 | TEXCO_NM | PG AND E | 115 | 30 | Conf Load (Kern) | 315
34782 | KRNFRNTT | PG AND E | 115 | 30 | Conf Load (Kern) | 315
43319 | MIDWAYTP2 | NORTHWEST | 115 | 40 | Portland General - BES NODE | 452
32255 | PLCRVLT1 | PG AND E | 115 | 30 | Conf Load (Sierra) | 305
70263 | LITTLET1 | PSCOLORADO | 115 | 70 | ZoneRD | 700
70269 | LOUISVIL | PSCOLORADO | 115 | 70 | ZoneRB | 703
70265 | LOOKOUT | PSCOLORADO | 115 | 70 | ZoneRD | 700
43283 | LENTS | NORTHWEST | 115 | 40 | Portland General - BES NODE | 452
32250 | ELDORAD | PG AND E | 115 | 30 | Conf Load (Sierra) | 305
34376 | PPG | PG AND E | 115 | 30 | Conf Load (Fresno) | 314
46237 | LAUREL | NORTHWEST | 115 | 40 | Eugene, OR | 480
46235 | JESSEN | NORTHWEST | 115 | 40 | Eugene, OR | 480
43277 | KELYBUTE | NORTHWEST | 115 | 40 | Portland General - BES NODE | 452
70244 | LAFAYETT | PSCOLORADO | 115 | 70 | ZoneRB | 703
159030 | SANDSTONE | SRP | 115 | 15 | SRP EMA 115kV | 1506
40413 | DOE 451B | NORTHWEST | 115 | 40 | Lower Columbia Basin | 404
40411 | FERN_RIDGE+ | NORTHWEST | 115 | 40 | Western Oregon | 402
70247 | LAJUNTAT | PSCOLORADO | 115 | 70 | ZoneWP | 712
46233 | JEFFRSON | NORTHWEST | 115 | 40 | Eugene, OR | 480
10414 | JARALEST | NEW MEXICO | 115 | 10 | PNM: Belen | 102
34806 | ARVIN_ED | PG AND E | 115 | 30 | Conf Load (Kern) | 315
34807 | ARVINJ2 | PG AND E | 115 | 30 | Conf Load (Kern) | 315
43263 | HYDN ISL | NORTHWEST | 115 | 40 | Portland General - BES NODE | 452
34809 | TX_ROSDL | PG AND E | 115 | 30 | Conf Load (Kern) | 315
34810 | POSO MT | PG AND E | 115 | 30 | Conf Load (Kern) | 315
34811 | RIOBRVTM | PG AND E | 115 | 30 | Conf Load (Kern) | 315
34812 | VEDDER | PG AND E | 115 | 30 | Conf Load (Kern) | 315
34813 | FRTLYTP | PG AND E | 115 | 30 | Conf Load (Kern) | 315
34814 | FRITO LY | PG AND E | 115 | 30 | Conf Load (Kern) | 315
34815 | WESTPLAT | PG AND E | 115 | 30 | Conf Load (Kern) | 315
24807 | MIRAGE | SOCALIF | 115 | 24 | SCE Mirage 115kV | 942
34818 | RIOBRAVO1 | PG AND E | 115 | 30 | Conf Load (Kern) | 315
34819 | WILDWOOD2 | PG AND E | 115 | 30 | Conf Load (Kern) | 315
34820 | Q744 | PG AND E | 115 | 30 | Conf Load (Kern) | 315
34821 | ALPAUGHNS | PG AND E | 115 | 30 | Conf Load (Fresno) | 314
24826 | INDIGO | SOCALIF | 115 | 24 | SCE Devers 115kV | 941
34823 | STK115J2 | PG AND E | 115 | 30 | Conf Load (Kern) | 315
34824 | UNIVERSITY | PG AND E | 115 | 30 | Conf Load (Kern) | 315
34825 | SEMIREAC | PG AND E | 115 | 30 | Conf Load (Kern) | 315
24839 | BLAST | SOCALIF | 115 | 24 | SCE Devers 115kV | 941
34827 | KERNWTR_TAP | PG AND E | 115 | 30 | Conf Load (Kern) | 315
24850 | BANWIND | SOCALIF | 115 | 24 | SCE Devers 115kV | 941
70231 | HOPKINS | PSCOLORADO | 115 | 70 | ZoneRW | 708
35101 | SN LNDRO | PG AND E | 115 | 30 | Conf Load (Mission) | 316
35104 | GRANT | PG AND E | 115 | 30 | Conf Load (Mission) | 316
35105 | EASTSHRE | PG AND E | 115 | 30 | Conf Load (Mission) | 316
35106 | MT EDEN | PG AND E | 115 | 30 | Conf Load (Mission) | 316
35107 | DUMBARTN | PG AND E | 115 | 30 | Conf Load (Mission) | 316
35109 | NWRK 2 M | PG AND E | 115 | 30 | Conf Load (Mission) | 316
35110 | FREMNT | PG AND E | 115 | 30 | Conf Load (Mission) | 316
35111 | JARVIS | PG AND E | 115 | 30 | Conf Load (Mission) | 316
35112 | NUMMI | PG AND E | 115 | 30 | Conf Load (Mission) | 316
35113 | DMTAR_SL | PG AND E | 115 | 30 | Conf Load (Mission) | 316
35115 | JV BART | PG AND E | 115 | 30 | Conf Load (Mission) | 316
35116 | CRYOGEN | PG AND E | 115 | 30 | Conf Load (Mission) | 316
35120 | NEWARK D | PG AND E | 115 | 30 | Conf Load (Mission) | 316
35121 | NEWARK E | PG AND E | 115 | 30 | Conf Load (Mission) | 316
35122 | NEWARK F | PG AND E | 115 | 30 | Conf Load (Mission) | 316
35124 | NUMI JCT | PG AND E | 115 | 30 | Conf Load (Mission) | 316
35126 | NUMI TAP | PG AND E | 115 | 30 | Conf Load (Mission) | 316
35127 | WESTRN_D | PG AND E | 115 | 30 | Conf Load (Mission) | 316
35128 | A100US | PG AND E | 115 | 30 | Conf Load (Mission) | 316
24904 | HIGROVE | SOCALIF | 115 | 24 | SCE Vista 115kV | 945
35349 | AMES DST | PG AND E | 115 | 30 | Conf Load (De Anza) | 317
35350 | AMES BS1 | PG AND E | 115 | 30 | Conf Load (De Anza) | 317
35351 | AMES BS2 | PG AND E | 115 | 30 | Conf Load (De Anza) | 317
35352 | WHISMAN | PG AND E | 115 | 30 | Conf Load (De Anza) | 317
35353 | MT VIEW | PG AND E | 115 | 30 | Conf Load (De Anza) | 317
35354 | STELLING | PG AND E | 115 | 30 | Conf Load (De Anza) | 317
35355 | WOLFE | PG AND E | 115 | 30 | Conf Load (De Anza) | 317
35356 | MNTA VSA | PG AND E | 115 | 30 | Conf Load (De Anza) | 317
35357 | LCKHD J1 | PG AND E | 115 | 30 | Conf Load (De Anza) | 317
35358 | MFT.FD J | PG AND E | 115 | 30 | Conf Load (De Anza) | 317
35359 | MOFT.FLD | PG AND E | 115 | 30 | Conf Load (De Anza) | 317
35360 | LCKHD J2 | PG AND E | 115 | 30 | Conf Load (De Anza) | 317
35361 | LOCKHD 1 | PG AND E | 115 | 30 | Conf Load (De Anza) | 317
35362 | LOCKHD 2 | PG AND E | 115 | 30 | Conf Load (De Anza) | 317
35363 | LAWRENCE | PG AND E | 115 | 30 | Conf Load (De Anza) | 317
35365 | PHILLIPSJCT | PG AND E | 115 | 30 | Conf Load (De Anza) | 317
35366 | PHILLIPS | PG AND E | 115 | 30 | Conf Load (De Anza) | 317
35368 | BRITTN | PG AND E | 115 | 30 | Conf Load (De Anza) | 317
35369 | APP MAT | PG AND E | 115 | 30 | Conf Load (De Anza) | 317
35372 | NASA A | PG AND E | 115 | 30 | Non-conf Load (De Anza) | 347
35373 | NASA B | PG AND E | 115 | 30 | Non-conf Load (De Anza) | 347
35600 | DIXON LD | PG AND E | 115 | 30 | Conf Load (San Jose) | 318
35602 | ZNKER J2 | PG AND E | 115 | 30 | Conf Load (San Jose) | 318
35603 | ZNKER J1 | PG AND E | 115 | 30 | Conf Load (San Jose) | 318
17174 | BRADY-AZ | AEPCO | 115 | 17 | CAP | 179
35606 | AGNEW | PG AND E | 115 | 30 | Conf Load (San Jose) | 318
35610 | MONTAGUE | PG AND E | 115 | 30 | Conf Load (San Jose) | 318
35612 | TRIMBLE | PG AND E | 115 | 30 | Conf Load (San Jose) | 318
35613 | ELPT_SJ1 | PG AND E | 115 | 30 | Conf Load (San Jose) | 318
35614 | ELPT_SJ2 | PG AND E | 115 | 30 | Conf Load (San Jose) | 318
35615 | FMC | PG AND E | 115 | 30 | Conf Load (San Jose) | 318
35616 | SJB DG | PG AND E | 115 | 30 | Conf Load (San Jose) | 318
17176 | REDRCK-AZ | AEPCO | 115 | 17 | CAP | 179
35618 | SN JSE A | PG AND E | 115 | 30 | Conf Load (San Jose) | 318
35619 | SJB EF | PG AND E | 115 | 30 | Conf Load (San Jose) | 318
35620 | EL PATIO | PG AND E | 115 | 30 | Conf Load (San Jose) | 318
35621 | IBM-HR J | PG AND E | 115 | 30 | Conf Load (San Jose) | 318
17177 | TWINPK-AZ | AEPCO | 115 | 17 | CAP | 179
35624 | MILPITAS | PG AND E | 115 | 30 | Conf Load (San Jose) | 318
10440 | ENCHNTED | NEW MEXICO | 115 | 10 | PNM: Sandoval | 103
35626 | MCKEE | PG AND E | 115 | 30 | Conf Load (San Jose) | 318
35627 | BARTRC_J | PG AND E | 115 | 30 | Conf Load (San Jose) | 318
35628 | BARTRC | PG AND E | 115 | 30 | Non-conf Load (San Jose) | 348
43181 | FAIRMNT | NORTHWEST | 115 | 40 | Portland General - BES NODE | 452
35630 | MABURY | PG AND E | 115 | 30 | Conf Load (San Jose) | 318
17179 | BRAWLY-AZ | AEPCO | 115 | 17 | CAP | 179
35632 | MARKHAM | PG AND E | 115 | 30 | Conf Load (San Jose) | 318
35634 | BARTLP_J | PG AND E | 115 | 30 | Conf Load (San Jose) | 318
35635 | BARTLP | PG AND E | 115 | 30 | Non-conf Load (San Jose) | 348
17180 | SANXAV-AZ | AEPCO | 115 | 17 | CAP | 179
70142 | DEERCRK | PSCOLORADO | 115 | 70 | ZoneRD | 700
43139 | DAYTON | NORTHWEST | 115 | 40 | Portland General - BES S/S | 451
12033 | GRANTS | NEW MEXICO | 115 | 10 | TSGT: Western NM | 122
35640 | IBM-BALY | PG AND E | 115 | 30 | Conf Load (San Jose) | 318
35641 | EDNVL J1 | PG AND E | 115 | 30 | Conf Load (San Jose) | 318
35642 | MTCALF D | PG AND E | 115 | 30 | Conf Load (San Jose) | 318
35643 | MTCALF E | PG AND E | 115 | 30 | Conf Load (San Jose) | 318
35644 | CYTE PMP | PG AND E | 115 | 30 | Conf Load (San Jose) | 318
35646 | MRGN HIL | PG AND E | 115 | 30 | Conf Load (San Jose) | 318
35647 | GILROYENG | PG AND E | 115 | 30 | Conf Load (San Jose) | 318
35648 | LLAGAS | PG AND E | 115 | 30 | Conf Load (San Jose) | 318
35649 | EDNVL J3 | PG AND E | 115 | 30 | Conf Load (San Jose) | 318
35650 | GILROY F | PG AND E | 115 | 30 | Conf Load (San Jose) | 318
35651 | BAILY J3 | PG AND E | 115 | 30 | Conf Load (San Jose) | 318
35652 | BAILY J1 | PG AND E | 115 | 30 | Conf Load (San Jose) | 318
35653 | BAILY J2 | PG AND E | 115 | 30 | Conf Load (San Jose) | 318
35654 | MORGN J1 | PG AND E | 115 | 30 | Conf Load (San Jose) | 318
70110 | CHEROKEE_N | PSCOLORADO | 115 | 70 | ZoneRD | 700
12038 | HERNANDZ | NEW MEXICO | 115 | 10 | TSGT: North NM | 121
24749 | SEARLES | SOCALIF | 115 | 24 | SCE Kramer/Inyokern/Coolwater | 953
46213 | CURRIN | NORTHWEST | 115 | 40 | Eugene, OR | 480
35659 | NORTECH | PG AND E | 115 | 30 | Conf Load (San Jose) | 318
35660 | GILROYTP | PG AND E | 115 | 30 | Conf Load (San Jose) | 318
35661 | GILROYPK | PG AND E | 115 | 30 | Conf Load (San Jose) | 318
35664 | GILROYENGJCT | PG AND E | 115 | 30 | Conf Load (San Jose) | 318
35665 | LSESTRSRCTR | PG AND E | 115 | 30 | Conf Load (San Jose) | 318
35901 | GREENVALLEY | PG AND E | 115 | 30 | Conf Load (Central Coast) | 319
35905 | CMP EVRS | PG AND E | 115 | 30 | Conf Load (Central Coast) | 319
35907 | PAUL SWT | PG AND E | 115 | 30 | Conf Load (Central Coast) | 319
35908 | ROB ROY | PG AND E | 115 | 30 | Conf Load (Central Coast) | 319
35909 | HOLLISTR | PG AND E | 115 | 30 | Conf Load (Central Coast) | 319
35910 | CRZY_HRS | PG AND E | 115 | 30 | Conf Load (Central Coast) | 319
35913 | NTVD SW2 | PG AND E | 115 | 30 | Conf Load (Central Coast) | 319
35914 | NTVD SW1 | PG AND E | 115 | 30 | Conf Load (Central Coast) | 319
25602 | DVLCYN34 | SOCALIF | 115 | 24 | SCE Vista 115kV | 945
12043 | LA_JARA | NEW MEXICO | 115 | 10 | TSGT: Central NM | 120
43083 | CANEMAH | NORTHWEST | 115 | 40 | Portland General - BES S/S | 451
32210 | GREENLEAF1 | PG AND E | 115 | 30 | Conf Load (Sierra) | 305
10209 | MONTANOT | NEW MEXICO | 115 | 10 | PNM: Albuquerque | 101
70059 | BO_TERM | PSCOLORADO | 115 | 70 | ZoneRB | 703
25633 | CAPWIND | SOCALIF | 115 | 24 | SCE Mirage 115kV | 942
70056 | BNVSTATP | PSCOLORADO | 115 | 70 | ZoneRM | 709
12044 | OLDLAGNA | NEW MEXICO | 115 | 10 | TSGT: Western NM | 122
43054 | CORNEL | NORTHWEST | 115 | 40 | Portland General - BES NODE | 452
43053 | BOISECSC | NORTHWEST | 115 | 40 | Portland General - Industrial | 455
70045 | BANCROFT | PSCOLORADO | 115 | 70 | ZoneRD | 700
70039 | ARGO | PSCOLORADO | 115 | 70 | ZoneRD | 700
70037 | ARAP_B | PSCOLORADO | 115 | 70 | ZoneRD | 700
70035 | ARAP_GEn | PSCOLORADO | 115 | 70 | ZoneRD | 700
35936 | SRGNT JT | PG AND E | 115 | 30 | Conf Load (Central Coast) | 319
35937 | HLST_TP | PG AND E | 115 | 30 | Conf Load (Central Coast) | 319
35940 | HOLST D | PG AND E | 115 | 30 | Conf Load (Central Coast) | 319
35945 | SNBENITO | PG AND E | 115 | 30 | Conf Load (Central Coast) | 319
25640 | PANAERO | SOCALIF | 115 | 24 | SCE Devers 115kV | 941
25645 | VENWIND | SOCALIF | 115 | 24 | SCE Devers 115kV | 941
36230 | SW149CBOSNYZ | PG AND E | 115 | 30 | Conf Load (Los Padres) | 320
25646 | SANWIND | SOCALIF | 115 | 24 | SCE Devers 115kV | 941
36250 | FOOTHILL | PG AND E | 115 | 30 | Conf Load (Los Padres) | 320
36251 | FTHILTP1 | PG AND E | 115 | 30 | Conf Load (Los Padres) | 320
36252 | MORRO BY | PG AND E | 115 | 30 | Conf Load (Los Padres) | 320
10456 | VOLCANO | NEW MEXICO | 115 | 10 | PNM: Albuquerque | 101
36254 | SN LS OB | PG AND E | 115 | 30 | Conf Load (Los Padres) | 320
36256 | MESA_PGE | PG AND E | 115 | 30 | Conf Load (Los Padres) | 320
36258 | S.M.ASSO | PG AND E | 115 | 30 | Conf Load (Los Padres) | 320
36260 | SISQUOC | PG AND E | 115 | 30 | Conf Load (Los Padres) | 320
36262 | GAREY | PG AND E | 115 | 30 | Conf Load (Los Padres) | 320
36264 | SANTAYNEZSS | PG AND E | 115 | 30 | Conf Load (Los Padres) | 320
36266 | SNTA MRA | PG AND E | 115 | 30 | Conf Load (Los Padres) | 320
36267 | SNTAMRTP | PG AND E | 115 | 30 | Conf Load (Los Padres) | 320
36268 | DIVVIDE | PG AND E | 115 | 30 | Conf Load (Los Padres) | 320
36269 | FRWAYTP | PG AND E | 115 | 30 | Conf Load (Los Padres) | 320
36270 | FAIRWAY | PG AND E | 115 | 30 | Conf Load (Los Padres) | 320
36274 | BUELLTON | PG AND E | 115 | 30 | Conf Load (Los Padres) | 320
36276 | LOMPCJ2 | PG AND E | 115 | 30 | Conf Load (Los Padres) | 320
36278 | OCEANO | PG AND E | 115 | 30 | Conf Load (Los Padres) | 320
36279 | UNIONOIL | PG AND E | 115 | 30 | Conf Load (Los Padres) | 320
36280 | CALLENDERSS | PG AND E | 115 | 30 | Conf Load (Los Padres) | 320
36282 | SURF JCT | PG AND E | 115 | 30 | Conf Load (Los Padres) | 320
36284 | SURF | PG AND E | 115 | 30 | Conf Load (Los Padres) | 320
36286 | PALMR | PG AND E | 115 | 30 | Conf Load (Los Padres) | 320
36287 | AECCEORTP | PG AND E | 115 | 30 | Conf Load (Los Padres) | 320
36288 | ZACA | PG AND E | 115 | 30 | Conf Load (Los Padres) | 320
36289 | AECCEOR | PG AND E | 115 | 30 | Conf Load (Los Padres) | 320
36290 | SNTA YNZ | PG AND E | 115 | 30 | Conf Load (Los Padres) | 320
36292 | MANVILLE | PG AND E | 115 | 30 | Conf Load (Los Padres) | 320
36294 | CABRILLO | PG AND E | 115 | 30 | Conf Load (Los Padres) | 320
36296 | PURSMAJ1 | PG AND E | 115 | 30 | Conf Load (Los Padres) | 320
36298 | PURISIMA | PG AND E | 115 | 30 | Conf Load (Los Padres) | 320
36300 | PURSMAJ2 | PG AND E | 115 | 30 | Conf Load (Los Padres) | 320
36302 | GOLDTREE | PG AND E | 115 | 30 | Conf Load (Los Padres) | 320
25782 | BISHOP3 | SOCALIF | 115 | 24 | SCE Control | 952
36304 | GLDTRJC2 | PG AND E | 115 | 30 | Conf Load (Los Padres) | 320
36420 | STONE | PG AND E | 115 | 30 | Conf Load (San Jose) | 318
36850 | KRS | PG AND E | 115 | 30 | Conf Load (Silicon Valley Power) | 321
36851 | NRS 400 | PG AND E | 115 | 30 | Conf Load (Silicon Valley Power) | 321
45538 | YREKA | NORTHWEST | 115 | 40 | PAC:YRKA | 478
36853 | NRS 300 | PG AND E | 115 | 30 | Conf Load (Silicon Valley Power) | 321
36861 | Duane | PG AND E | 115 | 30 | Conf Load (Silicon Valley Power) | 321
10100 | ELDORAD# | NEW MEXICO | 115 | 10 | PNM: Santa Fe | 106
32018 | GOLDHILL | PG AND E | 115 | 30 | Conf Load (Sierra) | 305
42978 | SINCLARP | NORTHWEST | 115 | 40 | KITSAP | 434
36962 | MOCCASIN | PG AND E | 115 | 30 | City and County of San Francisco | 357
36964 | WRNRVLLE | PG AND E | 115 | 30 | City and County of San Francisco | 357
36967 | RB_TAP3 | PG AND E | 115 | 30 | City and County of San Francisco | 357
10461 | RANDLPH | NEW MEXICO | 115 | 10 | PNM: Albuquerque | 101
32013 | HALE2 | PG AND E | 115 | 30 | Conf Load (Sacramento) | 304
36970 | CAL_TAP3 | PG AND E | 115 | 30 | City and County of San Francisco | 357
36971 | CAL_TAP4 | PG AND E | 115 | 30 | City and County of San Francisco | 357
36972 | CALEVRAS | PG AND E | 115 | 30 | City and County of San Francisco | 357
34419 | KINGSBURGE | PG AND E | 115 | 30 | Conf Load (Fresno) | 314
69157 | BUCHORSE | PACE | 115 | 65 | WY EAST | 679
42965 | PTGAMBLE | NORTHWEST | 115 | 40 | KITSAP | 434
36976 | RIVRBANK | PG AND E | 115 | 30 | City and County of San Francisco | 357
69156 | CHALK BUTTE | PACE | 115 | 65 | WY EAST | 679
34372 | MALAGA | PG AND E | 115 | 30 | Conf Load (Fresno) | 314
625221 | SHELBY 2 WAP | MONTANA | 115 | 62 | NOGF_MT | 625
69148 | REDBUTTE | PACE | 115 | 65 | WY EAST | 679
42957 | NAVYKEYP | NORTHWEST | 115 | 40 | KITSAP | 434
36998 | HW_TAP | PG AND E | 115 | 30 | City and County of San Francisco | 357
10463 | ROY | NEW MEXICO | 115 | 10 | PNM: Albuquerque | 101
42955 | MUR COVE | NORTHWEST | 115 | 40 | KITSAP | 434
42954 | MILLERBY | NORTHWEST | 115 | 40 | KITSAP | 434
12062 | ROSEBUD | NEW MEXICO | 115 | 10 | TSGT: North NM | 121
46965 | ATLAS | NORTHWEST | 115 | 40 | Tacoma Power - General | 466
42950 | LONG LK | NORTHWEST | 115 | 40 | KITSAP | 434
32004 | VCVLLE2J | PG AND E | 115 | 30 | Conf Load (Sacramento) | 304
42948 | KINGSTON | NORTHWEST | 115 | 40 | KITSAP | 434
32002 | VACAVLL2 | PG AND E | 115 | 30 | Conf Load (Sacramento) | 304
45611 | C MARYS | NORTHWEST | 115 | 40 | Snohomish PUD | 468
42945 | KNGSTNTP | NORTHWEST | 115 | 40 | KITSAP | 434
26053 | HSKLLCYN H | LADWP | 115 | 26 | LA BASIN | 281
12065 | ROWE_TAP | NEW MEXICO | 115 | 10 | TSGT: North NM | 121
32000 | VACAVLL1 | PG AND E | 115 | 30 | Conf Load (Sacramento) | 304
42941 | FERNWOOD | NORTHWEST | 115 | 40 | KITSAP | 434
26057 | PP 1E | LADWP | 115 | 26 | LA BASIN | 281
31998 | VACA-DIX | PG AND E | 115 | 30 | Conf Load (Sacramento) | 304
26058 | PP 1W | LADWP | 115 | 26 | LA BASIN | 281
42939 | E.P.ORCH | NORTHWEST | 115 | 40 | KITSAP | 434
26059 | PP 2 | LADWP | 115 | 26 | LA BASIN | 281
10465 | SCENICNM | NEW MEXICO | 115 | 10 | PNM: Albuquerque | 101
42936 | COMMAND | NORTHWEST | 115 | 40 | KITSAP | 434
42935 | CHRISCNR | NORTHWEST | 115 | 40 | KITSAP | 434
12067 | VERANDAT | NEW MEXICO | 115 | 10 | PNM: Sandoval | 103
37051 | EAST CTY | PG AND E | 115 | 30 | Conf Load (SMUD) | 322
37052 | ELVERTAS | PG AND E | 115 | 30 | Conf Load (SMUD) | 322
42934 | CHICO | NORTHWEST | 115 | 40 | KITSAP | 434
37054 | HURLEY | PG AND E | 115 | 30 | Conf Load (SMUD) | 322
12068 | SMITHLAK | NEW MEXICO | 115 | 10 | TSGT: Western NM | 122
37056 | STA. E | PG AND E | 115 | 30 | Conf Load (SMUD) | 322
46217 | DELTA EW | NORTHWEST | 115 | 40 | Eugene, OR | 480
37058 | STA. G | PG AND E | 115 | 30 | Conf Load (SMUD) | 322
37059 | STA. B | PG AND E | 115 | 30 | Conf Load (SMUD) | 322
34366 | SANGER | PG AND E | 115 | 30 | Conf Load (Fresno) | 314
97973 | mid_97973 | MONTANA | 115 | 62 | NOGF_MT | 625
46829 | WENATCS | NORTHWEST | 115 | 40 | Central Washington | 403
10223 | NOE | NEW MEXICO | 115 | 10 | PNM: Northwestern | 107
37503 | KES MP2 | PG AND E | 115 | 30 | Conf Load (Western) | 325
42905 | FOSSCNRS | NORTHWEST | 115 | 40 | KITSAP | 434
40387 | ELLENSBG | NORTHWEST | 115 | 40 | Central Washington | 403
40385 | E_ELLENSBRG# | NORTHWEST | 115 | 40 | Central Washington | 403
31253 | FLTN JT2 | PG AND E | 115 | 30 | Conf Load (Sacramento) | 304
40211 | CHEMAWA | NORTHWEST | 115 | 40 | Portland Area | 401
13000 | ALAMOGCP | NEW MEXICO | 115 | 10 | PNM: Southeast | 130
40379 | SCOOTENEY# | NORTHWEST | 115 | 40 | Lower Columbia Basin | 404
42898 | THRSTN P | NORTHWEST | 115 | 40 | THURSTN | 432
10316 | SIGNETIC | NEW MEXICO | 115 | 10 | PNM: Albuquerque | 101
42892 | RAINR VW | NORTHWEST | 115 | 40 | THURSTN | 432
42895 | HAWKS PR | NORTHWEST | 115 | 40 | THURSTN | 432
33932 | MELONES | PG AND E | 115 | 30 | Conf Load (Stanislaus) | 312
42893 | CAPITOL | NORTHWEST | 115 | 40 | THURSTN | 432
42890 | YELM | NORTHWEST | 115 | 40 | THURSTN | 432
42887 | TONOBLUT | NORTHWEST | 115 | 40 | THURSTN | 432
42882 | ROCHEST | NORTHWEST | 115 | 40 | THURSTN | 432
42883 | SOUTHWIK | NORTHWEST | 115 | 40 | THURSTN | 432
15116 | MORRISAZ | SRP | 115 | 15 | SRP EMA 115kV | 1506
42879 | OLY VAIL | NORTHWEST | 115 | 40 | THURSTNI | 433
42877 | MOTTMAN | NORTHWEST | 115 | 40 | THURSTN | 432
31980 | DPWTR_TP | PG AND E | 115 | 30 | Conf Load (Sacramento) | 304
34370 | MC CALL | PG AND E | 115 | 30 | Conf Load (Fresno) | 314
42871 | LACEY | NORTHWEST | 115 | 40 | THURSTN | 432
42866 | ELDINLET | NORTHWEST | 115 | 40 | THURSTN | 432
67399 | KIRBY CK | PACE | 115 | 65 | WY NORTH | 650
31974 | MADISON | PG AND E | 115 | 30 | Conf Load (Sacramento) | 304
42869 | GRIFFIN | NORTHWEST | 115 | 40 | THURSTN | 432
42868 | GRIFF T | NORTHWEST | 115 | 40 | THURSTN | 432
42504 | OBRIEN | NORTHWEST | 115 | 40 | S.KING | 428
42864 | CHAMBERP | NORTHWEST | 115 | 40 | THURSTN | 432
10555 | LA_MORADA | NEW MEXICO | 115 | 10 | PNM: Albuquerque | 101
31249 | RINCONJ2 | PG AND E | 115 | 30 | Conf Load (N. Coast) | 302
43603 | TUALATIN | NORTHWEST | 115 | 40 | Portland General - BES NODE | 452
40359 | DUCKBUSH | NORTHWEST | 115 | 40 | Seattle Area, Olympic Peninsula | 400
43620 | URBAN_N | NORTHWEST | 115 | 40 | Portland General - BES S/S | 451
32602 | NRTH TWR | PG AND E | 115 | 30 | Conf Load (North Bay) | 306
43623 | URBAN_S | NORTHWEST | 115 | 40 | Portland General - BES S/S | 451
40352 | DORENA | NORTHWEST | 115 | 40 | Western Oregon | 402
42511 | TALBOT N | NORTHWEST | 115 | 40 | S.KING | 428
43645 | WILLBRDG | NORTHWEST | 115 | 40 | Portland General - BES NODE | 452
32608 | CRQNZTP2 | PG AND E | 115 | 30 | Conf Load (North Bay) | 306
46728 | HYLEBOS | NORTHWEST | 115 | 40 | Tacoma Power - General | 466
70805 | LEPRINO_PS | PSCOLORADO | 115 | 70 | ZoneRN | 706
43652 | COFF TAP | NORTHWEST | 115 | 40 | Portland General - BES NODE | 452
464015 | BOTHELL115_E | NORTHWEST | 115 | 40 | Seattle City Light | 464
10239 | PARADIS1 | NEW MEXICO | 115 | 10 | PNM: Albuquerque | 101
34388 | RAINBW | PG AND E | 115 | 30 | Conf Load (Fresno) | 314
79173 | COLBRAN | PSCOLORADO | 115 | 70 | ZoneRW | 708
34390 | DANISHCM | PG AND E | 115 | 30 | Conf Load (Fresno) | 314
12196 | ALTALUNA | NEW MEXICO | 115 | 10 | TSGT: Southern NM | 123
46308 | WILM TAP | NORTHWEST | 115 | 40 | Eugene, OR | 480
43653 | COFF CR | NORTHWEST | 115 | 40 | Portland General - BES NODE | 452
43654 | COFF TP2 | NORTHWEST | 115 | 40 | Portland General - BES NODE | 452
97975 | mid_97975 | MONTANA | 115 | 62 | NOGF_MT | 625
42809 | OLY P N | NORTHWEST | 115 | 40 | THURSTN | 432
31966 | WODLNDJ1 | PG AND E | 115 | 30 | Conf Load (Sacramento) | 304
42803 | ST CLAIR | NORTHWEST | 115 | 40 | THURSTN | 432
34362 | CLOVIS-1 | PG AND E | 115 | 30 | Conf Load (Fresno) | 314
31251 | RINCONJ1 | PG AND E | 115 | 30 | Conf Load (N. Coast) | 302
42514 | OBRIEN S | NORTHWEST | 115 | 40 | S.KING | 428
42509 | KRAINCOR | NORTHWEST | 115 | 40 | PIERCE | 430
45636 | NAVYTAP | NORTHWEST | 115 | 40 | Snohomish PUD | 468
70925 | FAIRPLAY_CR | PSCOLORADO | 115 | 70 | ZoneRM | 709
40496 | HALSEYMIL_2# | NORTHWEST | 115 | 40 | Western Oregon | 402
46720 | HAKNSN-1 | NORTHWEST | 115 | 40 | Tacoma Power - General | 466
40335 | DAYT_MAS# | NORTHWEST | 115 | 40 | Seattle Area, Olympic Peninsula | 400
40502 | WPN_NO2_CON# | NORTHWEST | 115 | 40 | Lower Columbia Basin | 404
70937 | BLANCAPEAK | PSCOLORADO | 115 | 70 | ZoneSL | 710
40337 | DEER_PARK+ | NORTHWEST | 115 | 40 | Spokane Area, N Idaho, W Montana | 406
31963 | KNIGHTLD | PG AND E | 115 | 30 | Conf Load (Sacramento) | 304
31254 | CORONA | PG AND E | 115 | 30 | Conf Load (N. Coast) | 302
40317 | CUSICK | NORTHWEST | 115 | 40 | AVA: Pend Oreille PUD | 448
12195 | ALTLUNTP | NEW MEXICO | 115 | 10 | TSGT: Southern NM | 123
46447 | SUMERFAL | NORTHWEST | 115 | 40 | Central Washington | 403
34735 | MAGUDN J | PG AND E | 115 | 30 | Conf Load (Kern) | 315
46051 | NEPH TP | NORTHWEST | 115 | 40 | Grant County, WA | 482
34166 | OXFORD | PG AND E | 115 | 30 | Conf Load (Yosemite) | 313
31962 | WOODLANDBMJT | PG AND E | 115 | 30 | Conf Load (Sacramento) | 304
42526 | S SEATAC | NORTHWEST | 115 | 40 | S.KINGI | 429
31258 | SONOMA | PG AND E | 115 | 30 | Conf Load (N. Coast) | 302
34710 | CHARKA | PG AND E | 115 | 30 | Conf Load (Kern) | 315
42524 | SHUF115W | NORTHWEST | 115 | 40 | S.KING | 428
46748 | LYNCHCR | NORTHWEST | 115 | 40 | Tacoma Power - Mutuals | 467
10238 | PANORAMT | NEW MEXICO | 115 | 10 | PNM: Sandoval | 103
46750 | MCCHORD | NORTHWEST | 115 | 40 | Tacoma Power - General | 466
42768 | HOLDN TP | NORTHWEST | 115 | 40 | PIERCE | 430
40275 | COOK_MTN# | NORTHWEST | 115 | 40 | Spokane Area, N Idaho, W Montana | 406
40273 | CONSER# | NORTHWEST | 115 | 40 | Western Oregon | 402
34368 | LASPALMS | PG AND E | 115 | 30 | Conf Load (Fresno) | 314
42781 | SUNRISEP | NORTHWEST | 115 | 40 | PIERCE | 430
33946 | RVRBK J1 | PG AND E | 115 | 30 | Conf Load (Stanislaus) | 312
42780 | SW28TIE | NORTHWEST | 115 | 40 | PIERCE | 430
31956 | CORDELLT | PG AND E | 115 | 30 | Conf Load (Sacramento) | 304
34734 | BEAR TAP | PG AND E | 115 | 30 | Conf Load (Kern) | 315
31954 | AMERIGAS | PG AND E | 115 | 30 | Conf Load (Sacramento) | 304
31953 | AMEGTAP | PG AND E | 115 | 30 | Conf Load (Sacramento) | 304
42772 | QUARRY | NORTHWEST | 115 | 40 | PIERCEI | 431
11340 | CE2TAP | EL PASO | 115 | 11 | EPE - Native Load | 110
42769 | ORTING | NORTHWEST | 115 | 40 | PIERCE | 430
15117 | MRMNFLAT | SRP | 115 | 15 | SRP EMA 115kV | 1506
40263 | COLV BPA | NORTHWEST | 115 | 40 | Spokane Area, N Idaho, W Montana | 406
42756 | FRED TAP | NORTHWEST | 115 | 40 | PIERCE | 430
31951 | CORT_D | PG AND E | 115 | 30 | Conf Load (Sacramento) | 304
42581 | BOE ACRE | NORTHWEST | 115 | 40 | S.KINGI | 429
24710 | BSPHYD34 | SOCALIF | 115 | 24 | SCE Control | 952
40255 | COLBERT# | NORTHWEST | 115 | 40 | Spokane Area Publics | 491
42585 | BOE1 N | NORTHWEST | 115 | 40 | S.KINGI | 429
46755 | NISQ115 | NORTHWEST | 115 | 40 | Tacoma Power - General | 466
42588 | CAMBRIDG | NORTHWEST | 115 | 40 | S.KING | 428
31514 | PARADSE | PG AND E | 115 | 30 | Conf Load (N. Valley) | 303
40241 | CONYERS+ | NORTHWEST | 115 | 40 | Portland Area | 401
40237 | CHRSTMS_VAL | NORTHWEST | 115 | 40 | Southern Oregon | 405
42593 | ELLINGTP | NORTHWEST | 115 | 40 | S.KING | 428
46757 | OHOP-2 | NORTHWEST | 115 | 40 | Tacoma Power - General | 466
46759 | OLYPIPTP | NORTHWEST | 115 | 40 | Tacoma Power - General | 466
12160 | JARILLA1 | NEW MEXICO | 115 | 10 | TSGT: Southern NM | 123
40218 | LYLE# | NORTHWEST | 115 | 40 | Lower Columbia Basin | 404
66685 | WHISKEYP | PACE | 115 | 65 | WY CENTRAL | 651
41037 | STEVNSON+ | NORTHWEST | 115 | 40 | Portland Area | 401
408194 | PRIOR_4+ | NORTHWEST | 115 | 40 | Lower Columbia Basin | 404
45854 | S-SC TAP | NORTHWEST | 115 | 40 | Snohomish PUD | 468
66810 | GROVER | PACE | 115 | 65 | ID BPA | 665
66811 | LANES_CK | PACE | 115 | 65 | ID BPA | 665
45657 | GIBSON | NORTHWEST | 115 | 40 | Snohomish PUD | 468
10521 | SNOW_VISTA | NEW MEXICO | 115 | 10 | PNM: Albuquerque | 101
42710 | ELECTRON | NORTHWEST | 115 | 40 | PIERCE | 430
10060 | CENTRALP | NEW MEXICO | 115 | 10 | PNM: Albuquerque | 101
42655 | VASHON | NORTHWEST | 115 | 40 | S.KING | 428
31502 | CHICO B | PG AND E | 115 | 30 | Conf Load (N. Valley) | 303
42599 | FALCON | NORTHWEST | 115 | 40 | S.KING | 428
46763 | POLK | NORTHWEST | 115 | 40 | Tacoma Power - General | 466
10510 | AIRPOR_T | NEW MEXICO | 115 | 10 | PNM: Deming | 104
623195 | SARPYCK AUTO | MONTANA | 115 | 62 | BILLINGS_MT | 623
24731 | INYOKERN | SOCALIF | 115 | 24 | SCE Kramer/Inyokern/Coolwater | 953
42707 | ALDRTN W | NORTHWEST | 115 | 40 | PIERCE | 430
42705 | ELECTHTS | NORTHWEST | 115 | 40 | PIERCE | 430
42704 | ALDERTON | NORTHWEST | 115 | 40 | PIERCE | 430
42662 | ZENITH | NORTHWEST | 115 | 40 | S.KING | 428
46764 | PORTLND | NORTHWEST | 115 | 40 | Tacoma Power - General | 466
29232 | BALDYMESA_M | SOCALIF | 115 | 24 | SCE Victor | 954
40175 | CARDWELL | NORTHWEST | 115 | 40 | Cowlitz County, WA | 457
159035 | COCHRAN | SRP | 115 | 15 | SRP EMA 115kV | 1506
34729 | CALWATER | PG AND E | 115 | 30 | Conf Load (Kern) | 315
45645 | FIFTYSEC | NORTHWEST | 115 | 40 | Snohomish PUD | 468
42659 | WEYHRSR | NORTHWEST | 115 | 40 | S.KINGI | 429
29230 | HAMLIN | SOCALIF | 115 | 24 | SCE Victor | 954
46207 | CALYOUNG | NORTHWEST | 115 | 40 | Eugene, OR | 480
42606 | HIGHLND | NORTHWEST | 115 | 40 | S.KING | 428
46206 | BETHEL E | NORTHWEST | 115 | 40 | Eugene, OR | 480
42649 | SHERWD | NORTHWEST | 115 | 40 | S.KING | 428
40157 | MILLICAN+ | NORTHWEST | 115 | 40 | Southern Oregon | 405
46766 | PURDY# | NORTHWEST | 115 | 40 | Tacoma Power - Mutuals | 467
40143 | BOUNDARY | NORTHWEST | 115 | 40 | Spokane Area, N Idaho, W Montana | 406
31492 | GRIZZLY1 | PG AND E | 115 | 30 | Conf Load (N. Valley) | 303
24725 | CSA DIAB | SOCALIF | 115 | 24 | SCE Control | 952
46768 | RSVLTTP | NORTHWEST | 115 | 40 | Tacoma Power - General | 466
40151 | BROOKING+ | NORTHWEST | 115 | 40 | Western Oregon | 402
42651 | SOOSCRK | NORTHWEST | 115 | 40 | S.KING | 428
46775 | STEILACM | NORTHWEST | 115 | 40 | Tacoma Power - Mutuals | 467
34386 | KNGSCOGN | PG AND E | 115 | 30 | Conf Load (Fresno) | 314
46925 | LODHLM-1 | NORTHWEST | 115 | 40 | Tacoma Power - General | 466
66530 | TETON | PACE | 115 | 65 | ID BPA | 665
40147 | BREWSTER+ | NORTHWEST | 115 | 40 | Central Washington | 403
622109 | CUTBANK PUMP | MONTANA | 115 | 62 | NOGF_MT | 625
72103 | WRAY TAP | WAPA R.M. | 115 | 73 | ZoneEC | 752
622142 | GLACIERSWYD2 | MONTANA | 115 | 62 | NOGF_MT | 625
42644 | S.CENTER | NORTHWEST | 115 | 40 | S.KING | 428
29020 | TIFFWIND | SOCALIF | 115 | 24 | SCE Devers 115kV | 941
31467 | JESSUP | PG AND E | 115 | 30 | Conf Load (N. Valley) | 303
34187 | WILSONSTCOM | PG AND E | 115 | 30 | Conf Load (Yosemite) | 313
40139 | BONNVILE | NORTHWEST | 115 | 40 | Portland Area | 401
40133 | BONNERS | NORTHWEST | 115 | 40 | Spokane Area, N Idaho, W Montana | 406
29060 | MOUNTWND | SOCALIF | 115 | 24 | SCE Devers 115kV | 941
66473 | PAL_CAT_CIO | PACE | 115 | 65 | ID BPA | 665
66470 | SWAN VLY | PACE | 115 | 65 | ID BPA | 665
11328 | SOLAR_EV | EL PASO | 115 | 11 | EPE - Native Load | 110
34364 | CLOVIS-2 | PG AND E | 115 | 30 | Conf Load (Fresno) | 314
42617 | LKMERIDI | NORTHWEST | 115 | 40 | S.KING | 428
72155 | SHERHILL | WAPA R.M. | 115 | 73 | ZoneEC | 752
42637 | PEASLY | NORTHWEST | 115 | 40 | S.KING | 428
34155 | PANOCHE1 | PG AND E | 115 | 30 | Conf Load (Yosemite) | 313
31473 | SPIANDERSON | PG AND E | 115 | 30 | Conf Load (N. Valley) | 303
46203 | BERTLSON | NORTHWEST | 115 | 40 | Eugene, OR | 480
46209 | CARMEN | NORTHWEST | 115 | 40 | Eugene, OR | 480
42623 | MERIDITH | NORTHWEST | 115 | 40 | S.KING | 428
31476 | OWID | PG AND E | 115 | 30 | Conf Load (N. Valley) | 303
40117 | BLACKRCK+ | NORTHWEST | 115 | 40 | Lower Columbia Basin | 404
40113 | BIGELOW+ | NORTHWEST | 115 | 40 | Spokane Area, N Idaho, W Montana | 406
46021 | COULECTY | NORTHWEST | 115 | 40 | AVA: Big Bend | 445
42619 | MANHAT | NORTHWEST | 115 | 40 | S.KING | 428
42626 | MSTREET | NORTHWEST | 115 | 40 | S.KING | 428
40105 | BERRYDALE# | NORTHWEST | 115 | 40 | Western Oregon | 402
31470 | SLYCREEK | PG AND E | 115 | 30 | Conf Load (N. Valley) | 303
40103 | BERRIAN# | NORTHWEST | 115 | 40 | Lower Columbia Basin | 404
40101 | BENTON_CITY+ | NORTHWEST | 115 | 40 | Lower Columbia Basin | 404
46087 | SANDUNES | NORTHWEST | 115 | 40 | Grant County, WA | 482
40097 | BENTON | NORTHWEST | 115 | 40 | Lower Columbia Basin | 404
31468 | CASCADE | PG AND E | 115 | 30 | Conf Load (N. Valley) | 303
12131 | BLAZER_T | NEW MEXICO | 115 | 10 | TSGT: Southern NM | 123
42624 | METRORNE | NORTHWEST | 115 | 40 | S.KINGI | 429
42627 | NELSON | NORTHWEST | 115 | 40 | S.KING | 428
46083 | RUFF | NORTHWEST | 115 | 40 | Grant County, WA | 482
42620 | MARINVUE | NORTHWEST | 115 | 40 | S.KING | 428
31472 | WOODLEAFJCT | PG AND E | 115 | 30 | Conf Load (N. Valley) | 303
10109 | BELEN_PST | NEW MEXICO | 115 | 10 | PNM: Belen | 102
42616 | LKMCDON | NORTHWEST | 115 | 40 | S.KING | 428
46781 | UNIONTP | NORTHWEST | 115 | 40 | Tacoma Power - General | 466
46760 | ORCHRD | NORTHWEST | 115 | 40 | Tacoma Power - General | 466
42628 | METRORNW | NORTHWEST | 115 | 40 | S.KINGI | 429
31469 | SPIANDERSONJ | PG AND E | 115 | 30 | Conf Load (N. Valley) | 303
42630 | NORPAC | NORTHWEST | 115 | 40 | S.KING | 428
11049 | COPPER | EL PASO | 115 | 11 | EPE - Native Load | 110
40085 | BELFAIR+ | NORTHWEST | 115 | 40 | Seattle Area, Olympic Peninsula | 400
31466 | JESSUPJ1 | PG AND E | 115 | 30 | Conf Load (N. Valley) | 303
42597 | FAIRWOOD | NORTHWEST | 115 | 40 | S.KING | 428
12145 | FRNTIER | NEW MEXICO | 115 | 10 | TSGT: Southern NM | 123
10233 | ORTIZ | NEW MEXICO | 115 | 10 | PNM: Albuquerque | 101
40079 | BAXTER+ | NORTHWEST | 115 | 40 | Lower Columbia Basin | 404
46779 | SUNSETTA | NORTHWEST | 115 | 40 | Tacoma Power - General | 466
42614 | LIQ. AIR | NORTHWEST | 115 | 40 | S.KINGI | 429
622170 | GLACIERWIND1 | MONTANA | 115 | 62 | NOGF_MT | 625
31464 | COTWDPGE | PG AND E | 115 | 30 | Conf Load (N. Valley) | 303
34719 | POSOMTJT | PG AND E | 115 | 30 | Conf Load (Kern) | 315
42612 | LAKOTA | NORTHWEST | 115 | 40 | S.KING | 428
622107 | CONRAD AUTO | MONTANA | 115 | 62 | NOGF_MT | 625
42611 | KITTSCOR | NORTHWEST | 115 | 40 | S.KING | 428
42609 | LKYOUNGS | NORTHWEST | 115 | 40 | S.KING | 428
66265 | RAFTER_J | PACE | 115 | 65 | ID BPA | 665
42610 | KENT2&3 | NORTHWEST | 115 | 40 | S.KING | 428
34365 | CLOVISJ2 | PG AND E | 115 | 30 | Conf Load (Fresno) | 314
42602 | GLENCARN | NORTHWEST | 115 | 40 | S.KING | 428
66245 | PLATTE | PACE | 115 | 65 | WY CENTRAL | 651
42605 | HAZELWD | NORTHWEST | 115 | 40 | S.KING | 428
42604 | HARVEST | NORTHWEST | 115 | 40 | S.KING | 428
31461 | JESSTAP | PG AND E | 115 | 30 | Conf Load (N. Valley) | 303
31478 | TBLM JCT | PG AND E | 115 | 30 | Conf Load (N. Valley) | 303
42638 | PIPE LK | NORTHWEST | 115 | 40 | S.KING | 428
31459 | OREGNTRL | PG AND E | 115 | 30 | Conf Load (N. Valley) | 303
11043 | MARLOW | EL PASO | 115 | 11 | EPE - Native Load | 110
42601 | FREEWAY | NORTHWEST | 115 | 40 | S.KING | 428
46765 | MILWKETP | NORTHWEST | 115 | 40 | Tacoma Power - General | 466
34718 | KERN OIL | PG AND E | 115 | 30 | Conf Load (Kern) | 315
42636 | PANTHRLK | NORTHWEST | 115 | 40 | S.KING | 428
31480 | WYANDTTE | PG AND E | 115 | 30 | Conf Load (N. Valley) | 303
46053 | NEPHRATA | NORTHWEST | 115 | 40 | Grant County, WA | 482
46202 | ADAMS EW | NORTHWEST | 115 | 40 | Eugene, OR | 480
34712 | FAMOSO | PG AND E | 115 | 30 | Conf Load (Kern) | 315
42443 | REDMONDP | NORTHWEST | 115 | 40 | N.KING | 426
45743 | OLYMPIC | NORTHWEST | 115 | 40 | Snohomish PUD | 468
407700 | LON_MIN_CIO | NORTHWEST | 115 | 40 | Cowlitz County, WA | 457
46785 | WAPATOTP | NORTHWEST | 115 | 40 | Tacoma Power - General | 466
34400 | KNGSRVR1 | PG AND E | 115 | 30 | Conf Load (Fresno) | 314
34728 | LIVE OAK | PG AND E | 115 | 30 | Conf Load (Kern) | 315
46097 | SEPHRATA | NORTHWEST | 115 | 40 | Grant County, WA | 482
10500 | DEMGOLDT | NEW MEXICO | 115 | 10 | PNM: Deming | 104
31486 | CARIBOU | PG AND E | 115 | 30 | Conf Load (N. Valley) | 303
46786 | WESTGAT | NORTHWEST | 115 | 40 | Tacoma Power - General | 466
42591 | E.VALLEY | NORTHWEST | 115 | 40 | S.KING | 428
66490 | TARGEE# | PACE | 115 | 65 | ID BPA | 665
12126 | SFIDEL_T | NEW MEXICO | 115 | 10 | TSGT: Western NM | 122
40048 | ALVEY_S | NORTHWEST | 115 | 40 | Western Oregon | 402
34714 | LERDO | PG AND E | 115 | 30 | Conf Load (Kern) | 315
46751 | MCNEILTP | NORTHWEST | 115 | 40 | Tacoma Power - General | 466
31264 | STHELNJ2 | PG AND E | 115 | 30 | Conf Load (N. Coast) | 302
42587 | BOWLAKE | NORTHWEST | 115 | 40 | S.KING | 428
46753 | NARROWS# | NORTHWEST | 115 | 40 | Tacoma Power - Mutuals | 467
31407 | GYSR78TP | PG AND E | 115 | 30 | Conf Load (N. Coast) | 302
42584 | ALPAC | NORTHWEST | 115 | 40 | S.KINGI | 429
31265 | STHELNJ1 | PG AND E | 115 | 30 | Conf Load (N. Coast) | 302
42576 | BOE1 S | NORTHWEST | 115 | 40 | S.KINGI | 429
42571 | CUMBRLND | NORTHWEST | 115 | 40 | S.KING | 428
42580 | BELMORE | NORTHWEST | 115 | 40 | S.KING | 428
11041 | TROWBRIG | EL PASO | 115 | 11 | EPE - Native Load | 110
12115 | HESSBDW | NEW MEXICO | 115 | 10 | TSGT: North NM | 121
40041 | ALLSTON | NORTHWEST | 115 | 40 | Portland Area | 401
31261 | CACHE J1 | PG AND E | 115 | 30 | Conf Load (N. Coast) | 302
40040 | ALDERWD_T3# | NORTHWEST | 115 | 40 | Western Oregon | 402
97951 | mid_97951 | MONTANA | 115 | 62 | COLSTRIP_MT | 628
65915 | MACKS_INN_HV | PACE | 115 | 65 | ID BPA | 665
40036 | ALDERWD_T1# | NORTHWEST | 115 | 40 | Western Oregon | 402
40034 | ROSALC49 | NORTHWEST | 115 | 40 | Portland Area | 401
623112 | COLSTRIP 115 | MONTANA | 115 | 62 | COLSTRIP_MT | 628
66547 | HORSE BU_ | PACE | 115 | 65 | ID BPA | 665
40029 | ALBENI F | NORTHWEST | 115 | 40 | Spokane Area, N Idaho, W Montana | 406
10231 | NORTON_2 | NEW MEXICO | 115 | 10 | PNM: Santa Fe | 106
42530 | STARWOOD | NORTHWEST | 115 | 40 | S.KING | 428
46787 | MINTER# | NORTHWEST | 115 | 40 | Tacoma Power - Mutuals | 467
40024 | AIRPORT# | NORTHWEST | 115 | 40 | Western Oregon | 402
46686 | CLEMENT | NORTHWEST | 115 | 40 | Tacoma Power - General | 466
46761 | PARKLAND | NORTHWEST | 115 | 40 | Tacoma Power - General | 466
34189 | STARWDPNCH | PG AND E | 115 | 30 | Conf Load (Yosemite) | 313
31494 | BIGBENTP | PG AND E | 115 | 30 | Conf Load (N. Valley) | 303
40017 | ADDY | NORTHWEST | 115 | 40 | Spokane Area, N Idaho, W Montana | 406
42520 | MIDWAYP | NORTHWEST | 115 | 40 | S.KING | 428
65845 | JACKSN_J | PACE | 115 | 65 | ID BPA | 665
46039 | LARSON | NORTHWEST | 115 | 40 | Grant County, WA | 482
623155 | ARMELLSCREEK | MONTANA | 115 | 62 | BILLINGS_MT | 623
623157 | CASTLEROCK | MONTANA | 115 | 62 | BILLINGS_MT | 623
40007 | ABERDEEN | NORTHWEST | 115 | 40 | Seattle Area, Olympic Peninsula | 400
40005 | ABERDEEN# | NORTHWEST | 115 | 40 | Seattle Area, Olympic Peninsula | 400
40179 | CARLTON | NORTHWEST | 115 | 40 | Portland Area | 401
42513 | OBRIEN N | NORTHWEST | 115 | 40 | S.KING | 428
42701 | WHITRV N | NORTHWEST | 115 | 40 | PIERCE | 430
66665 | MADISN | PACE | 115 | 65 | ID BPA | 665
39602 | KMPUDGREEN | PG AND E | 115 | 30 | Conf Load (Stockton) | 311
46077 | ROUND LK | NORTHWEST | 115 | 40 | Grant County, WA | 482
46796 | MASHEL-1 | NORTHWEST | 115 | 40 | Tacoma Power - General | 466
39181 | WILDWOOD1 | PG AND E | 115 | 30 | Conf Load (Kern) | 315
10007 | ALLISON# | NEW MEXICO | 115 | 10 | PNM: Northwestern | 107
45855 | SILLS CR | NORTHWEST | 115 | 40 | Snohomish PUD | 468
31248 | PENNGRVE | PG AND E | 115 | 30 | Conf Load (N. Coast) | 302
10042 | BLCKRA | NEW MEXICO | 115 | 10 | PNM: Albuquerque | 101
39071 | AEVICTORY | PG AND E | 115 | 30 | Conf Load (Kern) | 315
42712 | WHITRV S | NORTHWEST | 115 | 40 | PIERCE | 430
38953 | TBC_POT1 | PG AND E | 115 | 30 | City of Pittsburg | 351
10105 | FOURHILL | NEW MEXICO | 115 | 10 | PNM: Albuquerque | 101
623113 | NICHOLS PUMP | MONTANA | 115 | 62 | COLSTRIP_MT | 628
31244 | STONY PT | PG AND E | 115 | 30 | Conf Load (N. Coast) | 302
66766 | VICTOR+ | PACE | 115 | 65 | ID BPA | 665
66812 | VALLEY_L | PACE | 115 | 65 | ID BPA | 665
66813 | DRY_CK | PACE | 115 | 65 | ID BPA | 665
34181 | WSTLDJCT | PG AND E | 115 | 30 | Conf Load (Yosemite) | 313
46643 | SOUTHWEST_A | NORTHWEST | 115 | 40 | Tacoma Power - General | 466
46963 | LIDFORD | NORTHWEST | 115 | 40 | Tacoma Power - General | 466
42595 | ELLNGTAP | NORTHWEST | 115 | 40 | S.KING | 428
42463 | WAYNE | NORTHWEST | 115 | 40 | N.KING | 426
42758 | GARDELLA | NORTHWEST | 115 | 40 | PIERCE | 430
42474 | PLATEAU | NORTHWEST | 115 | 40 | N.KING | 426
472790 | CHEVRON | NORTHWEST | 115 | 40 | Lower Columbia Basin | 404
96167 | mid_96167 | WAPA R.M. | 115 | 73 | ZoneWN | 756
34149 | CHENYT | PG AND E | 115 | 30 | Conf Load (Yosemite) | 313
42465 | WEY SNOQ | NORTHWEST | 115 | 40 | N.KINGI | 427
42757 | FRUTLAND | NORTHWEST | 115 | 40 | PIERCE | 430
31240 | SNTA RSA | PG AND E | 115 | 30 | Conf Load (N. Coast) | 302
34141 | PAN2_TAP | PG AND E | 115 | 30 | Conf Load (Yosemite) | 313
45869 | WALLACE R | NORTHWEST | 115 | 40 | Snohomish PUD | 468
10010 | AMBROSIA | NEW MEXICO | 115 | 10 | PNM: Northwestern | 107
45865 | HARDESON | NORTHWEST | 115 | 40 | Snohomish PUD | 468
42461 | VITULLI | NORTHWEST | 115 | 40 | N.KING | 426
31238 | MONROE1 | PG AND E | 115 | 30 | Conf Load (N. Coast) | 302
10016 | ARRIBA | NEW MEXICO | 115 | 10 | PNM: Las Vegas NM | 105
42457 | SW922TAP | NORTHWEST | 115 | 40 | N.KING | 426
42450 | SMERCER | NORTHWEST | 115 | 40 | N.KING | 426
42764 | KAPOWSIN | NORTHWEST | 115 | 40 | PIERCE | 430
66025 | MUSTANG | PACE | 115 | 65 | WY CENTRAL | 651
42456 | SW197TAP | NORTHWEST | 115 | 40 | N.KING | 426
46811 | N WENATC | NORTHWEST | 115 | 40 | Central Washington | 403
42766 | MERIDTAP | NORTHWEST | 115 | 40 | PIERCE | 430
40259 | COLUMBIA | NORTHWEST | 115 | 40 | Central Washington | 403
65535 | TINCUP | PACE | 115 | 65 | ID BPA | 665
31229 | REDBUDJ2 | PG AND E | 115 | 30 | Conf Load (N. Coast) | 302
34733 | BEAR MTN | PG AND E | 115 | 30 | Conf Load (Kern) | 315
12100 | GLADSTON | NEW MEXICO | 115 | 10 | TSGT: North NM | 121
38534 | GRAY115 | PG AND E | 115 | 30 | Conf Load (TID) | 324
46816 | CRUMCYN | NORTHWEST | 115 | 40 | Central Washington | 403
629029 | USANTIMONY B | MONTANA | 115 | 62 | MISSOULA_MT | 629
38470 | HUGHSON | PG AND E | 115 | 30 | Conf Load (TID) | 324
46729 | HYLEBTP | NORTHWEST | 115 | 40 | Tacoma Power - General | 466
46433 | MASS | NORTHWEST | 115 | 40 | Seattle City Light | 464
38442 | AUGUST | PG AND E | 115 | 30 | Conf Load (TID) | 324
42777 | SPANAWAY | NORTHWEST | 115 | 40 | PIERCE | 430
31228 | HOMSTKTP | PG AND E | 115 | 30 | Conf Load (N. Coast) | 302
38438 | TAYLR | PG AND E | 115 | 30 | Conf Load (TID) | 324
38436 | WALNT115 | PG AND E | 115 | 30 | Conf Load (TID) | 324
31958 | CORDELIA | PG AND E | 115 | 30 | Conf Load (Sacramento) | 304
42445 | ROSEHILL | NORTHWEST | 115 | 40 | N.KING | 426
67185 | HILLTP1 | PACE | 115 | 65 | WY NORTH | 650
629034 | CROWCRKJCT B | MONTANA | 115 | 62 | MISSOULA_MT | 629
38428 | CRTEZ | PG AND E | 115 | 30 | Conf Load (TID) | 324
65469 | GREENTIMBER+ | PACE | 115 | 65 | ID BPA | 665
42755 | FAIRCHIL | NORTHWEST | 115 | 40 | PIERCEI | 431
42783 | TILLICUM | NORTHWEST | 115 | 40 | PIERCE | 430
38422 | COOPER | PG AND E | 115 | 30 | Conf Load (TID) | 324
45852 | N CREEK T | NORTHWEST | 115 | 40 | Snohomish PUD | 468
34116 | LE GRAND | PG AND E | 115 | 30 | Conf Load (Yosemite) | 313
42426 | N BELVUE | NORTHWEST | 115 | 40 | N.KING | 426
42202 | WHIDBY S | NORTHWEST | 115 | 40 | ISLAND | 424
462231 | HID_HAW_CIO | NORTHWEST | 115 | 40 | Western Oregon | 402
38410 | WESTL115 | PG AND E | 115 | 30 | Conf Load (TID) | 324
42800 | OLYMPA P | NORTHWEST | 115 | 40 | THURSTN | 432
46745 | LODHLM | NORTHWEST | 115 | 40 | Tacoma Power - Mutuals | 467
34100 | CHWCHLLA | PG AND E | 115 | 30 | Conf Load (Yosemite) | 313
34736 | MAGUNDEN | PG AND E | 115 | 30 | Conf Load (Kern) | 315
46819 | ENTSWYD | NORTHWEST | 115 | 40 | Central Washington | 403
38238 | HUNTWSTP | PG AND E | 115 | 30 | Conf Load (MID) | 323
413190 | CLUMBIA_RDG# | NORTHWEST | 115 | 40 | Lower Columbia Basin | 404
46214 | COBURG | NORTHWEST | 115 | 40 | Eugene, OR | 480
38226 | MC CLURE | PG AND E | 115 | 30 | Conf Load (MID) | 323
12091 | YORKCANY | NEW MEXICO | 115 | 10 | TSGT: North NM | 121
10391 | SANDIAK5 | NEW MEXICO | 115 | 10 | PNM: Albuquerque | 101
42440 | PINELAKE | NORTHWEST | 115 | 40 | N.KING | 426
46818 | ROCKIS22 | NORTHWEST | 115 | 40 | Central Washington | 403
31964 | KNIGHT2 | PG AND E | 115 | 30 | Conf Load (Sacramento) | 304
10227 | NORTHPNM | NEW MEXICO | 115 | 10 | PNM: Albuquerque | 101
623613 | HARDIN AUTO | MONTANA | 115 | 62 | BILLINGS_MT | 623
42804 | ST CLR W | NORTHWEST | 115 | 40 | THURSTN | 432
38031 | LOMPCJ1 | PG AND E | 115 | 30 | Conf Load (Los Padres) | 320
31224 | INDIN VL | PG AND E | 115 | 30 | Conf Load (N. Coast) | 302
38028 | PLO ALTO | PG AND E | 115 | 30 | Conf Load (NCPA) | 328
38026 | ALAMEDCT | PG AND E | 115 | 30 | Conf Load (NCPA) | 328
10103 | EMBUDO | NEW MEXICO | 115 | 10 | PNM: Albuquerque | 101
38022 | CARTWRT | PG AND E | 115 | 30 | Conf Load (NCPA) | 328
38020 | CITY UKH | PG AND E | 115 | 30 | Conf Load (NCPA) | 328
31965 | KNIGHT1 | PG AND E | 115 | 30 | Conf Load (Sacramento) | 304
42808 | BLUMAER | NORTHWEST | 115 | 40 | THURSTN | 432
42439 | PCKERING | NORTHWEST | 115 | 40 | N.KING | 426
65305 | CASPERPP | PACE | 115 | 65 | WY EAST | 679
46049 | MOSES LK | NORTHWEST | 115 | 40 | Grant County, WA | 482
37955 | WALDON | PG AND E | 115 | 30 | Conf Load (Redding) | 329
42861 | AIRPORTP | NORTHWEST | 115 | 40 | THURSTN | 432
37951 | TEXASSPR | PG AND E | 115 | 30 | Conf Load (Redding) | 329
37948 | SULP JCT | PG AND E | 115 | 30 | Conf Load (Redding) | 329
37947 | SULP CRK | PG AND E | 115 | 30 | Conf Load (Redding) | 329
42438 | PHANTOM | NORTHWEST | 115 | 40 | N.KING | 426
37943 | RDGPOWER | PG AND E | 115 | 30 | Conf Load (Redding) | 329
42851 | MCAL.SPR | NORTHWEST | 115 | 40 | THURSTN | 432
37937 | QUARTZ H | PG AND E | 115 | 30 | Conf Load (Redding) | 329
31222 | REDBUD | PG AND E | 115 | 30 | Conf Load (N. Coast) | 302
12086 | WESTMS_3 | NEW MEXICO | 115 | 10 | PNM: Sandoval | 103
12083 | TAYLOR_P | NEW MEXICO | 115 | 10 | TSGT: Western NM | 122
37928 | MOORE | PG AND E | 115 | 30 | Conf Load (Redding) | 329
42435 | OLYCANYT | NORTHWEST | 115 | 40 | N.KING | 426
42432 | NORTHRUP | NORTHWEST | 115 | 40 | N.KING | 426
37919 | EAST RDG | PG AND E | 115 | 30 | Conf Load (Redding) | 329
10479 | IRIS | NEW MEXICO | 115 | 10 | PNM: Sandoval | 103
46079 | ROYAL | NORTHWEST | 115 | 40 | Grant County, WA | 482
12213 | TORREON | NEW MEXICO | 115 | 10 | TSGT: Central NM | 120
42433 | NORWAY H | NORTHWEST | 115 | 40 | N.KING | 426
96172 | mid_96172 | WAPA R.M. | 115 | 73 | ZoneBH | 750
31220 | EGLE RCK | PG AND E | 115 | 30 | Conf Load (N. Coast) | 302
37902 | AIRPORTR | PG AND E | 115 | 30 | Conf Load (Redding) | 329
42431 | NORTHBND | NORTHWEST | 115 | 40 | N.KING | 426
42506 | CHRISTOP | NORTHWEST | 115 | 40 | S.KING | 428
45848 | HALLS LK | NORTHWEST | 115 | 40 | Snohomish PUD | 468
42428 | NBELL TP | NORTHWEST | 115 | 40 | N.KING | 426
34195 | NORTHSTAR | PG AND E | 115 | 30 | Conf Load (Yosemite) | 313
31219 | ERFT4_23CRJ | PG AND E | 115 | 30 | Conf Load (N. Coast) | 302
34126 | CORSGOLD | PG AND E | 115 | 30 | Conf Load (Yosemite) | 313
45840 | C MARYS T | NORTHWEST | 115 | 40 | Snohomish PUD | 468
45842 | SCOTT 2 | NORTHWEST | 115 | 40 | Snohomish PUD | 468
15128 | STEWMTN | SRP | 115 | 15 | SRP EMA 115kV | 1506
45823 | WOODS CK | NORTHWEST | 115 | 40 | Snohomish PUD | 468
31971 | ZAMORA1 | PG AND E | 115 | 30 | Conf Load (Sacramento) | 304
42865 | DECATUR | NORTHWEST | 115 | 40 | THURSTN | 432
623212 | COLSTART BK6 | MONTANA | 115 | 62 | COLSTRIP_MT | 628
10225 | NOE_TAP | NEW MEXICO | 115 | 10 | PNM: Northwestern | 107
42870 | JOHNS HL | NORTHWEST | 115 | 40 | THURSTN | 432
623762 | COLSTART34 T | MONTANA | 115 | 62 | COLSTRIP_MT | 628
10478 | RIOPUERC | NEW MEXICO | 115 | 10 | PNM: Sandoval | 103
31976 | POST | PG AND E | 115 | 30 | Conf Load (Sacramento) | 304
37571 | SHAST LK | PG AND E | 115 | 30 | Conf Load (Redding) | 329
46219 | DILLARD | NORTHWEST | 115 | 40 | Eugene, OR | 480
12081 | TAOS | NEW MEXICO | 115 | 10 | TSGT: North NM | 121
31215 | LUCERNJ1 | PG AND E | 115 | 30 | Conf Load (N. Coast) | 302
42878 | OLY BEER | NORTHWEST | 115 | 40 | THURSTNI | 433
42880 | PATTERSN | NORTHWEST | 115 | 40 | THURSTN | 432
31982 | HOWARDJCT2 | PG AND E | 115 | 30 | Conf Load (Sacramento) | 304
42416 | LOCHLEVN | NORTHWEST | 115 | 40 | N.KING | 426
31983 | HOWARDJCT3 | PG AND E | 115 | 30 | Conf Load (Sacramento) | 304
42885 | TANGLEWD | NORTHWEST | 115 | 40 | THURSTN | 432
31984 | BRIGHTN | PG AND E | 115 | 30 | Conf Load (Sacramento) | 304
34490 | PARLIER | PG AND E | 115 | 30 | Conf Load (Fresno) | 314
42414 | LK LEOTA | NORTHWEST | 115 | 40 | N.KING | 426
20088 | MNI-115 | MEXICO-CFE | 115 | 20 | ZoneEN | 205
45625 | CLEARVIEW T1 | NORTHWEST | 115 | 40 | Snohomish PUD | 468
42413 | LAKEHILL | NORTHWEST | 115 | 40 | N.KING | 426
37547 | FOLSOM | PG AND E | 115 | 30 | Conf Load (Western) | 325
45627 | DELTA | NORTHWEST | 115 | 40 | Snohomish PUD | 468
31988 | DEEPWATR | PG AND E | 115 | 30 | Conf Load (Sacramento) | 304
34121 | SHARON T | PG AND E | 115 | 30 | Conf Load (Yosemite) | 313
42402 | HILTNLKT | NORTHWEST | 115 | 40 | N.KING | 426
45811 | TWENTIETH | NORTHWEST | 115 | 40 | Snohomish PUD | 468
42389 | CLYMER | NORTHWEST | 115 | 40 | KITTITAS | 436
31208 | CLOVRDLE | PG AND E | 115 | 30 | Conf Load (N. Coast) | 302
31986 | W.SCRMNO | PG AND E | 115 | 30 | Conf Load (Sacramento) | 304
15134 | ROOSEVLT | SRP | 115 | 15 | SRP EMA 115kV | 1506
10102 | ELDRADOT | NEW MEXICO | 115 | 10 | PNM: Santa Fe | 106
42405 | HYAK | NORTHWEST | 115 | 40 | KITTITAS | 436
10470 | PRGRSS | NEW MEXICO | 115 | 10 | PNM: Sandoval | 103
37505 | KESWICK | PG AND E | 115 | 30 | Conf Load (Western) | 325
31993 | BRKRJCT | PG AND E | 115 | 30 | Conf Load (Sacramento) | 304
48520 | BOULDERW | NORTHWEST | 115 | 40 | AVA: Spokane | 447
48514 | CRCHFELD | NORTHWEST | 115 | 40 | AVA: Lewiston/Clarkston | 444
48510 | DRYCREEK | NORTHWEST | 115 | 40 | AVA: Lewiston/Clarkston | 444
48471 | WILSNCKT | NORTHWEST | 115 | 40 | AVA: Big Bend | 445
42390 | CRESTWD | NORTHWEST | 115 | 40 | N.KING | 426
34118 | LE GRNDJ | PG AND E | 115 | 30 | Conf Load (Yosemite) | 313
31202 | CALPELLA | PG AND E | 115 | 30 | Conf Load (N. Coast) | 302
48459 | WEIPPE | NORTHWEST | 115 | 40 | AVA: Lewiston/Clarkston | 444
48453 | WALLACE | NORTHWEST | 115 | 40 | AVA: Coeur D'Alene | 441
37057 | SOUTHCTY | PG AND E | 115 | 30 | Conf Load (SMUD) | 322
42398 | FALLCITY | NORTHWEST | 115 | 40 | N.KING | 426
48447 | WAIKIKI | NORTHWEST | 115 | 40 | AVA: Spokane | 447
48441 | VALLEY A | NORTHWEST | 115 | 40 | AVA: Big Bend | 445
48440 | VALLEYWAY#2 | NORTHWEST | 115 | 40 | AVA: Spokane | 447
48431 | THIRHACH | NORTHWEST | 115 | 40 | AVA: Spokane | 447
48430 | TERRVIEW | NORTHWEST | 115 | 40 | AVA: Palouse | 446
31011 | FRSTGLEN | PG AND E | 115 | 30 | Conf Load (N. Valley) | 303
48425 | SADDLEMTN115 | NORTHWEST | 115 | 40 | AVA: Big Bend | 445
48421 | SUNSET | NORTHWEST | 115 | 40 | AVA: Spokane | 447
48420 | SULLIVANTAP | NORTHWEST | 115 | 40 | AVA: Spokane | 447
34112 | EXCHEQUR | PG AND E | 115 | 30 | Conf Load (Yosemite) | 313
20078 | TRI-115 | MEXICO-CFE | 115 | 20 | ZoneEN | 205
48399 | SPIRIT | NORTHWEST | 115 | 40 | AVA: Big Bend | 445
48401 | SPIRITLK | NORTHWEST | 115 | 40 | AVA: Coeur D'Alene | 441
45773 | EDGECOMB | NORTHWEST | 115 | 40 | Snohomish PUD | 468
48395 | SOUTHEAS | NORTHWEST | 115 | 40 | AVA: Spokane | 447
48393 | SOTHELOT | NORTHWEST | 115 | 40 | AVA: Big Bend | 445
46687 | CLVRPKTP | NORTHWEST | 115 | 40 | Tacoma Power - General | 466
42388 | COLLEGEP | NORTHWEST | 115 | 40 | N.KING | 426
48387 | SILVRLAK | NORTHWEST | 115 | 40 | AVA: Spokane | 447
45799 | TENTH T | NORTHWEST | 115 | 40 | Snohomish PUD | 468
48383 | SHAWNEE | NORTHWEST | 115 | 40 | AVA: Palouse | 446
42385 | CENTER | NORTHWEST | 115 | 40 | N.KING | 426
48376 | SAGLE | NORTHWEST | 115 | 40 | AVA: Coeur D'Alene | 441
48371 | ROSSPARK | NORTHWEST | 115 | 40 | AVA: Spokane | 447
42386 | BRTWT41 | NORTHWEST | 115 | 40 | N.KINGI | 427
42381 | AMESLKTP | NORTHWEST | 115 | 40 | N.KING | 426
48362 | NEILSON | NORTHWEST | 115 | 40 | AVA: Big Bend | 445
45790 | TAMBARK 2 | NORTHWEST | 115 | 40 | Snohomish PUD | 468
48356 | RATHDRME | NORTHWEST | 115 | 40 | AVA: Coeur D'Alene | 441
48349 | RAMSEY | NORTHWEST | 115 | 40 | AVA: Coeur D'Alene | 441
48351 | RATHBUS1 | NORTHWEST | 115 | 40 | AVA: Coeur D'Alene | 441
48347 | PRIEST_AVA | NORTHWEST | 115 | 40 | AVA: Coeur D'Alene | 441
48343 | POUNDLNE | NORTHWEST | 115 | 40 | AVA: Lewiston/Clarkston | 444
48319 | PLEASANT | NORTHWEST | 115 | 40 | AVA: Coeur D'Alene | 441
48323 | PLUMMER | NORTHWEST | 115 | 40 | AVA: Coeur D'Alene | 441
12061 | PLAYAS | NEW MEXICO | 115 | 10 | TSGT: Southern NM | 123
48315 | PINE CRK | NORTHWEST | 115 | 40 | AVA: Coeur D'Alene | 441
48309 | OTHELOSS | NORTHWEST | 115 | 40 | AVA: Big Bend | 445
32009 | JAMESN-A | PG AND E | 115 | 30 | Conf Load (Sacramento) | 304
48308 | LEE&REYN | NORTHWEST | 115 | 40 | AVA: Big Bend | 445
48307 | OTHELLO | NORTHWEST | 115 | 40 | AVA: Big Bend | 445
48297 | OGARA | NORTHWEST | 115 | 40 | AVA: Coeur D'Alene | 441
48291 | TURNER_WSU | NORTHWEST | 115 | 40 | AVA: Palouse | 446
48293 | ODEN | NORTHWEST | 115 | 40 | AVA: Coeur D'Alene | 441
48295 | ODESSA | NORTHWEST | 115 | 40 | AVA: Big Bend | 445
10009 | ALLISONT | NEW MEXICO | 115 | 10 | PNM: Northwestern | 107
36975 | RB_TAP8 | PG AND E | 115 | 30 | City and County of San Francisco | 357
42968 | R.POINT | NORTHWEST | 115 | 40 | KITSAP | 434
48279 | Northwes | NORTHWEST | 115 | 40 | AVA: Spokane | 447
42340 | TWINFALL | NORTHWEST | 115 | 40 | N.KING | 426
42325 | MORLANDS | NORTHWEST | 115 | 40 | N.KING | 426
48269 | NINEMILE | NORTHWEST | 115 | 40 | AVA: Spokane | 447
48261 | NEZPERCE | NORTHWEST | 115 | 40 | AVA: Lewiston/Clarkston | 444
45785 | STIMSON | NORTHWEST | 115 | 40 | Snohomish PUD | 468
20075 | KON-115 | MEXICO-CFE | 115 | 20 | ZoneEN | 205
48253 | N LEWIST | NORTHWEST | 115 | 40 | AVA: Lewiston/Clarkston | 444
36968 | MID_TAP3 | PG AND E | 115 | 30 | City and County of San Francisco | 357
48238 | MILLWOOD_E | NORTHWEST | 115 | 40 | AVA: Spokane | 447
48225 | METRO | NORTHWEST | 115 | 40 | AVA: Spokane | 447
48237 | MILLWOOD | NORTHWEST | 115 | 40 | AVA: Spokane | 447
48235 | MILAN# | NORTHWEST | 115 | 40 | Spokane Area, N Idaho, W Montana | 406
48222 | MEAD SUB | NORTHWEST | 115 | 40 | AVA: Spokane | 447
48223 | METCHIP | NORTHWEST | 115 | 40 | AVA: Big Bend | 445
48221 | MARENGO | NORTHWEST | 115 | 40 | AVA: Big Bend | 445
48219 | LYONSTND | NORTHWEST | 115 | 40 | AVA: Spokane | 447
48199 | LONGLAKW | NORTHWEST | 115 | 40 | AVA: Big Bend | 445
48201 | LONGLAKE | NORTHWEST | 115 | 40 | AVA: Big Bend | 445
36852 | SRS | PG AND E | 115 | 30 | Conf Load (Silicon Valley Power) | 321
48195 | LOLO | NORTHWEST | 115 | 40 | AVA: Lewiston/Clarkston | 444
20073 | MND-115 | MEXICO-CFE | 115 | 20 | ZoneEN | 205
48187 | LIND | NORTHWEST | 115 | 40 | AVA: Big Bend | 445
48183 | LEON | NORTHWEST | 115 | 40 | AVA: Palouse | 446
48182 | LATAH_TAP | NORTHWEST | 115 | 40 | AVA: Spokane | 447
45739 | OLIVIA P | NORTHWEST | 115 | 40 | Snohomish PUD | 468
64209 | VALLEY_SS | SIERRA | 115 | 64 | NON-SPP GEN | 643
48169 | JULIAETT | NORTHWEST | 115 | 40 | AVA: Palouse | 446
48165 | IRVIN | NORTHWEST | 115 | 40 | AVA: Spokane | 447
48159 | HUETTER | NORTHWEST | 115 | 40 | AVA: Coeur D'Alene | 441
48161 | IDAHO_RD | NORTHWEST | 115 | 40 | AVA: Coeur D'Alene | 441
48157 | HOLBROOK | NORTHWEST | 115 | 40 | AVA: Lewiston/Clarkston | 444
48155 | HERN | NORTHWEST | 115 | 40 | AVA: Coeur D'Alene | 441
10121 | HAWKINS# | NEW MEXICO | 115 | 10 | PNM: Albuquerque | 101
20071 | EDA-115 | MEXICO-CFE | 115 | 20 | ZoneEN | 205
48145 | HANGMAN | NORTHWEST | 115 | 40 | AVA: Spokane | 447
48143 | GREENWDA | NORTHWEST | 115 | 40 | AVA: Big Bend | 445
42307 | LKTRAD | NORTHWEST | 115 | 40 | N.KING | 426
48139 | GLENTAP | NORTHWEST | 115 | 40 | AVA: Spokane | 447
48135 | GIFFORD | NORTHWEST | 115 | 40 | AVA: Big Bend | 445
48133 | GARFIELD | NORTHWEST | 115 | 40 | AVA: Palouse | 446
42177 | SHANNON | NORTHWEST | 115 | 40 | SKAGIT | 422
48125 | FOURLBPA | NORTHWEST | 115 | 40 | AVA: Spokane | 447
48122 | FAIR S | NORTHWEST | 115 | 40 | AVA: Spokane | 447
48121 | EWAN | NORTHWEST | 115 | 40 | AVA: Palouse | 446
48117 | EASTFARM | NORTHWEST | 115 | 40 | AVA: Spokane | 447
48115 | EASCOLFX | NORTHWEST | 115 | 40 | AVA: Palouse | 446
48109 | DIAMOND | NORTHWEST | 115 | 40 | AVA: Palouse | 446
48111 | DOWERRDT | NORTHWEST | 115 | 40 | AVA: Coeur D'Alene | 441
45761 | RICHMOND T | NORTHWEST | 115 | 40 | Snohomish PUD | 468
34772 | BP21Z | PG AND E | 115 | 30 | Conf Load (Kern) | 315
20070 | GLL-115 | MEXICO-CFE | 115 | 20 | ZoneEN | 205
34227 | BELRDG T | PG AND E | 115 | 30 | Conf Load (Kern) | 315
48091 | CRAIGMNT | NORTHWEST | 115 | 40 | AVA: Lewiston/Clarkston | 444
48093 | DALTON A | NORTHWEST | 115 | 40 | AVA: Coeur D'Alene | 441
48087 | COTTNWDT | NORTHWEST | 115 | 40 | AVA: Lewiston/Clarkston | 444
48089 | COTTNWOD | NORTHWEST | 115 | 40 | AVA: Lewiston/Clarkston | 444
48073 | CHAMBERSTP | NORTHWEST | 115 | 40 | AVA: Palouse | 446
64211 | BOTTLE_CRK+ | SIERRA | 115 | 64 | NON-SPP GEN | 643
48077 | CLRKFORK | NORTHWEST | 115 | 40 | AVA: Coeur D'Alene | 441
48076 | CLEARWATER_E | NORTHWEST | 115 | 40 | AVA: Lewiston/Clarkston | 444
45753 | PINEHURST | NORTHWEST | 115 | 40 | Snohomish PUD | 468
20068 | SVE-115 | MEXICO-CFE | 115 | 20 | ZoneEN | 205
48069 | CHESTER | NORTHWEST | 115 | 40 | AVA: Spokane | 447
48067 | CDA | NORTHWEST | 115 | 40 | AVA: Coeur D'Alene | 441
42222 | COUPVILL | NORTHWEST | 115 | 40 | ISLAND | 424
408190 | PLYMOUTH+ | NORTHWEST | 115 | 40 | Lower Columbia Basin | 404
64212 | QUINN_RV | SIERRA | 115 | 64 | NON-SPP GEN | 643
42223 | CRESCENT | NORTHWEST | 115 | 40 | ISLAND | 424
45747 | PERRINV | NORTHWEST | 115 | 40 | Snohomish PUD | 468
48047 | BRONX | NORTHWEST | 115 | 40 | AVA: Coeur D'Alene | 441
48043 | BLANCHRD | NORTHWEST | 115 | 40 | AVA: Coeur D'Alene | 441
48041 | BIGCREEK | NORTHWEST | 115 | 40 | AVA: Coeur D'Alene | 441
64210 | OROVDA+ | SIERRA | 115 | 64 | NON-SPP GEN | 643
20066 | EPCH-115 | MEXICO-CFE | 115 | 20 | ZoneEN | 205
36218 | M | PG AND E | 115 | 30 | Conf Load (Central Coast) | 319
48029 | BEACON S | NORTHWEST | 115 | 40 | AVA: Spokane | 447
42201 | GREENBNK | NORTHWEST | 115 | 40 | ISLAND | 424
48021 | BARKER | NORTHWEST | 115 | 40 | AVA: Spokane | 447
48017 | ATHOLTAP | NORTHWEST | 115 | 40 | AVA: Coeur D'Alene | 441
48015 | ARDEN | NORTHWEST | 115 | 40 | AVA: Big Bend | 445
25637 | TRANWND | SOCALIF | 115 | 24 | SCE Devers 115kV | 941
48001 | 4LAKE TP | NORTHWEST | 115 | 40 | AVA: Spokane | 447
35931 | SLDAD 5M | PG AND E | 115 | 30 | Conf Load (Central Coast) | 319
32202 | E.MRYSVE | PG AND E | 115 | 30 | Conf Load (Sierra) | 305
42185 | LINDE | NORTHWEST | 115 | 40 | SKAGITI | 423
35929 | DEL MNTE | PG AND E | 115 | 30 | Conf Load (Central Coast) | 319
25635 | ALTWIND | SOCALIF | 115 | 24 | SCE Devers 115kV | 941
35928 | DOLAN J2 | PG AND E | 115 | 30 | Conf Load (Central Coast) | 319
42175 | RITA P | NORTHWEST | 115 | 40 | SKAGIT | 422
42170 | MTVERNON | NORTHWEST | 115 | 40 | SKAGIT | 422
45721 | MUKILTEO T | NORTHWEST | 115 | 40 | Snohomish PUD | 468
42007 | LYNDEN | NORTHWEST | 115 | 40 | WHATCOM | 420
45665 | GRANFAL | NORTHWEST | 115 | 40 | Snohomish PUD | 468
40897 | ROSS | NORTHWEST | 115 | 40 | Portland Area | 401
47800 | HOPKINSR | NORTHWEST | 115 | 40 | Southeast Washington | 407
35922 | MOSSLNSW | PG AND E | 115 | 30 | Conf Load (Central Coast) | 319
42173 | PADILTAP | NORTHWEST | 115 | 40 | SKAGIT | 422
64174 | WINN BPA | SIERRA | 115 | 64 | NON-SPP GEN | 643
35917 | PRNDL J2 | PG AND E | 115 | 30 | Conf Load (Central Coast) | 319
70068 | BURROCYN | PSCOLORADO | 115 | 70 | ZoneRS | 704
47574 | NINEMIF1 | NORTHWEST | 115 | 40 | Southeast Washington | 407
42171 | NORLUM | NORTHWEST | 115 | 40 | SKAGIT | 422
47567 | SUNLAND | NORTHWEST | 115 | 40 | Seattle Area, Olympic Peninsula | 400
35915 | PRNDL J1 | PG AND E | 115 | 30 | Conf Load (Central Coast) | 319
47559 | DUNGENES | NORTHWEST | 115 | 40 | Seattle Area, Olympic Peninsula | 400
47535 | MCCULLOUGH | NORTHWEST | 115 | 40 | Tacoma Power - Mutuals | 467
47562 | MONROE+ | NORTHWEST | 115 | 40 | Seattle Area, Olympic Peninsula | 400
47561 | HAPPY V | NORTHWEST | 115 | 40 | Seattle Area, Olympic Peninsula | 400
42167 | HICKOX | NORTHWEST | 115 | 40 | SKAGIT | 422
42166 | BLACKBRN | NORTHWEST | 115 | 40 | SKAGIT | 422
47557 | DEER_PK+ | NORTHWEST | 115 | 40 | Seattle Area, Olympic Peninsula | 400
47556 | BLYN+ | NORTHWEST | 115 | 40 | Seattle Area, Olympic Peninsula | 400
45727 | N CREEK | NORTHWEST | 115 | 40 | Snohomish PUD | 468
46683 | BROWNSPT | NORTHWEST | 115 | 40 | Tacoma Power - General | 466
45723 | MURPHYS CR | NORTHWEST | 115 | 40 | Snohomish PUD | 468
42161 | AVON PMP | NORTHWEST | 115 | 40 | SKAGITI | 423
42163 | BIGROCK | NORTHWEST | 115 | 40 | SKAGIT | 422
47530 | MILLERTA | NORTHWEST | 115 | 40 | Tacoma Power - Mutuals | 467
46130 | BASS JCT | NORTHWEST | 115 | 40 | Grant County, WA | 482
47528 | FRANZ_HOLMES | NORTHWEST | 115 | 40 | Tacoma Power - Mutuals | 467
33964 | SALADO | PG AND E | 115 | 30 | Conf Load (Stanislaus) | 312
42156 | ALGER | NORTHWEST | 115 | 40 | SKAGIT | 422
45709 | MAPLEWOOD | NORTHWEST | 115 | 40 | Snohomish PUD | 468
33965 | SALADO J | PG AND E | 115 | 30 | Conf Load (Stanislaus) | 312
11011 | ANTHONY | EL PASO | 115 | 11 | EPE - Native Load | 110
45713 | MEADWD | NORTHWEST | 115 | 40 | Snohomish PUD | 468
47507 | HOPKINS# | NORTHWEST | 115 | 40 | AVA: Spokane | 447
47505 | HOODOO | NORTHWEST | 115 | 40 | AVA: Coeur D'Alene | 441
42153 | GAGES | NORTHWEST | 115 | 40 | SKAGIT | 422
35658 | LS ESTRS | PG AND E | 115 | 30 | Conf Load (San Jose) | 318
17620 | ORACLE-AE | AEPCO | 115 | 17 | AEPCO: Trico | 171
47445 | FIBRE89-146 | NORTHWEST | 115 | 40 | Cowlitz County, WA | 457
46131 | WIN USBR | NORTHWEST | 115 | 40 | Grant County, WA | 482
43109 | CORNELUS | NORTHWEST | 115 | 40 | Portland General - BES S/S | 451
42152 | GAGES TP | NORTHWEST | 115 | 40 | SKAGIT | 422
35655 | MORGN J2 | PG AND E | 115 | 30 | Conf Load (San Jose) | 318
405479 | CARMA+ | NORTHWEST | 115 | 40 | Lower Columbia Basin | 404
42127 | LO BAKER | NORTHWEST | 115 | 40 | SKAGIT | 422
42119 | SEDRO W | NORTHWEST | 115 | 40 | SKAGIT | 422
47432 | 7TH AVE | NORTHWEST | 115 | 40 | Cowlitz County, WA | 457
47428 | OLSONRDTAP | NORTHWEST | 115 | 40 | Cowlitz County, WA | 457
47429 | OLYPIPE | NORTHWEST | 115 | 40 | Cowlitz County, WA | 457
42130 | TEX_WEST | NORTHWEST | 115 | 40 | SKAGITI | 423
47427 | OLSON RD | NORTHWEST | 115 | 40 | Cowlitz County, WA | 457
47421 | MG TAP | NORTHWEST | 115 | 40 | Cowlitz County, WA | 457
33952 | VALLY HM | PG AND E | 115 | 30 | Conf Load (Stanislaus) | 312
42125 | CFALLTAP | NORTHWEST | 115 | 40 | PSEOTHER | 439
405490 | SUNHEAVEN2# | NORTHWEST | 115 | 40 | Lower Columbia Basin | 404
30882 | HERNDN1M | PG AND E | 115 | 30 | Conf Load (Fresno) | 314
47419 | FIBRE Y | NORTHWEST | 115 | 40 | Cowlitz County, WA | 457
47417 | KAL IND | NORTHWEST | 115 | 40 | Cowlitz County, WA | 457
47414 | JOHN ST | NORTHWEST | 115 | 40 | Cowlitz County, WA | 457
40934 | PONDERAY+ | NORTHWEST | 115 | 40 | Spokane Area, N Idaho, W Montana | 406
42052 | BLAINE | NORTHWEST | 115 | 40 | WHATCOM | 420
47406 | CASTLROCK | NORTHWEST | 115 | 40 | Cowlitz County, WA | 457
47403 | BHP | NORTHWEST | 115 | 40 | Cowlitz County, WA | 457
64051 | MCDERMIT_SS | SIERRA | 115 | 64 | NON-SPP GEN | 643
35639 | IBM-HRRS | PG AND E | 115 | 30 | Conf Load (San Jose) | 318
35638 | EDENVALE | PG AND E | 115 | 30 | Conf Load (San Jose) | 318
70148 | DENVTM | PSCOLORADO | 115 | 70 | ZoneRD | 700
47375 | GATEWAY | NORTHWEST | 115 | 40 | Lower Columbia Basin | 404
47370 | ZEPHYR_H+ | NORTHWEST | 115 | 40 | Lower Columbia Basin | 404
47374 | PANGBORN | NORTHWEST | 115 | 40 | Central Washington | 403
47372 | OLYMPC S | NORTHWEST | 115 | 40 | Western Oregon | 402
42107 | MARCHPTS | NORTHWEST | 115 | 40 | SKAGIT | 422
47369 | DUFORT | NORTHWEST | 115 | 40 | Spokane Area, N Idaho, W Montana | 406
35631 | MARKHM J | PG AND E | 115 | 30 | Conf Load (San Jose) | 318
45699 | LK GOODWIN | NORTHWEST | 115 | 40 | Snohomish PUD | 468
45695 | KELLOGM T | NORTHWEST | 115 | 40 | Snohomish PUD | 468
45685 | JACKSON | NORTHWEST | 115 | 40 | Snohomish PUD | 468
30877 | MCCALL2M | PG AND E | 115 | 30 | Conf Load (Fresno) | 314
33956 | SJ COGEN | PG AND E | 115 | 30 | Conf Load (Stanislaus) | 312
47342 | SUNSETRD | NORTHWEST | 115 | 40 | Lower Columbia Basin | 404
47352 | SILICON | NORTHWEST | 115 | 40 | Clark County, WA | 456
47341 | SATSOPPK | NORTHWEST | 115 | 40 | Seattle Area, Olympic Peninsula | 400
47340 | RUBYSTREET+ | NORTHWEST | 115 | 40 | Lower Columbia Basin | 404
42096 | LEHIGH | NORTHWEST | 115 | 40 | WHATCOMI | 421
405474 | HORSE_HV_S# | NORTHWEST | 115 | 40 | Lower Columbia Basin | 404
47317 | 119TH ST | NORTHWEST | 115 | 40 | Clark County, WA | 456
47327 | KLNDIKE_WIND | NORTHWEST | 115 | 40 | Lower Columbia Basin | 404
42094 | ROEDER | NORTHWEST | 115 | 40 | WHATCOM | 420
42090 | BELLIS | NORTHWEST | 115 | 40 | WHATCOM | 420
47306 | HW_HILL# | NORTHWEST | 115 | 40 | Lower Columbia Basin | 404
73104 | LAGRANGE | WAPA R.M. | 115 | 73 | ZoneEW | 753
405180 | BEST_LANE | NORTHWEST | 115 | 40 | Southern Oregon | 405
46135 | WINCHEST | NORTHWEST | 115 | 40 | Grant County, WA | 482
42084 | STATE ST | NORTHWEST | 115 | 40 | WHATCOM | 420
45741 | OLIVIA P T | NORTHWEST | 115 | 40 | Snohomish PUD | 468
42081 | SCHUETT | NORTHWEST | 115 | 40 | WHATCOM | 420
47291 | COCHRANE+ | NORTHWEST | 115 | 40 | Lower Columbia Basin | 404
47287 | DON_NYS+ | NORTHWEST | 115 | 40 | Portland Area | 401
47286 | HUGHES_S# | NORTHWEST | 115 | 40 | Portland Area | 401
42070 | LKLOUISE | NORTHWEST | 115 | 40 | WHATCOM | 420
42079 | PLYMOUTH | NORTHWEST | 115 | 40 | WHATCOM | 420
47280 | RIVER_FRONT | NORTHWEST | 115 | 40 | Lower Columbia Basin | 404
47279 | CHEVRON# | NORTHWEST | 115 | 40 | Lower Columbia Basin | 404
42071 | LKLOUIST | NORTHWEST | 115 | 40 | WHATCOM | 420
47276 | N_CAMAS | NORTHWEST | 115 | 40 | Clark County, WA | 456
47274 | FAIRGROUNDS+ | NORTHWEST | 115 | 40 | Portland Area | 401
47273 | MORISON+ | NORTHWEST | 115 | 40 | Western Oregon | 402
42068 | HAPVALLY | NORTHWEST | 115 | 40 | WHATCOM | 420
42062 | CUSTER | NORTHWEST | 115 | 40 | WHATCOM | 420
47259 | WALNUT | NORTHWEST | 115 | 40 | Clark County, WA | 456
47258 | WAFERTEC | NORTHWEST | 115 | 40 | Clark County, WA | 456
61800 | ANDERSN | IDAHO | 115 | 60 | ZoneIP NPR | 604
15181 | AVSOLAR | SRP | 115 | 15 | SRP OTHER SUB 69kV | 1508
404934 | H2F_4 | NORTHWEST | 115 | 40 | Lower Columbia Basin | 404
61805 | MT HOME | IDAHO | 115 | 60 | ZoneIP NPR | 604
404933 | H2F_3+ | NORTHWEST | 115 | 40 | Lower Columbia Basin | 404
42058 | BRITTON | NORTHWEST | 115 | 40 | WHATCOM | 420
47242 | SW52 | NORTHWEST | 115 | 40 | Clark County, WA | 456
47241 | SW51 | NORTHWEST | 115 | 40 | Clark County, WA | 456
42054 | LAUREL P | NORTHWEST | 115 | 40 | WHATCOM | 420
47238 | SW35 | NORTHWEST | 115 | 40 | Clark County, WA | 456
47236 | SW117 | NORTHWEST | 115 | 40 | Clark County, WA | 456
47235 | SW105 | NORTHWEST | 115 | 40 | Clark County, WA | 456
34287 | BDGRCRKP | PG AND E | 115 | 30 | Conf Load (Kern) | 315
42047 | BAKERVUE | NORTHWEST | 115 | 40 | WHATCOM | 420
42051 | SEMIAHMO | NORTHWEST | 115 | 40 | WHATCOM | 420
42050 | BIRCHBAY | NORTHWEST | 115 | 40 | WHATCOM | 420
42030 | TERRELL | NORTHWEST | 115 | 40 | WHATCOM | 420
47226 | SKOOKUM | NORTHWEST | 115 | 40 | Seattle Area, Olympic Peninsula | 400
47224 | SHAWN CC | NORTHWEST | 115 | 40 | Cowlitz County, WA | 457
47222 | SEHSILCA | NORTHWEST | 115 | 40 | Clark County, WA | 456
46661 | CUSMN2T1 | NORTHWEST | 115 | 40 | Tacoma Power - General | 466
47215 | RVR RD C | NORTHWEST | 115 | 40 | Clark County, WA | 456
47213 | REATA | NORTHWEST | 115 | 40 | Lower Columbia Basin | 404
47209 | PATEROS# | NORTHWEST | 115 | 40 | Central Washington | 403
42008 | KENDALL | NORTHWEST | 115 | 40 | WHATCOM | 420
47205 | ORCHRDS | NORTHWEST | 115 | 40 | Clark County, WA | 456
47194 | MT HALL | NORTHWEST | 115 | 40 | Spokane Area, N Idaho, W Montana | 406
47190 | MINHAHA | NORTHWEST | 115 | 40 | Clark County, WA | 456
46134 | BASS JC | NORTHWEST | 115 | 40 | Grant County, WA | 482
47176 | JOE AST | NORTHWEST | 115 | 40 | Clark County, WA | 456
47170 | HOKINSN | NORTHWEST | 115 | 40 | Clark County, WA | 456
47169 | HEYE SW | NORTHWEST | 115 | 40 | Clark County, WA | 456
42002 | BELNGM E | NORTHWEST | 115 | 40 | WHATCOM | 420
47166 | HANLY R2 | NORTHWEST | 115 | 40 | Southern Oregon | 405
47163 | GRAND | NORTHWEST | 115 | 40 | Clark County, WA | 456
47161 | FIBERWEB | NORTHWEST | 115 | 40 | Clark County, WA | 456
42001 | PORWY N | NORTHWEST | 115 | 40 | WHATCOM | 420
47152 | ELSWORT | NORTHWEST | 115 | 40 | Clark County, WA | 456
47149 | ELMG TI | NORTHWEST | 115 | 40 | Clark County, WA | 456
47147 | ELBE | NORTHWEST | 115 | 40 | Tacoma Power - Mutuals | 467
47142 | DOG_MNTN+ | NORTHWEST | 115 | 40 | Southern Oregon | 405
47138 | CLARK | NORTHWEST | 115 | 40 | Clark County, WA | 456
47136 | CHERYCC | NORTHWEST | 115 | 40 | Clark County, WA | 456
47134 | CATLOW+ | NORTHWEST | 115 | 40 | Southern Oregon | 405
34348 | SHEPHERD | PG AND E | 115 | 30 | Conf Load (Fresno) | 314
47128 | BRBTN SW | NORTHWEST | 115 | 40 | Clark County, WA | 456
47126 | BOX_CANYON | NORTHWEST | 115 | 40 | AVA: Pend Oreille PUD | 448
47124 | BOOTH_BD+ | NORTHWEST | 115 | 40 | Portland Area | 401
403510 | DOR_LAT_CIO | NORTHWEST | 115 | 40 | Western Oregon | 402
47121 | BATLGRD | NORTHWEST | 115 | 40 | Clark County, WA | 456
47119 | AXFORD | NORTHWEST | 115 | 40 | Clark County, WA | 456
47117 | ARIEL | NORTHWEST | 115 | 40 | Cowlitz County, WA | 457
41388 | 9CWIND# | NORTHWEST | 115 | 40 | Lower Columbia Basin | 404
47111 | 72ND CC | NORTHWEST | 115 | 40 | Clark County, WA | 456
43253 | HOGAN | NORTHWEST | 115 | 40 | Portland General - BES S/S | 451
34848 | DOUBLE C | PG AND E | 115 | 30 | Conf Load (Kern) | 315
47095 | VIEW TAP | NORTHWEST | 115 | 40 | Clark County, WA | 456
47094 | VANDYKE | NORTHWEST | 115 | 40 | Clark County, WA | 456
34826 | WESTPARK_TAP | PG AND E | 115 | 30 | Conf Load (Kern) | 315
47090 | URIDGE | NORTHWEST | 115 | 40 | Clark County, WA | 456
41355 | HAT_ROCK | NORTHWEST | 115 | 40 | PAC:HERM | 415
47084 | FERN PUMP | NORTHWEST | 115 | 40 | Seattle Area, Olympic Peninsula | 400
34822 | SDA15199 | PG AND E | 115 | 30 | Conf Load (Kern) | 315
47080 | RAPIDS | NORTHWEST | 115 | 40 | Central Washington | 403
47076 | SPALDING | NORTHWEST | 115 | 40 | AVA: Lewiston/Clarkston | 444
47075 | RILEY+ | NORTHWEST | 115 | 40 | Southern Oregon | 405
47073 | RALSTONB | NORTHWEST | 115 | 40 | AVA: Big Bend | 445
47072 | PT_MILL_2# | NORTHWEST | 115 | 40 | Seattle Area, Olympic Peninsula | 400
47068 | FERNDALE# | NORTHWEST | 115 | 40 | Seattle Area, Olympic Peninsula | 400
47067 | NILLES C | NORTHWEST | 115 | 40 | Central Washington | 403
41365 | CONDON_WIND+ | NORTHWEST | 115 | 40 | Lower Columbia Basin | 404
47064 | GLDBCHL2# | NORTHWEST | 115 | 40 | Western Oregon | 402
41372 | JOHNDAY | NORTHWEST | 115 | 40 | Lower Columbia Basin | 404
47059 | VEEDOL | NORTHWEST | 115 | 40 | Central Washington | 403
10282 | S._COORS | NEW MEXICO | 115 | 10 | PNM: Albuquerque | 101
47056 | BROOK_L2# | NORTHWEST | 115 | 40 | Western Oregon | 402
46141 | WQ_TAP | NORTHWEST | 115 | 40 | Grant County, WA | 482
46657 | TIFLTSTP | NORTHWEST | 115 | 40 | Tacoma Power - General | 466
47048 | GLDBCHL1 | NORTHWEST | 115 | 40 | Western Oregon | 402
47046 | GATEWAYS | NORTHWEST | 115 | 40 | Western Oregon | 402
47043 | EVANSCLK | NORTHWEST | 115 | 40 | Clark County, WA | 456
34805 | ARVINJ1 | PG AND E | 115 | 30 | Conf Load (Kern) | 315
10044 | BLCKRA_T | NEW MEXICO | 115 | 10 | PNM: Albuquerque | 101
70249 | LAJUNTAW | PSCOLORADO | 115 | 70 | ZoneWP | 712
70246 | JOHNSTN2 | PSCOLORADO | 115 | 70 | ZoneRN | 706
41405 | FRKHDGT1# | NORTHWEST | 115 | 40 | Lower Columbia Basin | 404
40961 | SNO_BEV4_CIO | NORTHWEST | 115 | 40 | Seattle Area, Olympic Peninsula | 400
43275 | JENGSLDG | NORTHWEST | 115 | 40 | Portland General - BES NODE | 452
41404 | HORNBUTTE# | NORTHWEST | 115 | 40 | Lower Columbia Basin | 404
34374 | RANCHRS | PG AND E | 115 | 30 | Conf Load (Fresno) | 314
41406 | FRKBADT1# | NORTHWEST | 115 | 40 | Lower Columbia Basin | 404
46861 | BERNE | NORTHWEST | 115 | 40 | Central Washington | 403
41325 | WALNUT_CTY# | NORTHWEST | 115 | 40 | Portland Area | 401
34742 | SEMITRPJ | PG AND E | 115 | 30 | Conf Load (Kern) | 315
41340 | NINE_MILE# | NORTHWEST | 115 | 40 | Lower Columbia Basin | 404
70262 | LEYDEN_TP | PSCOLORADO | 115 | 70 | ZoneRB | 703
41331 | TARLETT1 | NORTHWEST | 115 | 40 | Portland Area | 401
34753 | TEVISJ1 | PG AND E | 115 | 30 | Conf Load (Kern) | 315
46658 | TIDEFLTS | NORTHWEST | 115 | 40 | Tacoma Power - General | 466
32254 | PLCRVLB2 | PG AND E | 115 | 30 | Conf Load (Sierra) | 305
10137 | IND_HOSP | NEW MEXICO | 115 | 10 | PNM: Albuquerque | 101
46229 | HAYDNBSS | NORTHWEST | 115 | 40 | Eugene, OR | 480
17006 | BICKNELL | AEPCO | 115 | 17 | AEPCO: Trico | 171
43320 | MIDWAYTP1 | NORTHWEST | 115 | 40 | Portland General - BES NODE | 452
10284 | S.JOSEPH | NEW MEXICO | 115 | 10 | PNM: Albuquerque | 101
34350 | KAMM | PG AND E | 115 | 30 | Conf Load (Fresno) | 314
41400 | TUCANN R | NORTHWEST | 115 | 40 | Southeast Washington | 407
46970 | MENLO | NORTHWEST | 115 | 40 | Tacoma Power - General | 466
11008 | AMRAD | EL PASO | 115 | 11 | EPE - Native Load | 110
41322 | TANNER | NORTHWEST | 115 | 40 | PSEOTHER | 439
41297 | FOSTER_WELS# | NORTHWEST | 115 | 40 | Lower Columbia Basin | 404
629024 | KERR NWE | MONTANA | 115 | 62 | MISSOULA_MT | 629
34744 | GODN_BER | PG AND E | 115 | 30 | Conf Load (Kern) | 315
403821 | EEC#_EEC_CIO | NORTHWEST | 115 | 40 | Lower Columbia Basin | 404
41320 | CARLTON# | NORTHWEST | 115 | 40 | Portland Area | 401
11379 | NBLISS | EL PASO | 115 | 11 | EPE - Native Load | 110
10276 | STUDIO | NEW MEXICO | 115 | 10 | PNM: Albuquerque | 101
10412 | FIRST_ST | NEW MEXICO | 115 | 10 | PNM: Belen | 102
46261 | WESTMORE | NORTHWEST | 115 | 40 | Eugene, OR | 480
46410 | BR_UNT | NORTHWEST | 115 | 40 | Seattle City Light | 464
34422 | CHLDHOSP | PG AND E | 115 | 30 | Conf Load (Fresno) | 314
41299 | SMITH_CREEK | NORTHWEST | 115 | 40 | Spokane Area, N Idaho, W Montana | 406
403710 | EOM_WHI_CIO | NORTHWEST | 115 | 40 | Central Washington | 403
40436 | E_OMAK# | NORTHWEST | 115 | 40 | Central Washington | 403
41277 | WILLAPA_RVER | NORTHWEST | 115 | 40 | Seattle Area, Olympic Peninsula | 400
41269 | TWO_MILE+ | NORTHWEST | 115 | 40 | Western Oregon | 402
24771 | GALE | SOCALIF | 115 | 24 | SCE Kramer/Inyokern/Coolwater | 953
10404 | ACOMA_TAP | NEW MEXICO | 115 | 10 | PNM: Albuquerque | 101
42003 | PORWY S | NORTHWEST | 115 | 40 | WHATCOM | 420
11373 | RG_EXEC_TAP | EL PASO | 115 | 11 | EPE - Native Load | 110
41286 | ROZA | NORTHWEST | 115 | 40 | Lower Columbia Basin | 404
34168 | EL NIDO | PG AND E | 115 | 30 | Conf Load (Yosemite) | 313
19222 | CASAGRND | WAPA L.C. | 115 | 19 | WAPA-DSW | 191
42004 | ARCO C | NORTHWEST | 115 | 40 | WHATCOMI | 421
10133 | HW-CG | NEW MEXICO | 115 | 10 | PNM: Albuquerque | 101
42005 | ARCO N | NORTHWEST | 115 | 40 | WHATCOMI | 421
41272 | OXBOW# | NORTHWEST | 115 | 40 | Portland Area | 401
41273 | WALNUT_CITY+ | NORTHWEST | 115 | 40 | Portland Area | 401
73136 | MESSEX TAP | WAPA R.M. | 115 | 73 | ZoneEC | 752
73134 | MED BOW | WAPA R.M. | 115 | 73 | ZoneEW | 753
41252 | ROSALC42 | NORTHWEST | 115 | 40 | Portland Area | 401
41243 | OHOP-T | NORTHWEST | 115 | 40 | Tacoma Power - Mutuals | 467
34245 | PSE MCKJ | PG AND E | 115 | 30 | Conf Load (Kern) | 315
42110 | FDS115 N | NORTHWEST | 115 | 40 | SKAGIT | 422
45679 | HARBOR P | NORTHWEST | 115 | 40 | Snohomish PUD | 468
10069 | COAL | NEW MEXICO | 115 | 10 | PNM: Albuquerque | 101
41255 | SHPYRD | NORTHWEST | 115 | 40 | Clark County, WA | 456
15182 | AVSOLAR2 | SRP | 115 | 15 | SRP OTHER SUB 69kV | 1508
46133 | WINCH TP | NORTHWEST | 115 | 40 | Grant County, WA | 482
41251 | ROSALC12 | NORTHWEST | 115 | 40 | Portland Area | 401
42020 | SUMAS CG | NORTHWEST | 115 | 40 | WHATCOM | 420
73154 | POLE CK | WAPA R.M. | 115 | 73 | ZoneEW | 753
41245 | MASHEL_PRIE | NORTHWEST | 115 | 40 | Tacoma Power - Mutuals | 467
73162 | RADERVIL | WAPA R.M. | 115 | 73 | ZoneBH | 750
42010 | ENSERCH | NORTHWEST | 115 | 40 | WHATCOM | 420
46949 | LACAMS | NORTHWEST | 115 | 40 | Tacoma Power - General | 466
34229 | BELRDG B | PG AND E | 115 | 30 | Conf Load (Kern) | 315
41241 | N_BENCH+ | NORTHWEST | 115 | 40 | Spokane Area, N Idaho, W Montana | 406
73172 | ROCKPRTP | WAPA R.M. | 115 | 73 | ZoneFH | 754
73171 | ROCKMTCM | WAPA R.M. | 115 | 73 | ZoneFH | 754
19216 | TWINPEAK | WAPA L.C. | 115 | 19 | WAPA-DSW | 191
42040 | WHITHORN | NORTHWEST | 115 | 40 | WHATCOM | 420
41242 | OAKRIDGE | NORTHWEST | 115 | 40 | Western Oregon | 402
11224 | DMD_HEAD | EL PASO | 115 | 11 | EPE - Native Load | 110
41235 | LOPEZ4 | NORTHWEST | 115 | 40 | Seattle Area, Olympic Peninsula | 400
42067 | HANNEGAN | NORTHWEST | 115 | 40 | WHATCOM | 420
41240 | NORTH_BENCH# | NORTHWEST | 115 | 40 | Spokane Area, N Idaho, W Montana | 406
11002 | ALA_5 | EL PASO | 115 | 11 | EPE - Native Load | 110
19214 | SNYDHILL | WAPA L.C. | 115 | 19 | WAPA-DSW | 191
46943 | HOLMESTP | NORTHWEST | 115 | 40 | Tacoma Power - General | 466
41239 | MOYIE# | NORTHWEST | 115 | 40 | Spokane Area, N Idaho, W Montana | 406
73187 | SPRINGCK | WAPA R.M. | 115 | 73 | ZoneEW | 753
11015 | ARROYO | EL PASO | 115 | 11 | EPE - Native Load | 110
41221 | JIMCREEK | NORTHWEST | 115 | 40 | Seattle Area, Olympic Peninsula | 400
33953 | VLYHMTP2 | PG AND E | 115 | 30 | Conf Load (Stockton) | 311
24768 | RANDSBRG | SOCALIF | 115 | 24 | SCE Kramer/Inyokern/Coolwater | 953
41227 | HELENA_AVE# | NORTHWEST | 115 | 40 | Central Washington | 403
41222 | KELLER# | NORTHWEST | 115 | 40 | Central Washington | 403
46651 | NORTHEAST_B | NORTHWEST | 115 | 40 | Tacoma Power - General | 466
34780 | CYMRIC | PG AND E | 115 | 30 | Conf Load (Kern) | 315
42055 | TEN MILE | NORTHWEST | 115 | 40 | WHATCOM | 420
73197 | THERMOPL | WAPA R.M. | 115 | 73 | ZoneBH | 750
19213 | SANXAVER | WAPA L.C. | 115 | 19 | WAPA-DSW | 191
15137 | MIAMI 3 | SRP | 115 | 15 | SRP EMA 115kV | 1506
41184 | BALD MT | NORTHWEST | 115 | 40 | Portland Area | 401
44518 | PARKROSE | NORTHWEST | 115 | 40 | PAC:PTLD | 489
41212 | HILLS CR | NORTHWEST | 115 | 40 | Western Oregon | 402
42210 | S WHIDBY | NORTHWEST | 115 | 40 | ISLAND | 424
42220 | BROOK H | NORTHWEST | 115 | 40 | ISLAND | 424
42221 | CLOVER V | NORTHWEST | 115 | 40 | ISLAND | 424
19212 | SANDARIO | WAPA L.C. | 115 | 19 | WAPA-DSW | 191
41208 | GRAYS_RIVER+ | NORTHWEST | 115 | 40 | Portland Area | 401
41207 | GARDINER | NORTHWEST | 115 | 40 | Western Oregon | 402
34779 | MIDSUN | PG AND E | 115 | 30 | Conf Load (Kern) | 315
42060 | CAROLINA | NORTHWEST | 115 | 40 | WHATCOM | 420
44530 | HARUSN E | NORTHWEST | 115 | 40 | PAC:PTLD | 489
41205 | FISHERS | NORTHWEST | 115 | 40 | Clark County, WA | 456
405140 | STARVRIDGE | NORTHWEST | 115 | 40 | Southern Oregon | 405
34354 | SCHINDLR | PG AND E | 115 | 30 | Conf Load (Fresno) | 314
41206 | FOSTER# | NORTHWEST | 115 | 40 | Western Oregon | 402
41202 | E_ELLENSBRG | NORTHWEST | 115 | 40 | Central Washington | 403
19211 | RED ROCK | WAPA L.C. | 115 | 19 | WAPA-DSW | 191
41193 | CARBNDM | NORTHWEST | 115 | 40 | Clark County, WA | 456
19210 | RATTLSNK | WAPA L.C. | 115 | 19 | WAPA-DSW | 191
11020 | ASCARATE | EL PASO | 115 | 11 | EPE - Native Load | 110
34285 | HIGHSIERRA | PG AND E | 115 | 30 | Conf Load (Kern) | 315
24765 | TAP705 | SOCALIF | 115 | 24 | SCE Kramer/Inyokern/Coolwater | 953
46880 | SUNNYSLP | NORTHWEST | 115 | 40 | Central Washington | 403
41183 | ANGUS_N# | NORTHWEST | 115 | 40 | Lower Columbia Basin | 404
42077 | OLYMOTAP | NORTHWEST | 115 | 40 | WHATCOM | 420
41182 | ALDERWOD | NORTHWEST | 115 | 40 | Western Oregon | 402
999901 | MARSTO11 | PG AND E | 115 | 30 | Conf Load (San Jose) | 318
41169 | YAAK+ | NORTHWEST | 115 | 40 | Spokane Area, N Idaho, W Montana | 406
42069 | LABOUNTY | NORTHWEST | 115 | 40 | WHATCOM | 420
61826 | HINES | IDAHO | 115 | 60 | ZoneIP Western | 611
19209 | PICACHOW | WAPA L.C. | 115 | 19 | WAPA-DSW | 191
41159 | WINTHROP | NORTHWEST | 115 | 40 | Central Washington | 403
42075 | OLYARCO | NORTHWEST | 115 | 40 | WHATCOMI | 421
41157 | WIN_TWI_CIO | NORTHWEST | 115 | 40 | Central Washington | 403
405470 | HORSE_HV_N# | NORTHWEST | 115 | 40 | Lower Columbia Basin | 404
42082 | SEHOME | NORTHWEST | 115 | 40 | WHATCOM | 420
34281 | DOUBLECJ | PG AND E | 115 | 30 | Conf Load (Kern) | 315
41153 | WINDSHAR+ | NORTHWEST | 115 | 40 | Portland Area | 401
73348 | CORLETT | WAPA R.M. | 115 | 73 | ZoneEW | 753
41151 | WHITESTN# | NORTHWEST | 115 | 40 | Central Washington | 403
41148 | WHITE_BLF_2 | NORTHWEST | 115 | 40 | Lower Columbia Basin | 404
405471 | SUNHEAVEN1+ | NORTHWEST | 115 | 40 | Lower Columbia Basin | 404
404931 | H2F_1 | NORTHWEST | 115 | 40 | Lower Columbia Basin | 404
46125 | WHITE TP | NORTHWEST | 115 | 40 | Grant County, WA | 482
10275 | RODEO_T | NEW MEXICO | 115 | 10 | PNM: Santa Fe | 106
10071 | COAL_TAP | NEW MEXICO | 115 | 10 | PNM: Albuquerque | 101
10143 | IRVING | NEW MEXICO | 115 | 10 | PNM: Sandoval | 103
46121 | WHEEL TP | NORTHWEST | 115 | 40 | Grant County, WA | 482
46425 | EASTPINE | NORTHWEST | 115 | 40 | Seattle City Light | 464
41139 | WENDSON | NORTHWEST | 115 | 40 | Western Oregon | 402
46885 | WAPATO C | NORTHWEST | 115 | 40 | Central Washington | 403
20079 | MIN-115 | MEXICO-CFE | 115 | 20 | ZoneEN | 205
34198 | CHWCHLASLRJT | PG AND E | 115 | 30 | Conf Load (Yosemite) | 313
46869 | MALAGA C | NORTHWEST | 115 | 40 | Central Washington | 403
70336 | PUEB_TP | PSCOLORADO | 115 | 70 | ZoneRS | 704
20080 | ENT-115 | MEXICO-CFE | 115 | 20 | ZoneEN | 205
34283 | BDGRCRKJ | PG AND E | 115 | 30 | Conf Load (Kern) | 315
70308 | PALMER | PSCOLORADO | 115 | 70 | ZoneRS | 704
43345 | MULTNMAH | NORTHWEST | 115 | 40 | Portland General - BES NODE | 452
20081 | SAF-115 | MEXICO-CFE | 115 | 20 | ZoneEN | 205
41136 | WARNER | NORTHWEST | 115 | 40 | Southern Oregon | 405
42085 | VANWYCK | NORTHWEST | 115 | 40 | WHATCOM | 420
11357 | EMRLD | EL PASO | 115 | 11 | EPE - Native Load | 110
20082 | LOS-115 | MEXICO-CFE | 115 | 20 | ZoneEN | 205
41133 | WALTON+ | NORTHWEST | 115 | 40 | Western Oregon | 402
42087 | VISTA P | NORTHWEST | 115 | 40 | WHATCOM | 420
46150 | COUL2GPD | NORTHWEST | 115 | 40 | Grant County, WA | 482
11265 | PIPELINE | EL PASO | 115 | 11 | EPE - Native Load | 110
46138 | EQ-TAP | NORTHWEST | 115 | 40 | Grant County, WA | 482
41131 | WALAWALA | NORTHWEST | 115 | 40 | Southeast Washington | 407
42093 | BERTHUSN | NORTHWEST | 115 | 40 | WHATCOM | 420
19202 | BRADY | WAPA L.C. | 115 | 19 | WAPA-DSW | 191
41127 | WILBUR# | NORTHWEST | 115 | 40 | AVA: Big Bend | 445
41125 | WAGNERLK | NORTHWEST | 115 | 40 | Spokane Area Publics | 491
46867 | CASHMRE | NORTHWEST | 115 | 40 | Central Washington | 403
34355 | AIRWAYS2 | PG AND E | 115 | 30 | Conf Load (Fresno) | 314
20089 | SMA-115 | MEXICO-CFE | 115 | 20 | ZoneEN | 205
41121 | VISTA# | NORTHWEST | 115 | 40 | Lower Columbia Basin | 404
24750 | SEGS2 | SOCALIF | 115 | 24 | SCE Kramer/Inyokern/Coolwater | 953
34199 | CHWCHLASLR | PG AND E | 115 | 30 | Conf Load (Yosemite) | 313
10086 | CUCHILLA | NEW MEXICO | 115 | 10 | PNM: Sandoval | 103
41117 | VERA# | NORTHWEST | 115 | 40 | Spokane Area, N Idaho, W Montana | 406
19201 | BLACKMTN | WAPA L.C. | 115 | 19 | WAPA-DSW | 191
31218 | ER_FTNJT | PG AND E | 115 | 30 | Conf Load (N. Coast) | 302
11035 | BUTERFLD | EL PASO | 115 | 11 | EPE - Native Load | 110
10297 | SANLUCAS | NEW MEXICO | 115 | 10 | PNM: Northwestern | 107
46962 | SPRLKTP | NORTHWEST | 115 | 40 | Tacoma Power - General | 466
34191 | PMTFMPPJT | PG AND E | 115 | 30 | Conf Load (Yosemite) | 313
70346 | RALSTON2 | PSCOLORADO | 115 | 70 | ZoneRD | 700
70347 | RAMON | PSCOLORADO | 115 | 70 | ZoneSL | 710
46830 | WENTAP | NORTHWEST | 115 | 40 | Central Washington | 403
30876 | MCCALL1M | PG AND E | 115 | 30 | Conf Load (Fresno) | 314
41109 | LIBERTY_LK# | NORTHWEST | 115 | 40 | Spokane Area, N Idaho, W Montana | 406
31223 | REDBUDJ1 | PG AND E | 115 | 30 | Conf Load (N. Coast) | 302
42101 | SEDRO | NORTHWEST | 115 | 40 | SKAGIT | 422
404910 | GUM_ST | NORTHWEST | 115 | 40 | Lower Columbia Basin | 404
10072 | WNDWROCK | NEW MEXICO | 115 | 10 | PNM: Other | 108
46923 | ARTNDL-T | NORTHWEST | 115 | 40 | Tacoma Power - General | 466
70364 | ROBINSONRACK | PSCOLORADO | 115 | 70 | ZoneRM | 709
45693 | KELLOGM | NORTHWEST | 115 | 40 | Snohomish PUD | 468
31226 | HGHLAND | PG AND E | 115 | 30 | Conf Load (N. Coast) | 302
31227 | HGHLNDJ2 | PG AND E | 115 | 30 | Conf Load (N. Coast) | 302
46952 | MCCULLOUGH# | NORTHWEST | 115 | 40 | Tacoma Power - General | 466
46153 | RANDOLPH | NORTHWEST | 115 | 40 | Grant County, WA | 482
41107 | VALLEY_WAY | NORTHWEST | 115 | 40 | Spokane Area, N Idaho, W Montana | 406
11037 | CALIENTE | EL PASO | 115 | 11 | EPE - Native Load | 110
41108 | VALLEYWAY#1 | NORTHWEST | 115 | 40 | Spokane Area, N Idaho, W Montana | 406
10272 | RITA | NEW MEXICO | 115 | 10 | PNM: Albuquerque | 101
41073 | TILLAMOK | NORTHWEST | 115 | 40 | Portland Area | 401
41105 | VALHALLA | NORTHWEST | 115 | 40 | Central Washington | 403
405475 | SOUTH_SLOPE+ | NORTHWEST | 115 | 40 | Lower Columbia Basin | 404
46129 | WILSONCK | NORTHWEST | 115 | 40 | AVA: Big Bend | 445
41103 | UNDRWOOD# | NORTHWEST | 115 | 40 | Portland Area | 401
41097 | TROY+ | NORTHWEST | 115 | 40 | Spokane Area, N Idaho, W Montana | 406
41099 | TUM_TUM# | NORTHWEST | 115 | 40 | Spokane Area, N Idaho, W Montana | 406
42109 | FDS115 S | NORTHWEST | 115 | 40 | SKAGIT | 422
46101 | SOAP LK | NORTHWEST | 115 | 40 | Grant County, WA | 482
34192 | PMTFMPP | PG AND E | 115 | 30 | Conf Load (Yosemite) | 313
405476 | PRIOR# | NORTHWEST | 115 | 40 | Lower Columbia Basin | 404
31242 | STNY PTP | PG AND E | 115 | 30 | Conf Load (N. Coast) | 302
64049 | KINGS RV | SIERRA | 115 | 64 | NON-SPP GEN | 643
10031 | BECKNER | NEW MEXICO | 115 | 10 | PNM: Santa Fe | 106
34725 | ALPAUGHNTH | PG AND E | 115 | 30 | Conf Load (Fresno) | 314
46773 | STADMTP | NORTHWEST | 115 | 40 | Tacoma Power - General | 466
64229 | SUMMIT 2 | SIERRA | 115 | 64 | SPP-North Tahoe | 647
10130 | HONDALE | NEW MEXICO | 115 | 10 | PNM: Deming | 104
46772 | STADIUM | NORTHWEST | 115 | 40 | Tacoma Power - General | 466
30878 | MCCALL3M | PG AND E | 115 | 30 | Conf Load (Fresno) | 314
45697 | LK CHAPLAIN | NORTHWEST | 115 | 40 | Snohomish PUD | 468
41089 | TRENTWOD | NORTHWEST | 115 | 40 | Spokane Area, N Idaho, W Montana | 406
31250 | RINCON | PG AND E | 115 | 30 | Conf Load (N. Coast) | 302
10139 | INEZ | NEW MEXICO | 115 | 10 | PNM: Albuquerque | 101
42116 | SAWMILL | NORTHWEST | 115 | 40 | SKAGIT | 422
11259 | RIPLEY | EL PASO | 115 | 11 | EPE - Native Load | 110
40925 | SALEM_AL# | NORTHWEST | 115 | 40 | Portland Area | 401
34182 | WSTLD1RA | PG AND E | 115 | 30 | Conf Load (Yosemite) | 313
41085 | TONASKET | NORTHWEST | 115 | 40 | Central Washington | 403
64050 | KINGSRVR_SS | SIERRA | 115 | 64 | NON-SPP GEN | 643
43435 | RAINIER | NORTHWEST | 115 | 40 | Portland General - SUBT NODE | 454
45683 | HILTON LK | NORTHWEST | 115 | 40 | Snohomish PUD | 468
19057 | ORACLE | WAPA L.C. | 115 | 19 | WAPA-DSW | 191
405472 | SUNHEAVEN2 | NORTHWEST | 115 | 40 | Lower Columbia Basin | 404
10245 | PERSON | NEW MEXICO | 115 | 10 | PNM: Albuquerque | 101
40927 | SAMUELS+ | NORTHWEST | 115 | 40 | Spokane Area, N Idaho, W Montana | 406
34385 | KINGS J1 | PG AND E | 115 | 30 | Conf Load (Fresno) | 314
41077 | TIMBER# | NORTHWEST | 115 | 40 | Portland Area | 401
34164 | DFS | PG AND E | 115 | 30 | Conf Load (Yosemite) | 313
10149 | JEFFERSN | NEW MEXICO | 115 | 10 | PNM: Albuquerque | 101
41071 | T_DALLES | NORTHWEST | 115 | 40 | Lower Columbia Basin | 404
46093 | SEEP LK | NORTHWEST | 115 | 40 | Grant County, WA | 482
40921 | SALEM | NORTHWEST | 115 | 40 | Portland Area | 401
19096 | MARANATAP | WAPA L.C. | 115 | 19 | WAPA-DSW | 191
45705 | LYNNWOOD | NORTHWEST | 115 | 40 | Snohomish PUD | 468
10302 | SARA_CS | NEW MEXICO | 115 | 10 | PNM: Sandoval | 103
34709 | 7STNDRD | PG AND E | 115 | 30 | Conf Load (Kern) | 315
41065 | TAYLOR_FLTS+ | NORTHWEST | 115 | 40 | Lower Columbia Basin | 404
46877 | RR DIST | NORTHWEST | 115 | 40 | Central Washington | 403
41069 | THAYER+ | NORTHWEST | 115 | 40 | Lower Columbia Basin | 404
46734 | LAGRND | NORTHWEST | 115 | 40 | Tacoma Power - General | 466
41067 | THATCHER# | NORTHWEST | 115 | 40 | Portland Area | 401
70449 | DESRTCOV | PSCOLORADO | 115 | 70 | ZoneWP | 712
42120 | SEDRO E | NORTHWEST | 115 | 40 | SKAGIT | 422
24702 | KRAMER | SOCALIF | 115 | 24 | SCE Kramer/Inyokern/Coolwater | 953
405491 | PRIOR_4# | NORTHWEST | 115 | 40 | Lower Columbia Basin | 404
31456 | MALACHA1 | PG AND E | 115 | 30 | Conf Load (N. Valley) | 303
45745 | PAINE FIELD | NORTHWEST | 115 | 40 | Snohomish PUD | 468
46722 | HAWTHORN | NORTHWEST | 115 | 40 | Tacoma Power - General | 466
30883 | HERNDN2M | PG AND E | 115 | 30 | Conf Load (Fresno) | 314
46874 | OLDSSTN | NORTHWEST | 115 | 40 | Central Washington | 403
42122 | LO BKRTP | NORTHWEST | 115 | 40 | SKAGIT | 422
41064 | LESLIE_RD | NORTHWEST | 115 | 40 | Lower Columbia Basin | 404
33961 | TCHRT_T1 | PG AND E | 115 | 30 | Conf Load (Stockton) | 311
45703 | LK STEVENS | NORTHWEST | 115 | 40 | Snohomish PUD | 468
42608 | HOBART | NORTHWEST | 115 | 40 | S.KING | 428
41063 | TAPTEAL+ | NORTHWEST | 115 | 40 | Lower Columbia Basin | 404
406050 | KENNEWICK | NORTHWEST | 115 | 40 | Lower Columbia Basin | 404
46091 | SCHRAG T | NORTHWEST | 115 | 40 | Grant County, WA | 482
41059 | TAHKNICH | NORTHWEST | 115 | 40 | Western Oregon | 402
629129 | BURKE AVA B | MONTANA | 115 | 62 | MISSOULA_MT | 629
10303 | SARA_CT | NEW MEXICO | 115 | 10 | PNM: Sandoval | 103
46682 | CUSHMN22 | NORTHWEST | 115 | 40 | Tacoma Power - General | 466
41045 | SUMNER# | NORTHWEST | 115 | 40 | Western Oregon | 402
34404 | WST FRSO | PG AND E | 115 | 30 | Conf Load (Fresno) | 314
20019 | PJZ-115 | MEXICO-CFE | 115 | 20 | ZoneTJ | 203
34104 | ATWATER | PG AND E | 115 | 30 | Conf Load (Yosemite) | 313
42225 | FREELAND | NORTHWEST | 115 | 40 | ISLAND | 424
43519 | SELLWOOD | NORTHWEST | 115 | 40 | Portland General - BES S/S | 451
42135 | TEXACO E | NORTHWEST | 115 | 40 | SKAGITI | 423
631060 | RUDYARD WAPA | WAPA U.W. | 115 | 63 | NOGF_WAUW | 631
45708 | KEELERS T | NORTHWEST | 115 | 40 | Snohomish PUD | 468
46699 | DEFIANCE | NORTHWEST | 115 | 40 | Tacoma Power - General | 466
31474 | FRBSTNTP | PG AND E | 115 | 30 | Conf Load (N. Valley) | 303
40911 | SACJAWEA | NORTHWEST | 115 | 40 | Lower Columbia Basin | 404
42136 | LO BAKR4 | NORTHWEST | 115 | 40 | SKAGIT | 422
70521 | PEAKVIEW_CR | PSCOLORADO | 115 | 70 | ZoneRS | 704
15138 | CRUSHER | SRP | 115 | 15 | SRP EMA 115kV | 1506
45701 | LK SERENE | NORTHWEST | 115 | 40 | Snohomish PUD | 468
46690 | CRANDLTP | NORTHWEST | 115 | 40 | Tacoma Power - General | 466
32559 | MTCLPHJ2 | PG AND E | 115 | 30 | Conf Load (North Bay) | 306
46691 | CRESCNT1 | NORTHWEST | 115 | 40 | Tacoma Power - General | 466
42150 | N.POINTE | NORTHWEST | 115 | 40 | SKAGIT | 422
40907 | SACHEEN | NORTHWEST | 115 | 40 | Spokane Area, N Idaho, W Montana | 406
42227 | HILCREST | NORTHWEST | 115 | 40 | ISLAND | 424
34356 | KERCKHF1 | PG AND E | 115 | 30 | Conf Load (Fresno) | 314
46688 | COLLINS1 | NORTHWEST | 115 | 40 | Tacoma Power - General | 466
42642 | ROBINSN | NORTHWEST | 115 | 40 | S.KING | 428
42643 | ROLLHLS | NORTHWEST | 115 | 40 | S.KING | 428
46085 | RUFF TP | NORTHWEST | 115 | 40 | Grant County, WA | 482
34102 | CERTTEED | PG AND E | 115 | 30 | Conf Load (Yosemite) | 313
31489 | GRIZZLYT4-2 | PG AND E | 115 | 30 | Conf Load (N. Valley) | 303
46680 | BRKDALE | NORTHWEST | 115 | 40 | Tacoma Power - Mutuals | 467
10310 | SEWER_PL | NEW MEXICO | 115 | 10 | PNM: Albuquerque | 101
11052 | COYOTE | EL PASO | 115 | 11 | EPE - Native Load | 110
31491 | GPH-BC | PG AND E | 115 | 30 | Conf Load (N. Valley) | 303
42652 | SWEPTWNG | NORTHWEST | 115 | 40 | S.KING | 428
34804 | BELRIDGE | PG AND E | 115 | 30 | Conf Load (Kern) | 315
42752 | DUPONT | NORTHWEST | 115 | 40 | PIERCE | 430
20021 | JAT-115 | MEXICO-CFE | 115 | 20 | ZoneEN | 205
41014 | SNOKING_S3 | NORTHWEST | 115 | 40 | Seattle Area, Olympic Peninsula | 400
45757 | PK RIDGE T | NORTHWEST | 115 | 40 | Snohomish PUD | 468
34106 | CASTLE | PG AND E | 115 | 30 | Conf Load (Yosemite) | 313
364521 | CALTRAINSSF | PG AND E | 115 | 30 | Conf Load (Peninsula) | 310
45759 | RICHMOND | NORTHWEST | 115 | 40 | Snohomish PUD | 468
45663 | GOLD BAR | NORTHWEST | 115 | 40 | Snohomish PUD | 468
408195 | MA_COLLINS | NORTHWEST | 115 | 40 | Lower Columbia Basin | 404
42303 | LAKESIDE | NORTHWEST | 115 | 40 | N.KING | 426
46128 | BRADEN | NORTHWEST | 115 | 40 | Grant County, WA | 482
11054 | CROMO | EL PASO | 115 | 11 | EPE - Native Load | 110
45649 | FLORAL H | NORTHWEST | 115 | 40 | Snohomish PUD | 468
33951 | VLYHMTP1 | PG AND E | 115 | 30 | Conf Load (Stockton) | 311
45659 | GLENWD | NORTHWEST | 115 | 40 | Snohomish PUD | 468
10085 | COTTONWT | NEW MEXICO | 115 | 10 | PNM: Albuquerque | 101
33950 | RVRBK TP | PG AND E | 115 | 30 | Conf Load (Stanislaus) | 312
45653 | FRONTIER | NORTHWEST | 115 | 40 | Snohomish PUD | 468
45651 | FOBES | NORTHWEST | 115 | 40 | Snohomish PUD | 468
42745 | BONNEYLK | NORTHWEST | 115 | 40 | PIERCE | 430
42747 | CEDARHST | NORTHWEST | 115 | 40 | PIERCE | 430
42751 | DIERINGR | NORTHWEST | 115 | 40 | PIERCE | 430
11220 | PENDALE | EL PASO | 115 | 11 | EPE - Native Load | 110
42753 | EDGEWOOD | NORTHWEST | 115 | 40 | PIERCE | 430
31508 | HONC JT3 | PG AND E | 115 | 30 | Conf Load (N. Valley) | 303
45647 | FIVE CR | NORTHWEST | 115 | 40 | Snohomish PUD | 468
10937 | HLWR_INT-BUS | NEW MEXICO | 115 | 10 | PNM: EHV and Gen | 100
20302 | SHA-115 | MEXICO-CFE | 115 | 20 | ZoneTJ | 203
45643 | OSO SNPD | NORTHWEST | 115 | 40 | Snohomish PUD | 468
40871 | RAYMOND | NORTHWEST | 115 | 40 | Seattle Area, Olympic Peninsula | 400
10257 | PRINCESS | NEW MEXICO | 115 | 10 | PNM: Albuquerque | 101
11060 | DIABLO | EL PASO | 115 | 11 | EPE - Native Load | 110
40865 | RATLESNK+ | NORTHWEST | 115 | 40 | Lower Columbia Basin | 404
40863 | RAINBOW_VLY# | NORTHWEST | 115 | 40 | Western Oregon | 402
34223 | PSE MCKT | PG AND E | 115 | 30 | Conf Load (Kern) | 315
20304 | TSHO-115 | MEXICO-CFE | 115 | 20 | ZoneTJ | 203
40859 | PROS_RVRFNT# | NORTHWEST | 115 | 40 | Lower Columbia Basin | 404
40858 | ACORD+ | NORTHWEST | 115 | 40 | Lower Columbia Basin | 404
40857 | PRIEST_RVR# | NORTHWEST | 115 | 40 | Spokane Area, N Idaho, W Montana | 406
20325 | ACU-115 | MEXICO-CFE | 115 | 20 | ZoneEN | 205
40855 | PRAIRIEB | NORTHWEST | 115 | 40 | AVA: Coeur D'Alene | 441
40853 | POTLATCH+ | NORTHWEST | 115 | 40 | Seattle Area, Olympic Peninsula | 400
42305 | NOVELTY | NORTHWEST | 115 | 40 | N.KING | 426
20326 | JOY-115 | MEXICO-CFE | 115 | 20 | ZoneTJ | 203
46966 | HUSON | NORTHWEST | 115 | 40 | Tacoma Power - General | 466
31960 | MOBILCHE | PG AND E | 115 | 30 | Conf Load (Sacramento) | 304
40843 | PORT ANG | NORTHWEST | 115 | 40 | Seattle Area, Olympic Peninsula | 400
10313 | SHELLTAP | NEW MEXICO | 115 | 10 | PNM: Sandoval | 103
19044 | COOLIDGE | WAPA L.C. | 115 | 19 | WAPA-DSW | 191
408590 | PROSSER# | NORTHWEST | 115 | 40 | Lower Columbia Basin | 404
42315 | CASCADEP | NORTHWEST | 115 | 40 | N.KING | 426
45637 | EVERETT | NORTHWEST | 115 | 40 | Snohomish PUD | 468
408570 | PRIEST_RVR | NORTHWEST | 115 | 40 | Spokane Area, N Idaho, W Montana | 406
40833 | PLSTHILL# | NORTHWEST | 115 | 40 | Western Oregon | 402
42322 | SAMMSH W | NORTHWEST | 115 | 40 | N.KING | 426
33944 | RVRBANK | PG AND E | 115 | 30 | Conf Load (Stanislaus) | 312
20074 | COE-115 | MEXICO-CFE | 115 | 20 | ZoneEN | 205
408630 | RAINBOW_VLY | NORTHWEST | 115 | 40 | Western Oregon | 402
45775 | SMOKEY PT | NORTHWEST | 115 | 40 | Snohomish PUD | 468
11063 | DYER | EL PASO | 115 | 11 | EPE - Native Load | 110
41035 | STEVNSON1# | NORTHWEST | 115 | 40 | Portland Area | 401
40815 | VA_PARKER+ | NORTHWEST | 115 | 40 | Western Oregon | 402
46944 | CRESCNTT | NORTHWEST | 115 | 40 | Tacoma Power - General | 466
47015 | CARROLLS | NORTHWEST | 115 | 40 | Cowlitz County, WA | 457
45787 | WALLACE T | NORTHWEST | 115 | 40 | Snohomish PUD | 468
409291 | SAN_SAN_CIO | NORTHWEST | 115 | 40 | Spokane Area, N Idaho, W Montana | 406
40807 | OROVILLE | NORTHWEST | 115 | 40 | Central Washington | 403
45633 | EDMONDS T | NORTHWEST | 115 | 40 | Snohomish PUD | 468
409290 | SAN_SEL_JMP | NORTHWEST | 115 | 40 | Spokane Area, N Idaho, W Montana | 406
34110 | ATWATR J | PG AND E | 115 | 30 | Conf Load (Yosemite) | 313
40801 | OPHIR# | NORTHWEST | 115 | 40 | Central Washington | 403
42872 | LONGMIRE | NORTHWEST | 115 | 40 | THURSTN | 432
33936 | MELNS JB | PG AND E | 115 | 30 | Conf Load (Stanislaus) | 312
34359 | AIRWAYJ2 | PG AND E | 115 | 30 | Conf Load (Fresno) | 314
10255 | PRAGER | NEW MEXICO | 115 | 10 | PNM: Albuquerque | 101
10033 | BEL_AIR | NEW MEXICO | 115 | 10 | PNM: Albuquerque | 101
41036 | N_BONN_ANX+ | NORTHWEST | 115 | 40 | Portland Area | 401
42362 | WIND RDG | NORTHWEST | 115 | 40 | N.KING | 426
40791 | OLYMPIA E | NORTHWEST | 115 | 40 | Seattle Area, Olympic Peninsula | 400
33934 | TULLOCH | PG AND E | 115 | 30 | Conf Load (Stanislaus) | 312
45630 | PORTAGE | NORTHWEST | 115 | 40 | Snohomish PUD | 468
34360 | WWARD JT | PG AND E | 115 | 30 | Conf Load (Fresno) | 314
40785 | NOTI_CREEK+ | NORTHWEST | 115 | 40 | Western Oregon | 402
45628 | PORT GARDNER | NORTHWEST | 115 | 40 | Snohomish PUD | 468
33928 | CHINESESTA | PG AND E | 115 | 30 | Conf Load (Stanislaus) | 312
45629 | E ARLINGTON | NORTHWEST | 115 | 40 | Snohomish PUD | 468
42380 | AMES_LAKE | NORTHWEST | 115 | 40 | PSEOTHER | 439
34762 | RENFRO | PG AND E | 115 | 30 | Conf Load (Kern) | 315
11066 | SPARKS | EL PASO | 115 | 11 | EPE - Native Load | 110
45626 | YORK | NORTHWEST | 115 | 40 | Snohomish PUD | 468
33930 | PEORIA | PG AND E | 115 | 30 | Conf Load (Stanislaus) | 312
46805 | CHELAN | NORTHWEST | 115 | 40 | Central Washington | 403
46914 | SEQUCEW | NORTHWEST | 115 | 40 | Tacoma Power - General | 466
33926 | CHINESESTAJT | PG AND E | 115 | 30 | Conf Load (Stanislaus) | 312
45622 | MARINER | NORTHWEST | 115 | 40 | Snohomish PUD | 468
10075 | COLINAS | NEW MEXICO | 115 | 10 | PNM: Santa Fe | 106
45619 | CAN PARK | NORTHWEST | 115 | 40 | Snohomish PUD | 468
10152 | JUANTABO | NEW MEXICO | 115 | 10 | PNM: Albuquerque | 101
45618 | SUNSET SNPD | NORTHWEST | 115 | 40 | Snohomish PUD | 468
42910 | S.BREM E | NORTHWEST | 115 | 40 | KITSAP | 434
31994 | GRAND IS | PG AND E | 115 | 30 | Conf Load (Sacramento) | 304
33920 | RCTRK J. | PG AND E | 115 | 30 | Conf Load (Stanislaus) | 312
46703 | ELBE-1 | NORTHWEST | 115 | 40 | Tacoma Power - General | 466
45616 | FITZGERALD | NORTHWEST | 115 | 40 | Snohomish PUD | 468
40770 | LONGVIEW_N | NORTHWEST | 115 | 40 | Cowlitz County, WA | 457
45797 | TENTH | NORTHWEST | 115 | 40 | Snohomish PUD | 468
40765 | MURRAY | NORTHWEST | 115 | 40 | Seattle Area, Olympic Peninsula | 400
11078 | HATCH | EL PASO | 115 | 11 | EPE - Native Load | 110
33910 | SNDBR JT | PG AND E | 115 | 30 | Conf Load (Stanislaus) | 312
40755 | MOXEE | NORTHWEST | 115 | 40 | Lower Columbia Basin | 404
31000 | HUMBOLDT | PG AND E | 115 | 30 | Conf Load (Humboldt) | 301
40741 | MIST# | NORTHWEST | 115 | 40 | Portland Area | 401
45801 | THRASHERS CR | NORTHWEST | 115 | 40 | Snohomish PUD | 468
42387 | CLYDE H. | NORTHWEST | 115 | 40 | N.KING | 426
40745 | MONMOUTH | NORTHWEST | 115 | 40 | Portland Area | 401
33916 | CURTISS | PG AND E | 115 | 30 | Conf Load (Stanislaus) | 312
45609 | BRIER | NORTHWEST | 115 | 40 | Snohomish PUD | 468
45608 | BEVERLY | NORTHWEST | 115 | 40 | Snohomish PUD | 468
33914 | MI-WUK | PG AND E | 115 | 30 | Conf Load (Stanislaus) | 312
32008 | SUISUN | PG AND E | 115 | 30 | Conf Load (Sacramento) | 304
42956 | MURDEN T | NORTHWEST | 115 | 40 | KITSAP | 434
45603 | BALLINGER | NORTHWEST | 115 | 40 | Snohomish PUD | 468
33912 | SPRNG GJ | PG AND E | 115 | 30 | Conf Load (Stanislaus) | 312
32010 | JAMESON | PG AND E | 115 | 30 | Conf Load (Sacramento) | 304
42964 | PT. MAD | NORTHWEST | 115 | 40 | KITSAP | 434
32011 | WEC | PG AND E | 115 | 30 | Conf Load (Sacramento) | 304
402170 | RVR_TRAIL | NORTHWEST | 115 | 40 | Lower Columbia Basin | 404
401032 | SPAW | NORTHWEST | 115 | 40 | Lower Columbia Basin | 404
45493 | STAT ST | NORTHWEST | 115 | 40 | PAC:CBAY | 473
45321 | VILLAGEG | NORTHWEST | 115 | 40 | PAC:WLMT | 472
41031 | STEVENS_DR1 | NORTHWEST | 115 | 40 | Lower Columbia Basin | 404
402479 | COLFALL_TX-E | NORTHWEST | 115 | 40 | Western Montana | 486
47041 | EVANS C | NORTHWEST | 115 | 40 | Clark County, WA | 456
46637 | PEARL | NORTHWEST | 115 | 40 | Tacoma Power - General | 466
33904 | BEARDSLY | PG AND E | 115 | 30 | Conf Load (Stanislaus) | 312
45516 | VILAS RD | NORTHWEST | 115 | 40 | PAC:MDFD | 470
40730 | MEAD# | NORTHWEST | 115 | 40 | Spokane Area Publics | 491
45533 | WINCHSTR | NORTHWEST | 115 | 40 | PAC:ROSE | 471
10252 | UNSER | NEW MEXICO | 115 | 10 | PNM: Albuquerque | 101
401570 | RADAR_5+ | NORTHWEST | 115 | 40 | Southern Oregon | 405
45505 | TOKETEE | NORTHWEST | 115 | 40 | PAC:ROSE | 471
32116 | UCDAVSJ1 | PG AND E | 115 | 30 | Conf Load (Sacramento) | 304
43014 | BASIN TP | NORTHWEST | 115 | 40 | Portland General - BES NODE | 452
43015 | BARNES | NORTHWEST | 115 | 40 | Portland General - BES NODE | 452
45503 | TILLER | NORTHWEST | 115 | 40 | PAC:ROSE | 471
45501 | TALENT | NORTHWEST | 115 | 40 | PAC:MDFD | 470
45500 | TAKELMA | NORTHWEST | 115 | 40 | PAC:MDFD | 470
43033 | BELL | NORTHWEST | 115 | 40 | Portland General - BES S/S | 451
43037 | BETHEL | NORTHWEST | 115 | 40 | Portland General - BES S/S | 451
10154 | KAFB | NEW MEXICO | 115 | 10 | PNM: Albuquerque | 101
43043 | BETHELSO | NORTHWEST | 115 | 40 | Portland General - BES NODE | 452
10322 | SLUCAS_T | NEW MEXICO | 115 | 10 | PNM: Northwestern | 107
45497 | WINECTRY | NORTHWEST | 115 | 40 | PAC:YKMA | 477
11081 | HOLLOMAN | EL PASO | 115 | 11 | EPE - Native Load | 110
33591 | KYOHO | PG AND E | 115 | 30 | Conf Load (Stockton) | 311
32206 | BOGUE | PG AND E | 115 | 30 | Conf Load (Sierra) | 305
11082 | HORIZON | EL PASO | 115 | 11 | EPE - Native Load | 110
43056 | CORNEL # | NORTHWEST | 115 | 40 | Portland General - BES NODE | 452
32208 | GREENLEAF1JT | PG AND E | 115 | 30 | Conf Load (Sierra) | 305
43068 | BROOKWOOD | NORTHWEST | 115 | 40 | Portland General - BES S/S | 451
33584 | TIGR CRK | PG AND E | 115 | 30 | Conf Load (Stockton) | 311
32212 | E.NICOLS | PG AND E | 115 | 30 | Conf Load (Sierra) | 305
43085 | CANYON | NORTHWEST | 115 | 40 | Portland General - BES S/S | 451
32214 | RIO OSO | PG AND E | 115 | 30 | Conf Load (Sierra) | 305
45482 | SELAHBUS | NORTHWEST | 115 | 40 | PAC:YKMA | 477
32218 | DRUM | PG AND E | 115 | 30 | Conf Load (Sierra) | 305
45478 | SCENICPW | NORTHWEST | 115 | 40 | PAC:MDFD | 470
43092 | CORN TP2 | NORTHWEST | 115 | 40 | Portland General - BES NODE | 452
32219 | DUTCHFLAT1PH | PG AND E | 115 | 30 | Conf Load (Sierra) | 305
43099 | CNTENIAL | NORTHWEST | 115 | 40 | Portland General - BES NODE | 452
33580 | ALTENRGY | PG AND E | 115 | 30 | Conf Load (Stockton) | 311
43103 | CNTENL 2 | NORTHWEST | 115 | 40 | Portland General - BES NODE | 452
11085 | LANE___# | EL PASO | 115 | 11 | EPE - Native Load | 110
32222 | DTCH FL2 TP | PG AND E | 115 | 30 | Conf Load (Sierra) | 305
10004 | ALCAZAR | NEW MEXICO | 115 | 10 | PNM: Albuquerque | 101
32224 | CHCGO PK | PG AND E | 115 | 30 | Conf Load (Sierra) | 305
43138 | DAYTON_TAP | NORTHWEST | 115 | 40 | Portland General - BES S/S | 451
32225 | BRNSWKTP | PG AND E | 115 | 30 | Conf Load (Sierra) | 305
33576 | MDWYWND | PG AND E | 115 | 30 | Conf Load (Stockton) | 311
32226 | BRUNSWCK | PG AND E | 115 | 30 | Conf Load (Sierra) | 305
43157 | E SUBSTA | NORTHWEST | 115 | 40 | Portland General - BES S/S | 451
43165 | EASTPORT | NORTHWEST | 115 | 40 | Portland General - BES NODE | 452
32227 | BRNSWALT | PG AND E | 115 | 30 | Conf Load (Sierra) | 305
43185 | FAIRVW P | NORTHWEST | 115 | 40 | Portland General - BES S/S | 451
43193 | FARADAY | NORTHWEST | 115 | 40 | Portland General - BES S/S | 451
32229 | HORSHE1 | PG AND E | 115 | 30 | Conf Load (Sierra) | 305
43201 | GLENCOE | NORTHWEST | 115 | 40 | Portland General - BES NODE | 452
43205 | GLENCULN | NORTHWEST | 115 | 40 | Portland General - BES NODE | 452
43207 | GLNDOVER | NORTHWEST | 115 | 40 | Portland General - BES S/S | 451
43209 | GRDNHOM1 | NORTHWEST | 115 | 40 | Portland General - BES NODE | 452
43211 | GRDNHOM2 | NORTHWEST | 115 | 40 | Portland General - BES NODE | 452
43213 | GRDNHOME | NORTHWEST | 115 | 40 | Portland General - BES NODE | 452
10324 | SP-HW-UT | NEW MEXICO | 115 | 10 | PNM: Albuquerque | 101
43217 | GRESHAMA | NORTHWEST | 115 | 40 | Portland General - BES S/S | 451
43219 | GRESHAMB | NORTHWEST | 115 | 40 | Portland General - BES S/S | 451
32234 | NEWCSTLE | PG AND E | 115 | 30 | Conf Load (Sierra) | 305
33570 | RIPONCOGENJT | PG AND E | 115 | 30 | Conf Load (Stockton) | 311
32235 | NEWCSTL2 | PG AND E | 115 | 30 | Conf Load (Sierra) | 305
33569 | GRANITE | PG AND E | 115 | 30 | Conf Load (Stockton) | 311
32236 | FLINT1 | PG AND E | 115 | 30 | Conf Load (Sierra) | 305
43240 | HELVETIA | NORTHWEST | 115 | 40 | Portland General - BES S/S | 451
43241 | HEMLCK | NORTHWEST | 115 | 40 | Portland General - BES NODE | 452
43252 | HOGAN N | NORTHWEST | 115 | 40 | Portland General - BES NODE | 452
11088 | LAS_CRUC | EL PASO | 115 | 11 | EPE - Native Load | 110
43254 | HOGAN #1 | NORTHWEST | 115 | 40 | Portland General - BES NODE | 452
32239 | FLINT2 | PG AND E | 115 | 30 | Conf Load (Sierra) | 305
33568 | TH.E.DV. | PG AND E | 115 | 30 | Conf Load (Stockton) | 311
32242 | DRUM 1M | PG AND E | 115 | 30 | Conf Load (Sierra) | 305
43265 | INDIAN | NORTHWEST | 115 | 40 | Portland General - BES NODE | 452
43267 | ISLAND | NORTHWEST | 115 | 40 | Portland General - BES NODE | 452
43273 | JENGSLD2 | NORTHWEST | 115 | 40 | Portland General - BES NODE | 452
32246 | DRUM 2M | PG AND E | 115 | 30 | Conf Load (Sierra) | 305
45383 | CHERYPPL | NORTHWEST | 115 | 40 | Clark County, WA | 456
43279 | KINGCITY | NORTHWEST | 115 | 40 | Portland General - BES NODE | 452
45382 | CAVEMAN | NORTHWEST | 115 | 40 | PAC:GRPS | 481
32252 | APPLE HL | PG AND E | 115 | 30 | Conf Load (Sierra) | 305
45378 | BLOSS | NORTHWEST | 115 | 40 | PAC:PTLD | 489
45373 | BELKNAP | NORTHWEST | 115 | 40 | PAC:MDFD | 470
33562 | BELLOTA | PG AND E | 115 | 30 | Conf Load (Stockton) | 311
10326 | SPACHECO | NEW MEXICO | 115 | 10 | PNM: Santa Fe | 106
43315 | MERIDIAN | NORTHWEST | 115 | 40 | Portland General - BES S/S | 451
32256 | PLCRVLB3 | PG AND E | 115 | 30 | Conf Load (Sierra) | 305
43318 | MIDGRV # | NORTHWEST | 115 | 40 | Portland General - BES NODE | 452
32257 | PLCRVLT2 | PG AND E | 115 | 30 | Conf Load (Sierra) | 305
45363 | VOORHIES | NORTHWEST | 115 | 40 | PAC:MDFD | 470
32258 | DMND SPR | PG AND E | 115 | 30 | Conf Load (Sierra) | 305
45362 | NMEDFORD | NORTHWEST | 115 | 40 | PAC:MDFD | 470
45354 | MONPAC | NORTHWEST | 115 | 40 | PAC:WLMT | 472
45358 | MOUNTAVE | NORTHWEST | 115 | 40 | PAC:MDFD | 470
43335 | MT PLSN2 | NORTHWEST | 115 | 40 | Portland General - BES NODE | 452
43337 | MT PLSNT | NORTHWEST | 115 | 40 | Portland General - BES NODE | 452
32261 | MIZOU_T1 | PG AND E | 115 | 30 | Conf Load (Sierra) | 305
33557 | CDCRSTN | PG AND E | 115 | 30 | Conf Load (Stockton) | 311
45353 | YALE | NORTHWEST | 115 | 40 | PAC:LWSR | 419
33556 | STN COGN | PG AND E | 115 | 30 | Conf Load (Stockton) | 311
32263 | CLRKSVLE | PG AND E | 115 | 30 | Conf Load (Sierra) | 305
43361 | NORTH FK | NORTHWEST | 115 | 40 | Portland General - BES S/S | 451
32264 | CLRKSVLT | PG AND E | 115 | 30 | Conf Load (Sierra) | 305
43370 | OAKGROVE_W | NORTHWEST | 115 | 40 | Portland General - BES S/S | 451
43371 | OAKGROVE | NORTHWEST | 115 | 40 | Portland General - BES S/S | 451
32265 | SHPRING | PG AND E | 115 | 30 | Conf Load (Sierra) | 305
43381 | ORENCO | NORTHWEST | 115 | 40 | Portland General - BES S/S | 451
43386 | OSTLTP1 | NORTHWEST | 115 | 40 | Portland General - BES S/S | 451
32268 | SHPRING2 | PG AND E | 115 | 30 | Conf Load (Sierra) | 305
33552 | STCKTNJB | PG AND E | 115 | 30 | Conf Load (Stockton) | 311
33554 | CDCRSTNJT | PG AND E | 115 | 30 | Conf Load (Stockton) | 311
45333 | WAPATO | NORTHWEST | 115 | 40 | PAC:YKMA | 477
45328 | HOLLYW T | NORTHWEST | 115 | 40 | PAC:PTLD | 489
43410 | PEN PARK | NORTHWEST | 115 | 40 | Portland General - BES NODE | 452
32278 | SPICAMIN | PG AND E | 115 | 30 | Conf Load (Sierra) | 305
43414 | PEN TP2 | NORTHWEST | 115 | 40 | Portland General - BES NODE | 452
43415 | MILL CR | NORTHWEST | 115 | 40 | Portland General - BES S/S | 451
43419 | PLSNTVLY | NORTHWEST | 115 | 40 | Portland General - BES NODE | 452
32286 | OLIVH J3 | PG AND E | 115 | 30 | Conf Load (Sierra) | 305
11099 | MESA___# | EL PASO | 115 | 11 | EPE - Native Load | 110
32288 | E.MRY J1 | PG AND E | 115 | 30 | Conf Load (Sierra) | 305
43439 | RALGHHIL | NORTHWEST | 115 | 40 | Portland General - BES NODE | 452
32290 | OLIVH J1 | PG AND E | 115 | 30 | Conf Load (Sierra) | 305
43444 | RAMAPOTP1 | NORTHWEST | 115 | 40 | Portland General - BES NODE | 452
32292 | FREC TAP | PG AND E | 115 | 30 | Conf Load (Sierra) | 305
43449 | REDLAND1 | NORTHWEST | 115 | 40 | Portland General - BES NODE | 452
32356 | LINCLN | PG AND E | 115 | 30 | Conf Load (Sierra) | 305
43453 | REEDVILE | NORTHWEST | 115 | 40 | Portland General - BES S/S | 451
32398 | RBROCKLINJCT | PG AND E | 115 | 30 | Conf Load (Sierra) | 305
43461 | RIVRGT A | NORTHWEST | 115 | 40 | Portland General - BES S/S | 451
32400 | SPI-LINC | PG AND E | 115 | 30 | Conf Load (Sierra) | 305
33550 | HJ HEINZ | PG AND E | 115 | 30 | Conf Load (Stockton) | 311
32402 | RBROCKLIN | PG AND E | 115 | 30 | Conf Load (Sierra) | 305
47037 | EASTMONT | NORTHWEST | 115 | 40 | Central Washington | 403
43474 | ROCKCREEK | NORTHWEST | 115 | 40 | Portland General - BES S/S | 451
32404 | SPI JCT | PG AND E | 115 | 30 | Conf Load (Sierra) | 305
43476 | ROCKWD1 | NORTHWEST | 115 | 40 | Portland General - BES NODE | 452
43477 | ROCKWD2 | NORTHWEST | 115 | 40 | Portland General - BES NODE | 452
33548 | TRACY | PG AND E | 115 | 30 | Conf Load (Stockton) | 311
45299 | TROUTDAL | NORTHWEST | 115 | 40 | PAC:PTLD | 489
10079 | CORNEL_T | NEW MEXICO | 115 | 10 | PNM: Albuquerque | 101
10164 | KERMACT | NEW MEXICO | 115 | 10 | PNM: Northwestern | 107
79663 | ARCHERY TAP | WAPA R.M. | 115 | 73 | FEUS | 793
79662 | WESTLOOP | WAPA R.M. | 115 | 73 | FEUS | 793
79657 | TURLY S | WAPA R.M. | 115 | 73 | FEUS | 793
11103 | MILAGRO | EL PASO | 115 | 11 | EPE - Native Load | 110
32550 | SILVERDO | PG AND E | 115 | 30 | Conf Load (North Bay) | 306
79652 | PRAXAR TAP | WAPA R.M. | 115 | 73 | FEUS | 793
32551 | SILVRDJ1 | PG AND E | 115 | 30 | Conf Load (N. Coast) | 302
14350 | ADAMS | APS | 115 | 14 | APS | 141
32553 | MNTCLOJ2 | PG AND E | 115 | 30 | Conf Load (North Bay) | 306
43523 | SHERWD A | NORTHWEST | 115 | 40 | Portland General - BES S/S | 451
43525 | SHERWD B | NORTHWEST | 115 | 40 | Portland General - BES S/S | 451
32554 | MONTCLLO | PG AND E | 115 | 30 | Conf Load (North Bay) | 306
43531 | SIXCRNRS | NORTHWEST | 115 | 40 | Portland General - BES NODE | 452
79634 | KUTZ TAP | WAPA R.M. | 115 | 73 | FEUS | 793
14351 | BAGDAD | APS | 115 | 14 | APS | 141
79629 | HARE | WAPA R.M. | 115 | 73 | FEUS | 793
32560 | MNTCLOPH | PG AND E | 115 | 30 | Conf Load (North Bay) | 306
79624 | FRUITLND | WAPA R.M. | 115 | 73 | FEUS | 793
32561 | MTCLPHJ1 | PG AND E | 115 | 30 | Conf Load (North Bay) | 306
43549 | STMARYE2 | NORTHWEST | 115 | 40 | Portland General - BES NODE | 452
32562 | PUEBLOJT | PG AND E | 115 | 30 | Conf Load (N. Coast) | 302
43553 | STMARYSA | NORTHWEST | 115 | 40 | Portland General - BES S/S | 451
14352 | BONNYBRK | APS | 115 | 14 | APS | 141
10035 | BELAIR_T | NEW MEXICO | 115 | 10 | PNM: Albuquerque | 101
43570 | SWAN TAP | NORTHWEST | 115 | 40 | Portland General - BES NODE | 452
32568 | IGNACIO | PG AND E | 115 | 30 | Conf Load (North Bay) | 306
11108 | MOONGATE | EL PASO | 115 | 11 | EPE - Native Load | 110
79603 | ANIMAS | WAPA R.M. | 115 | 73 | FEUS | 793
43576 | SWAN TP1 | NORTHWEST | 115 | 40 | Portland General - BES NODE | 452
43577 | SYLVAN 2 | NORTHWEST | 115 | 40 | Portland General - BES NODE | 452
43581 | TABOR | NORTHWEST | 115 | 40 | Portland General - BES S/S | 451
10413 | JARALES | NEW MEXICO | 115 | 10 | PNM: Belen | 102
47040 | QUILCENE+ | NORTHWEST | 115 | 40 | Seattle Area, Olympic Peninsula | 400
10202 | MENAUL | NEW MEXICO | 115 | 10 | PNM: Albuquerque | 101
32580 | SKAGGS | PG AND E | 115 | 30 | Conf Load (North Bay) | 306
34792 | KERNRDGE | PG AND E | 115 | 30 | Conf Load (Kern) | 315
33534 | SAFEWAY | PG AND E | 115 | 30 | Conf Load (Stockton) | 311
79262 | CEMNT CK | WAPA R.M. | 115 | 73 | Zone69 | 791
365661 | Q1127 | PG AND E | 115 | 30 | Conf Load (Yosemite) | 313
365930 | Q653FJCT | PG AND E | 115 | 30 | Conf Load (Sacramento) | 304
14354 | SNMNUELS | APS | 115 | 14 | APS | 141
10331 | SUNSHIN# | NEW MEXICO | 115 | 10 | PNM: Northwestern | 107
366392 | Q1454 | PG AND E | 115 | 30 | Conf Load (San Jose) | 318
366100 | Q1374 | PG AND E | 115 | 30 | Conf Load (Central Coast) | 319
43619 | UNVSTYPG | NORTHWEST | 115 | 40 | Portland General - BES NODE | 452
34751 | TPMNTP2 | PG AND E | 115 | 30 | Conf Load (Kern) | 315
32598 | NTWR ALT | PG AND E | 115 | 30 | Conf Load (North Bay) | 306
43622 | URBAN_M2 | NORTHWEST | 115 | 40 | Portland General - BES S/S | 451
14355 | PRESCOTT | APS | 115 | 14 | APS | 141
79192 | SOCANAL | WAPA R.M. | 115 | 73 | ZoneR4 | 790
46621 | HILLTOP | NORTHWEST | 115 | 40 | Tacoma Power - General | 466
79185 | BRIDGEPT WB | WAPA R.M. | 115 | 73 | ZoneWN | 756
34415 | PNEDLE2 | PG AND E | 115 | 30 | Conf Load (Fresno) | 314
79183 | STRNELSN | WAPA R.M. | 115 | 73 | Zone69 | 791
34414 | WOODWARD | PG AND E | 115 | 30 | Conf Load (Fresno) | 314
46615 | N_FORK-2 | NORTHWEST | 115 | 40 | Tacoma Power - General | 466
32610 | MRE IS-Q | PG AND E | 115 | 30 | City of Pittsburg | 351
365680 | Q1103JCT | PG AND E | 115 | 30 | Conf Load (Stanislaus) | 312
79144 | LOSTCAN2 | WAPA R.M. | 115 | 73 | ZoneR4 | 790
45224 | HAYDEN T | NORTHWEST | 115 | 40 | PAC:PTLD | 489
32614 | MEYERTP1 | PG AND E | 115 | 30 | Conf Load (North Bay) | 306
43657 | WSTPRTLD | NORTHWEST | 115 | 40 | Portland General - BES S/S | 451
43662 | WSTUNION | NORTHWEST | 115 | 40 | Portland General - BES S/S | 451
32616 | MEYERTP2 | PG AND E | 115 | 30 | Conf Load (North Bay) | 306
45221 | OAK TAP | NORTHWEST | 115 | 40 | PAC:MDFD | 470
79121 | SANDCANY | WAPA R.M. | 115 | 73 | ZoneR4 | 790
32620 | NTWRJCT2 | PG AND E | 115 | 30 | Conf Load (North Bay) | 306
79117 | Y.JACK 2 | WAPA R.M. | 115 | 73 | Zone69 | 791
32740 | HILLSIDE | PG AND E | 115 | 30 | Conf Load (East Bay) | 307
43695 | DURHAM 2 | NORTHWEST | 115 | 40 | Portland General - BES NODE | 452
43697 | GLISAN | NORTHWEST | 115 | 40 | Portland General - BES S/S | 451
43701 | SPRNGBRK | NORTHWEST | 115 | 40 | Portland General - BES S/S | 451
43704 | HILLCRST | NORTHWEST | 115 | 40 | Portland General - BES S/S | 451
43706 | HUBER 1 | NORTHWEST | 115 | 40 | Portland General - BES NODE | 452
43707 | HUBER 2 | NORTHWEST | 115 | 40 | Portland General - BES NODE | 452
43709 | KP TAP | NORTHWEST | 115 | 40 | Portland General - BES NODE | 452
43710 | KELLEYPT | NORTHWEST | 115 | 40 | Portland General - BES NODE | 452
43713 | MARKET | NORTHWEST | 115 | 40 | Portland General - BES S/S | 451
43715 | MCGILL | NORTHWEST | 115 | 40 | Portland General - BES S/S | 451
32758 | SAN PBLO | PG AND E | 115 | 30 | Conf Load (East Bay) | 307
43720 | OAKHILLS | NORTHWEST | 115 | 40 | Portland General - BES NODE | 452
43737 | STMARYSC | NORTHWEST | 115 | 40 | Portland General - BES S/S | 451
43739 | SUNSETPG | NORTHWEST | 115 | 40 | Portland General - BES S/S | 451
32762 | STD. OIL | PG AND E | 115 | 30 | Conf Load (East Bay) | 307
43741 | TEK 1 | NORTHWEST | 115 | 40 | Portland General - BES NODE | 452
10167 | LAWRENC# | NEW MEXICO | 115 | 10 | PNM: Albuquerque | 101
32765 | ELCRTJ1 | PG AND E | 115 | 30 | Conf Load (East Bay) | 307
43744 | HORIZN2 | NORTHWEST | 115 | 40 | Portland General - BES S/S | 451
43745 | HORIZN3 | NORTHWEST | 115 | 40 | Portland General - BES S/S | 451
43750 | ABRNTHY# | NORTHWEST | 115 | 40 | Portland General - BES NODE | 452
34802 | MIDSET | PG AND E | 115 | 30 | Conf Load (Kern) | 315
79089 | SHENDOAH | WAPA R.M. | 115 | 73 | Zone69 | 791
11122 | ORO_GRAN | EL PASO | 115 | 11 | EPE - Native Load | 110
14361 | BAGCAP | APS | 115 | 14 | APS | 141
32770 | GRIZZLY2 | PG AND E | 115 | 30 | Conf Load (East Bay) | 307
43764 | BARNESTP1 | NORTHWEST | 115 | 40 | Portland General - BES NODE | 452
43766 | JENGSL # | NORTHWEST | 115 | 40 | Portland General - BES NODE | 452
43767 | LIBTY PG | NORTHWEST | 115 | 40 | Portland General - BES S/S | 451
43768 | BARNESTP2 | NORTHWEST | 115 | 40 | Portland General - BES S/S | 451
43769 | MULTNM2# | NORTHWEST | 115 | 40 | Portland General - BES NODE | 452
43770 | MULTNMA# | NORTHWEST | 115 | 40 | Portland General - BES NODE | 452
43772 | ARMSTRONG# | NORTHWEST | 115 | 40 | Portland General - BES NODE | 452
14364 | BAGDTWN | APS | 115 | 14 | APS | 141
32780 | CLARMNT | PG AND E | 115 | 30 | Conf Load (East Bay) | 307
32782 | STATIN D | PG AND E | 115 | 30 | Conf Load (East Bay) | 307
43778 | RAMAPO # | NORTHWEST | 115 | 40 | Portland General - BES NODE | 452
43781 | SALEMAL# | NORTHWEST | 115 | 40 | Portland General - BES NODE | 452
43786 | SYLVAN # | NORTHWEST | 115 | 40 | Portland General - BES NODE | 452
43787 | HARMONYTP1 | NORTHWEST | 115 | 40 | Portland General - BES NODE | 452
43788 | TURNER # | NORTHWEST | 115 | 40 | Portland General - BES NODE | 452
32790 | STATIN X | PG AND E | 115 | 30 | Conf Load (East Bay) | 307
14370 | BAGDADBACKUP | APS | 115 | 14 | APS | 141
32792 | STATIN J | PG AND E | 115 | 30 | Conf Load (East Bay) | 307
79077 | BAYFIELD | WAPA R.M. | 115 | 73 | Zone69 | 791
32793 | SCHNITZ | PG AND E | 115 | 30 | Conf Load (East Bay) | 307
43801 | CARVER1 | NORTHWEST | 115 | 40 | Portland General - BES NODE | 452
43802 | CARVERLD | NORTHWEST | 115 | 40 | Portland General - BES NODE | 452
43806 | MURAY LD | NORTHWEST | 115 | 40 | Portland General - BES NODE | 452
43807 | MURRAY#1 | NORTHWEST | 115 | 40 | Portland General - BES NODE | 452
43808 | MURRAY#2 | NORTHWEST | 115 | 40 | Portland General - BES NODE | 452
32802 | VLYVWTP1 | PG AND E | 115 | 30 | Conf Load (East Bay) | 307
43812 | POT ASH | NORTHWEST | 115 | 40 | Portland General - Industrial | 455
43813 | POT ASH1 | NORTHWEST | 115 | 40 | Portland General - BES NODE | 452
43815 | RVGTSOUTH | NORTHWEST | 115 | 40 | Portland General - BES NODE | 452
43816 | WSTPRT | NORTHWEST | 115 | 40 | Portland General - BES S/S | 451
43817 | WSTPRT 1 | NORTHWEST | 115 | 40 | Portland General - BES NODE | 452
43818 | WSTPRT 2 | NORTHWEST | 115 | 40 | Portland General - BES NODE | 452
43819 | CARVER2 | NORTHWEST | 115 | 40 | Portland General - BES NODE | 452
32810 | EDES | PG AND E | 115 | 30 | Conf Load (East Bay) | 307
11128 | RGC_DC | EL PASO | 115 | 11 | EPE - Native Load | 110
43822 | MIDGRV 2 | NORTHWEST | 115 | 40 | Portland General - BES NODE | 452
43824 | RVGTSOTAP | NORTHWEST | 115 | 40 | Portland General - BES S/S | 451
43825 | MAXIMTP1 | NORTHWEST | 115 | 40 | Portland General - BES NODE | 452
43826 | MAXIMTP2 | NORTHWEST | 115 | 40 | Portland General - BES NODE | 452
32849 | P66_SUB100 | PG AND E | 115 | 30 | Conf Load (East Bay) | 307
43828 | MAXIM2 | NORTHWEST | 115 | 40 | Portland General - Industrial | 455
32904 | OAKLAND23ES | PG AND E | 115 | 30 | Conf Load (East Bay) | 307
47030 | PORT_LUDLOW | NORTHWEST | 115 | 40 | Seattle Area, Olympic Peninsula | 400
32911 | UNOCAL2 | PG AND E | 115 | 30 | Conf Load (East Bay) | 307
11131 | RIO_GRAN | EL PASO | 115 | 11 | EPE - Native Load | 110
45181 | LONEPINE | NORTHWEST | 115 | 40 | PAC:MDFD | 470
32950 | PITSBURG | PG AND E | 115 | 30 | Conf Load (Diablo) | 308
32951 | KIRKER | PG AND E | 115 | 30 | Conf Load (Diablo) | 308
47034 | PT_TWN_2# | NORTHWEST | 115 | 40 | Seattle Area, Olympic Peninsula | 400
10080 | CORNELL | NEW MEXICO | 115 | 10 | PNM: Albuquerque | 101
10169 | LAWRNCET | NEW MEXICO | 115 | 10 | PNM: Albuquerque | 101
47033 | DOWER RD | NORTHWEST | 115 | 40 | AVA: Coeur D'Alene | 441
45167 | KNOTT | NORTHWEST | 115 | 40 | PAC:PTLD | 489
32955 | DOW TAP2 | PG AND E | 115 | 30 | Conf Load (Diablo) | 308
79062 | SHIPROCK | WAPA R.M. | 115 | 73 | WAPA-RMRAZ | 792
32957 | PRAXAIR | PG AND E | 115 | 30 | Conf Load (Diablo) | 308
33509 | AVENATP1 | PG AND E | 115 | 30 | Conf Load (Stockton) | 311
44055 | T_DALES_PH1 | NORTHWEST | 115 | 40 | Lower Columbia Basin | 404
44056 | T_DALES_PH2 | NORTHWEST | 115 | 40 | Lower Columbia Basin | 404
32960 | CLMBIAHS | PG AND E | 115 | 30 | Conf Load (Diablo) | 308
24770 | SOUTHBAS | SOCALIF | 115 | 24 | SCE Kramer/Inyokern/Coolwater | 953
32961 | CLMBATAP | PG AND E | 115 | 30 | Conf Load (Diablo) | 308
79048 | MONTROSE | WAPA R.M. | 115 | 73 | ZoneR4 | 790
32970 | CLAYTN | PG AND E | 115 | 30 | Conf Load (Diablo) | 308
33504 | CATARACT | PG AND E | 115 | 30 | Conf Load (Stockton) | 311
32971 | MEDW LNE | PG AND E | 115 | 30 | Conf Load (Diablo) | 308
11136 | SALOPEK | EL PASO | 115 | 11 | EPE - Native Load | 110
32972 | EBAYMUDJ | PG AND E | 115 | 30 | Conf Load (Diablo) | 308
79042 | HOTCHKIS | WAPA R.M. | 115 | 73 | ZoneR4 | 790
45151 | ISTHMUS | NORTHWEST | 115 | 40 | PAC:CBAY | 473
79037 | GUNNISON | WAPA R.M. | 115 | 73 | ZoneR4 | 790
47024 | KEARNEY+ | NORTHWEST | 115 | 40 | Seattle Area, Olympic Peninsula | 400
11140 | SANTA_T | EL PASO | 115 | 11 | EPE - Native Load | 110
44128 | MCNARY_PH6 | NORTHWEST | 115 | 40 | Lower Columbia Basin | 404
32975 | WALNUTCR | PG AND E | 115 | 30 | Conf Load (Diablo) | 308
32976 | LK_REACT | PG AND E | 115 | 30 | Conf Load (Diablo) | 308
79020 | CURECANT | WAPA R.M. | 115 | 73 | ZoneR4 | 790
45141 | HOLLADAY | NORTHWEST | 115 | 40 | PAC:PTLD | 489
32978 | LMEC | PG AND E | 115 | 30 | Conf Load (Diablo) | 308
34798 | KERNWATR | PG AND E | 115 | 30 | Conf Load (Kern) | 315
79007 | BLUEMESA | WAPA R.M. | 115 | 73 | ZoneR4 | 790
45133 | HARRIS 1 | NORTHWEST | 115 | 40 | PAC:PTLD | 489
79003 | BASALT | PSCOLORADO | 115 | 70 | ZoneRW | 708
32992 | BOLLMAN2 | PG AND E | 115 | 30 | Conf Load (Diablo) | 308
10170 | LENKURT | NEW MEXICO | 115 | 10 | PNM: Albuquerque | 101
44274 | LOKOUT_PT_PH | NORTHWEST | 115 | 40 | Western Oregon | 402
47029 | DOUGLAS | NORTHWEST | 115 | 40 | Central Washington | 403
32994 | BOLLMAN | PG AND E | 115 | 30 | Conf Load (Diablo) | 308
11143 | SCOTSDAL | EL PASO | 115 | 11 | EPE - Native Load | 110
32996 | SHELLJ1 | PG AND E | 115 | 30 | Conf Load (Diablo) | 308
44519 | PARKRS T | NORTHWEST | 115 | 40 | PAC:PTLD | 489
44520 | VERNON | NORTHWEST | 115 | 40 | PAC:PTLD | 489
32997 | SHELLJ2 | PG AND E | 115 | 30 | Conf Load (Diablo) | 308
44524 | BALDWIN | NORTHWEST | 115 | 40 | PAC:C.OR | 474
33000 | CC SUB | PG AND E | 115 | 30 | Conf Load (Diablo) | 308
47026 | KEARNEY# | NORTHWEST | 115 | 40 | Seattle Area, Olympic Peninsula | 400
33001 | DOMTAR | PG AND E | 115 | 30 | Conf Load (Diablo) | 308
33002 | CROWN Z | PG AND E | 115 | 30 | Conf Load (Diablo) | 308
47027 | DIAM LAK TAP | NORTHWEST | 115 | 40 | AVA: Pend Oreille PUD | 448
33006 | GRIZLYJ1 | PG AND E | 115 | 30 | Conf Load (Diablo) | 308
45121 | GRANT PS | NORTHWEST | 115 | 40 | PAC:GRPS | 481
33008 | GRIZLYJ2 | PG AND E | 115 | 30 | Conf Load (Diablo) | 308
44545 | PUNKIN TAP | NORTHWEST | 115 | 40 | PAC:YKMA | 477
44546 | WEIRICH | NORTHWEST | 115 | 40 | PAC:WLMT | 472
44555 | GALA | NORTHWEST | 115 | 40 | PAC:C.OR | 474
44564 | FLINTPP | NORTHWEST | 115 | 40 | PAC:YKMA | 477
44565 | FRIEND_115 | NORTHWEST | 115 | 40 | PAC:C.OR | 474
33012 | EST PRTL | PG AND E | 115 | 30 | Conf Load (Diablo) | 308
11151 | SOL | EL PASO | 115 | 11 | EPE - Native Load | 110
33014 | ALHAMTP1 | PG AND E | 115 | 30 | Conf Load (Diablo) | 308
34795 | EANDBJT | PG AND E | 115 | 30 | Conf Load (Kern) | 315
44577 | BULLARDPP | NORTHWEST | 115 | 40 | PAC:LAKE | 485
44581 | PRNVL SLR | NORTHWEST | 115 | 40 | PAC:C.OR | 474
44583 | STRNSBT | NORTHWEST | 115 | 40 | PAC:C.OR | 474
44590 | CONSER RD | NORTHWEST | 115 | 40 | PAC:WLMT | 472
33030 | COLSTJT1 | PG AND E | 115 | 30 | Conf Load (Diablo) | 308
44615 | PUNKIN TP1 | NORTHWEST | 115 | 40 | PAC:YKMA | 477
44616 | PUNKIN TP2 | NORTHWEST | 115 | 40 | PAC:YKMA | 477
33031 | COLSTJT2 | PG AND E | 115 | 30 | Conf Load (Diablo) | 308
33032 | KIRKTAP1 | PG AND E | 115 | 30 | Conf Load (Diablo) | 308
44848 | HOUSTNLK | NORTHWEST | 115 | 40 | PAC:C.OR | 474
47020 | HASTINGS+ | NORTHWEST | 115 | 40 | Seattle Area, Olympic Peninsula | 400
78676 | RD_NIXON | PSCOLORADO | 115 | 70 | CSU | 785
44869 | TIETON H | NORTHWEST | 115 | 40 | PAC:YKMA | 477
44875 | DCFP TAP | NORTHWEST | 115 | 40 | PAC:ROSE | 471
44876 | DCFP | NORTHWEST | 115 | 40 | PAC:ROSE | 471
44879 | RIDDLE | NORTHWEST | 115 | 40 | PAC:ROSE | 471
33037 | LINDETP2 | PG AND E | 115 | 30 | Conf Load (Diablo) | 308
44895 | WHTSTNE | NORTHWEST | 115 | 40 | PAC:MDFD | 470
44896 | CANYVLLE | NORTHWEST | 115 | 40 | PAC:ROSE | 471
33038 | LINDEJCT | PG AND E | 115 | 30 | Conf Load (Diablo) | 308
33040 | BOLLMAN1 | PG AND E | 115 | 30 | Conf Load (Diablo) | 308
44899 | ILLATP39 | NORTHWEST | 115 | 40 | PAC:ROSE | 471
33041 | IMHOFF | PG AND E | 115 | 30 | Conf Load (Diablo) | 308
78671 | KELKER W | PSCOLORADO | 115 | 70 | CSU | 785
33042 | IMHOFF_1 | PG AND E | 115 | 30 | Conf Load (Diablo) | 308
44909 | DOWELL | NORTHWEST | 115 | 40 | PAC:GRPS | 481
10039 | BEV_WOOD | NEW MEXICO | 115 | 10 | PNM: Albuquerque | 101
47002 | IRONDALE | NORTHWEST | 115 | 40 | Seattle Area, Olympic Peninsula | 400
44925 | ROXYANN | NORTHWEST | 115 | 40 | PAC:MDFD | 470
44936 | BEALL LN | NORTHWEST | 115 | 40 | PAC:MDFD | 470
44937 | MEDCOTAP | NORTHWEST | 115 | 40 | PAC:MDFD | 470
10347 | TRUMAN | NEW MEXICO | 115 | 10 | PNM: Albuquerque | 101
33046 | FIBRJCT2 | PG AND E | 115 | 30 | Conf Load (Diablo) | 308
44956 | BIOMASST | NORTHWEST | 115 | 40 | PAC:MDFD | 470
44957 | YEW_AVE | NORTHWEST | 115 | 40 | PAC:C.OR | 474
44958 | YEW AV T | NORTHWEST | 115 | 40 | PAC:C.OR | 474
33048 | RVECTP | PG AND E | 115 | 30 | Conf Load (Diablo) | 308
78658 | CTTNWD N | PSCOLORADO | 115 | 70 | CSU | 785
33049 | RVEC | PG AND E | 115 | 30 | Conf Load (Diablo) | 308
44963 | LINE75TP | NORTHWEST | 115 | 40 | PAC:YRKA | 478
10018 | ARRIBA_T | NEW MEXICO | 115 | 10 | PNM: Las Vegas NM | 105
11167 | VISTA__# | EL PASO | 115 | 11 | EPE - Native Load | 110
78653 | BIRDSALW | PSCOLORADO | 115 | 70 | CSU | 785
45001 | ALBINA | NORTHWEST | 115 | 40 | PAC:PTLD | 489
45004 | AGER | NORTHWEST | 115 | 40 | PAC:YRKA | 478
45007 | ALTURAS | NORTHWEST | 115 | 40 | PAC:LAKE | 485
45009 | APPLEGAT | NORTHWEST | 115 | 40 | PAC:GRPS | 481
33203 | MISSON | PG AND E | 115 | 30 | Conf Load (S.F.) | 309
33204 | POTRERO | PG AND E | 115 | 30 | Conf Load (S.F.) | 309
45013 | ASTORIA | NORTHWEST | 115 | 40 | PAC:CLTP | 411
33205 | HNTRS PT | PG AND E | 115 | 30 | Conf Load (S.F.) | 309
45077 | DAYSCREK | NORTHWEST | 115 | 40 | PAC:ROSE | 471
78114 | ROGERSRD | PSCOLORADO | 115 | 70 | PRPA | 780
78110 | LNGMNTNW | PSCOLORADO | 115 | 70 | PRPA | 780
78107 | DEL CTAP | PSCOLORADO | 115 | 70 | PRPA | 780
45071 | CROWFOOT | NORTHWEST | 115 | 40 | PAC:WLMT | 472
45033 | CANNON B | NORTHWEST | 115 | 40 | PAC:CLTP | 411
11170 | WHITE_SA | EL PASO | 115 | 11 | EPE - Native Load | 110
33210 | POT_SVC | PG AND E | 115 | 30 | Conf Load (S.F.) | 309
34788 | NORCO | PG AND E | 115 | 30 | Conf Load (Kern) | 315
78096 | DERBYHILPR | PSCOLORADO | 115 | 70 | PRPA | 780
78094 | VALLEYLM | PSCOLORADO | 115 | 70 | PRPA | 780
33301 | DLY CTYP | PG AND E | 115 | 30 | Conf Load (Peninsula) | 310
78091 | HORSESHO | PSCOLORADO | 115 | 70 | PRPA | 780
33302 | SERRMNTE | PG AND E | 115 | 30 | Conf Load (Peninsula) | 310
45059 | COOS RVR | NORTHWEST | 115 | 40 | PAC:CBAY | 473
45053 | COLUM PG | NORTHWEST | 115 | 40 | PAC:PTLD | 489
45065 | COPCO 2 | NORTHWEST | 115 | 40 | PAC:YRKA | 478
45066 | BROOKHST | NORTHWEST | 115 | 40 | PAC:MDFD | 470
33305 | SHAWROAD | PG AND E | 115 | 30 | Conf Load (Peninsula) | 310
33306 | SFIA | PG AND E | 115 | 30 | Conf Load (Peninsula) | 310
78076 | DIXON CK | PSCOLORADO | 115 | 70 | PRPA | 780
45072 | BUCHANAN | NORTHWEST | 115 | 40 | PAC:WLMT | 472
45073 | CULLY | NORTHWEST | 115 | 40 | PAC:PTLD | 489
45074 | CAMPBELL | NORTHWEST | 115 | 40 | PAC:MDFD | 470
33308 | SFIA-MA | PG AND E | 115 | 30 | Conf Load (Peninsula) | 310
33309 | SANPAULA | PG AND E | 115 | 30 | Conf Load (Peninsula) | 310
45085 | DELNORTE | NORTHWEST | 115 | 40 | PAC:CRES | 479
45087 | DELTA | NORTHWEST | 115 | 40 | PAC:YRKA | 478
33310 | SANMATEO | PG AND E | 115 | 30 | Conf Load (Peninsula) | 310
45091 | DIXONVLE | NORTHWEST | 115 | 40 | PAC:ROSE | 471
33311 | BAY MDWS | PG AND E | 115 | 30 | Conf Load (Peninsula) | 310
33312 | BELMONT | PG AND E | 115 | 30 | Conf Load (Peninsula) | 310
45099 | EMPIRE P | NORTHWEST | 115 | 40 | PAC:CBAY | 473
45102 | CIRCBLVD | NORTHWEST | 115 | 40 | PAC:WLMT | 472
33313 | BAIR | PG AND E | 115 | 30 | Conf Load (Peninsula) | 310
45105 | FISHHOLE | NORTHWEST | 115 | 40 | PAC:KFAL | 484
45109 | FRY | NORTHWEST | 115 | 40 | PAC:WLMT | 472
33315 | RVNSWD E | PG AND E | 115 | 30 | Conf Load (Peninsula) | 310
11174 | DURAZNO | EL PASO | 115 | 11 | EPE - Native Load | 110
45114 | CLRWATR1 | NORTHWEST | 115 | 40 | PAC:ROSE | 471
45115 | GOSHN | NORTHWEST | 115 | 40 | PAC:WLMT | 472
45118 | CLRWATR2 | NORTHWEST | 115 | 40 | PAC:ROSE | 471
45119 | GRANDVW2 | NORTHWEST | 115 | 40 | PAC:YKMA | 477
34410 | MANCHSTR | PG AND E | 115 | 30 | Conf Load (Fresno) | 314
45028 | BIOMASS | NORTHWEST | 115 | 40 | PAC:MDFD | 470
45021 | BOYER | NORTHWEST | 115 | 40 | PAC:LNCT | 418
45017 | BALDY SS | NORTHWEST | 115 | 40 | PAC:MDFD | 470
74220 | SWEETGRASS | WAPA R.M. | 115 | 73 | ZoneEW | 753
74200 | CORWNDHI | WAPA R.M. | 115 | 73 | ZoneEW | 753
74060 | CPGSTN | WAPA R.M. | 115 | 73 | ZoneEW | 753
45010 | ASHLAND | NORTHWEST | 115 | 40 | PAC:MDFD | 470
33356 | BURLNGME | PG AND E | 115 | 30 | Conf Load (Peninsula) | 310
74056 | KINGRNCH | WAPA R.M. | 115 | 73 | ZoneEW | 753
11177 | NUWAY | EL PASO | 115 | 11 | EPE - Native Load | 110
33500 | MELNS JA | PG AND E | 115 | 30 | Conf Load (Stockton) | 311
33501 | FRGTNTP1 | PG AND E | 115 | 30 | Conf Load (Stockton) | 311
74039 | NORTHRNG | WAPA R.M. | 115 | 73 | ZoneEW | 753
46991 | SCHNITZR | NORTHWEST | 115 | 40 | Tacoma Power - General | 466
33502 | FROGTOWN | PG AND E | 115 | 30 | Conf Load (Stockton) | 311
74037 | CHEY S | WAPA R.M. | 115 | 73 | ZoneEW | 753
45155 | JEROME P | NORTHWEST | 115 | 40 | PAC:GRPS | 481
73716 | LARAMIE TAP | WAPA R.M. | 115 | 73 | ZoneEW | 753
73651 | POUDRELM | WAPA R.M. | 115 | 73 | ZoneFH | 754
73715 | LTG TAP | WAPA R.M. | 115 | 73 | ZoneEW | 753
44994 | NICKLMTN | NORTHWEST | 115 | 40 | PAC:ROSE | 471
46974 | CLOVERPK | NORTHWEST | 115 | 40 | Tacoma Power - General | 466
46964 | CRANDALL | NORTHWEST | 115 | 40 | Tacoma Power - General | 466
999907 | VACWEC11 | PG AND E | 115 | 30 | Conf Load (Sacramento) | 304
44962 | LUCERNEP | NORTHWEST | 115 | 40 | PAC:YRKA | 478
33511 | AVENATP2 | PG AND E | 115 | 30 | Conf Load (Stockton) | 311
11188 | LEO_EAST | EL PASO | 115 | 11 | EPE - Native Load | 110
46603 | CEDAR | NORTHWEST | 115 | 40 | Tacoma Power - General | 466
34784 | CAWELO C | PG AND E | 115 | 30 | Conf Load (Kern) | 315
45185 | LOST CRK | NORTHWEST | 115 | 40 | Western Oregon | 402
45186 | FLDR CRK | NORTHWEST | 115 | 40 | PAC:GRPS | 481
33514 | MANTECA | PG AND E | 115 | 30 | Conf Load (Stockton) | 311
45193 | MALLORY | NORTHWEST | 115 | 40 | PAC:PTLD | 489
10353 | UNM_N | NEW MEXICO | 115 | 10 | PNM: Albuquerque | 101
33516 | RPN JNCN | PG AND E | 115 | 30 | Conf Load (Stockton) | 311
45198 | GLIDE | NORTHWEST | 115 | 40 | PAC:ROSE | 471
45201 | MERWIN | NORTHWEST | 115 | 40 | PAC:LWSR | 419
33518 | VIERRA | PG AND E | 115 | 30 | Conf Load (Stockton) | 311
45206 | GRANT PP | NORTHWEST | 115 | 40 | PAC:WLMT | 472
45207 | MURDERCK | NORTHWEST | 115 | 40 | PAC:WLMT | 472
45211 | NACHES | NORTHWEST | 115 | 40 | PAC:YKMA | 477
45214 | GRIFFINP | NORTHWEST | 115 | 40 | PAC:MDFD | 470
45217 | NOBHILL | NORTHWEST | 115 | 40 | PAC:YKMA | 477
45219 | NORTH PK | NORTHWEST | 115 | 40 | PAC:YKMA | 477
33524 | CL AMMNA | PG AND E | 115 | 30 | Conf Load (Stockton) | 311
45222 | HART | NORTHWEST | 115 | 40 | PAC:YRKA | 478
33526 | KSSN-JC1 | PG AND E | 115 | 30 | Conf Load (Stockton) | 311
33528 | KASSON | PG AND E | 115 | 30 | Conf Load (Stockton) | 311
45225 | OREMET | NORTHWEST | 115 | 40 | PAC:WLMT | 472
45227 | OUTLOOK | NORTHWEST | 115 | 40 | PAC:YKMA | 477
33529 | LAMMERS | PG AND E | 115 | 30 | Conf Load (Stockton) | 311
45231 | PACIFIC | NORTHWEST | 115 | 40 | PAC:YKMA | 477
45232 | HILLVIEW | NORTHWEST | 115 | 40 | PAC:WLMT | 472
33531 | OWENSTP1 | PG AND E | 115 | 30 | Conf Load (Stockton) | 311
45243 | POMONA | NORTHWEST | 115 | 40 | PAC:YKMA | 477
33532 | OI GLASS | PG AND E | 115 | 30 | Conf Load (Stockton) | 311
73553 | BOXELDER | WAPA R.M. | 115 | 73 | ZoneFH | 754
45252 | JACKSNVL | NORTHWEST | 115 | 40 | PAC:MDFD | 470
45253 | POWLBUPL | NORTHWEST | 115 | 40 | PAC:C.OR | 474
45255 | PRINVILE | NORTHWEST | 115 | 40 | PAC:C.OR | 474
10175 | HAMILTON2 | NEW MEXICO | 115 | 10 | PNM: Albuquerque | 101
10355 | UNM_T | NEW MEXICO | 115 | 10 | PNM: Albuquerque | 101
73476 | FORESTLK | WAPA R.M. | 115 | 73 | ZoneCS | 757
33537 | SFWY_TP1 | PG AND E | 115 | 30 | Conf Load (Stockton) | 311
45264 | JORDANPT | NORTHWEST | 115 | 40 | PAC:CBAY | 473
45266 | JORDANTP | NORTHWEST | 115 | 40 | PAC:CBAY | 473
45267 | RIVR RD | NORTHWEST | 115 | 40 | PAC:YKMA | 477
45269 | RUSSELLV | NORTHWEST | 115 | 40 | PAC:PTLD | 489
45271 | SAGEROAD | NORTHWEST | 115 | 40 | PAC:MDFD | 470
45275 | SEASIDE | NORTHWEST | 115 | 40 | PAC:CLTP | 411
45277 | SELAH | NORTHWEST | 115 | 40 | PAC:YKMA | 477
45281 | STJOHNSS | NORTHWEST | 115 | 40 | PAC:PTLD | 489
45283 | SUNYSIDE | NORTHWEST | 115 | 40 | PAC:YKMA | 477
45285 | SWEETHOM | NORTHWEST | 115 | 40 | PAC:WLMT | 472
33544 | ELLS GTY | PG AND E | 115 | 30 | Conf Load (Stockton) | 311
45288 | LEMOLO1 | NORTHWEST | 115 | 40 | PAC:ROSE | 471
45292 | LEMOLO2 | NORTHWEST | 115 | 40 | PAC:ROSE | 471
45293 | TIETON | NORTHWEST | 115 | 40 | PAC:YKMA | 477
45294 | LEMOLOTP | NORTHWEST | 115 | 40 | PAC:ROSE | 471
45295 | TOPPENSH | NORTHWEST | 115 | 40 | PAC:YKMA | 477
15104 | CARLOTA | SRP | 115 | 15 | SRP EMA 115kV | 1506
15105 | ELLISON | SRP | 115 | 15 | SRP EMA 115kV | 1506
73503 | ERIE SW | WAPA R.M. | 115 | 73 | ZoneFH | 754
73501 | RINNVALL | WAPA R.M. | 115 | 73 | ZoneFH | 754
73493 | SANDCRK | WAPA R.M. | 115 | 73 | ZoneEC | 752
73485 | BURL KC | WAPA R.M. | 115 | 73 | ZoneEC | 752
44898 | ILLATP46 | NORTHWEST | 115 | 40 | PAC:ROSE | 471
73481 | FULLER | WAPA R.M. | 115 | 73 | ZoneCS | 757
44897 | ILLAHEEH | NORTHWEST | 115 | 40 | PAC:ROSE | 471
73464 | ADENA | WAPA R.M. | 115 | 73 | ZoneEC | 752
10083 | COTTONWD | NEW MEXICO | 115 | 10 | PNM: Albuquerque | 101
73468 | WELL TP | WAPA R.M. | 115 | 73 | ZoneFH | 754
73469 | WAVER PV | WAPA R.M. | 115 | 73 | ZoneFH | 754
73460 | BLK SQMV | WAPA R.M. | 115 | 73 | ZoneCS | 757
14645 | KEARNYAP | APS | 115 | 14 | APS: SOUTHEAST | 848
13309 | TA-3 | NEW MEXICO | 115 | 10 | Los Alamos County | 133
40605 | KENNEWIC# | NORTHWEST | 115 | 40 | Lower Columbia Basin | 404
73458 | LORSONRH | WAPA R.M. | 115 | 73 | ZoneCS | 757
42424 | MIRRORNT | NORTHWEST | 115 | 40 | N.KING | 426
73433 | WINDSORT | WAPA R.M. | 115 | 73 | ZoneFH | 754
45803 | THREE LK | NORTHWEST | 115 | 40 | Snohomish PUD | 468
73445 | GRESHAM | WAPA R.M. | 115 | 73 | ZoneCS | 757
34123 | K1-JCT | PG AND E | 115 | 30 | Conf Load (Yosemite) | 313
73456 | PEYTON | WAPA R.M. | 115 | 73 | ZoneCS | 757
73455 | BLKFORTP | WAPA R.M. | 115 | 73 | ZoneCS | 757
73414 | FOXRUN | WAPA R.M. | 115 | 73 | ZoneCS | 757
73372 | OTIS LM | WAPA R.M. | 115 | 73 | ZoneEC | 752
40597 | KEELER_W | NORTHWEST | 115 | 40 | Portland Area | 401
15108 | HAYDENAZ | SRP | 115 | 15 | SRP EMA 115kV | 1506
73412 | MIDWAYBR | WAPA R.M. | 115 | 73 | ZoneCS | 757
33033 | KIRKTAP2 | PG AND E | 115 | 30 | Conf Load (Diablo) | 308
73402 | FALCONMV | WAPA R.M. | 115 | 73 | ZoneCS | 757
10725 | HUNING_RANCH | NEW MEXICO | 115 | 10 | PNM: Belen | 102
10357 | VALENCIA | NEW MEXICO | 115 | 10 | PNM: Las Vegas NM | 105
73390 | CSOC | WAPA R.M. | 115 | 73 | ZoneCS | 757
46899 | WENATCN | NORTHWEST | 115 | 40 | Central Washington | 403
73400 | EMIL AND | WAPA R.M. | 115 | 73 | ZoneCS | 757
73379 | FMWEST | WAPA R.M. | 115 | 73 | ZoneEC | 752
64286 | SAGEMILL | SIERRA | 120 | 64 | Zone27 | 640
64065 | KING BCH | SIERRA | 120 | 64 | SPP-North Tahoe | 647
641950 | REDWOOD | SIERRA | 120 | 64 | SPP-TM Load | 646
64300 | PINSON | SIERRA | 120 | 64 | Zone27 | 640
64030 | COYOTEC2 | SIERRA | 120 | 64 | SPP-Carlin Trend | 645
64023 | CAL S PS | SIERRA | 120 | 64 | SPP-North Tahoe | 647
64020 | BRUNSWCK | SIERRA | 120 | 64 | SPP-Carson City | 648
64997 | TESLA | SIERRA | 120 | 64 | SPP-TM Load | 646
64991 | TRACY W | SIERRA | 120 | 64 | SPP-TM Load | 646
64963 | CHUKAR | SIERRA | 120 | 64 | SPP-TM Load | 646
64958 | ROSSI | SIERRA | 120 | 64 | SPP-Carlin Trend | 645
64957 | ROSSI T | SIERRA | 120 | 64 | SPP-Carlin Trend | 645
64925 | IZZENHOOD | SIERRA | 120 | 64 | Zone27 | 640
64847 | HALLIBURTON | SIERRA | 120 | 64 | SPP-Carlin Trend | 645
64846 | HALLIBURTN T | SIERRA | 120 | 64 | SPP-Carlin Trend | 645
64655 | CROSSROADS | SIERRA | 120 | 64 | SPP-Carlin Trend | 645
64650 | HOLLISTER T | SIERRA | 120 | 64 | SPP-Carlin Trend | 645
64635 | 117F | SIERRA | 120 | 64 | Zone27 | 640
64595 | FULCRUM | SIERRA | 120 | 64 | SPP-TM Load | 646
64584 | NORWAY1 | SIERRA | 120 | 64 | SPP-TM Load | 646
64576 | WILDROSE | SIERRA | 120 | 64 | SPP-East Tie | 642
64575 | EXCELSIOR T | SIERRA | 120 | 64 | SPP-East Tie | 642
64541 | FT CHUR S | SIERRA | 120 | 64 | SPP-Carson City | 648
64507 | FAIRVIEW | SIERRA | 120 | 64 | SPP-Carson City | 648
64458 | LONELY | SIERRA | 120 | 64 | SPP_LAH_FAL_WINN | 649
64453 | DOWNS | SIERRA | 120 | 64 | SPP-Carson City | 648
64418 | SWITCH | SIERRA | 120 | 64 | SPP-TM Load | 646
64413 | PAH RAH | SIERRA | 120 | 64 | SPP-TM Load | 646
64387 | CRTZ S PIPE | SIERRA | 120 | 64 | SPP-Carlin Trend | 645
64386 | FIRECREEK | SIERRA | 120 | 64 | SPP-Carlin Trend | 645
64385 | FIRECREEK T | SIERRA | 120 | 64 | SPP-Carlin Trend | 645
64383 | CRTZ FCANYON | SIERRA | 120 | 64 | SPP-Carlin Trend | 645
64382 | CRTZ HILLS | SIERRA | 120 | 64 | SPP-Carlin Trend | 645
64349 | GRASSVLY | SIERRA | 120 | 64 | NON-SPP GEN | 643
64306 | MRKTWAIN | SIERRA | 120 | 64 | SPP-Carson City | 648
64298 | OSGOOD MIDAS | SIERRA | 120 | 64 | Zone27 | 640
64295 | GUARDSHACK | SIERRA | 120 | 64 | Zone27 | 640
64293 | TURQ RIDGE | SIERRA | 120 | 64 | Zone27 | 640
64292 | JUNIPER T | SIERRA | 120 | 64 | Zone27 | 640
64290 | SHOVEL SUB | SIERRA | 120 | 64 | Zone27 | 640
64288 | PINION T | SIERRA | 120 | 64 | Zone27 | 640
64284 | OXYGEN PLANT | SIERRA | 120 | 64 | Zone27 | 640
64282 | ROASTER | SIERRA | 120 | 64 | SPP-Carlin Trend | 645
64281 | RODEO | SIERRA | 120 | 64 | SPP-Carlin Trend | 645
64269 | BANNOCK | SIERRA | 120 | 64 | Zone27 | 640
64264 | JERSEYV | SIERRA | 120 | 64 | Zone27 | 640
64202 | HANSEN CRK T | SIERRA | 120 | 64 | Zone27 | 640
64201 | PINSON T | SIERRA | 120 | 64 | Zone27 | 640
64200 | REDHOUSE | SIERRA | 120 | 64 | Zone27 | 640
64197 | BLUE STAR | SIERRA | 120 | 64 | SPP-Carlin Trend | 645
64195 | MARIGOLD | SIERRA | 120 | 64 | Zone27 | 640
64193 | BARRICK MILL | SIERRA | 120 | 64 | SPP-Carlin Trend | 645
64192 | OXYGEN | SIERRA | 120 | 64 | SPP-Carlin Trend | 645
64191 | OXYGEN T | SIERRA | 120 | 64 | SPP-Carlin Trend | 645
640013 | LEEVILLE 2 | SIERRA | 120 | 64 | SPP-Carlin Trend | 645
64189 | MEIKLE | SIERRA | 120 | 64 | SPP-Carlin Trend | 645
64187 | STONEHSE | SIERRA | 120 | 64 | Zone27 | 640
64184 | BIG SPRG | SIERRA | 120 | 64 | SPP-Carlin Trend | 645
64182 | TIADS | SIERRA | 120 | 64 | SPP-East Tie | 642
64180 | SANTA FE | SIERRA | 120 | 64 | SPP-East Tie | 642
64178 | TABLE MT | SIERRA | 120 | 64 | SPP-East Tie | 642
64175 | CRTZ PIPE | SIERRA | 120 | 64 | SPP-Carlin Trend | 645
64172 | MARTISTP | SIERRA | 120 | 64 | SPP-North Tahoe | 647
640012 | CARLIN MILL | SIERRA | 120 | 64 | SPP-Carlin Trend | 645
64169 | CARLIN | SIERRA | 120 | 64 | SPP-Carlin Trend | 645
64167 | DAYTONTP | SIERRA | 120 | 64 | SPP-Carson City | 648
64165 | SQAW VLY | SIERRA | 120 | 64 | SPP-North Tahoe | 647
64157 | FAR WEST | SIERRA | 120 | 64 | SPP-TM Load | 646
64144 | CAITHNES | SIERRA | 120 | 64 | SPP-TM Load | 646
64136 | WASHOE | SIERRA | 120 | 64 | SPP-TM Load | 646
64127 | VAL ROAD | SIERRA | 120 | 64 | SPP-TM Load | 646
64125 | VAL RD N | SIERRA | 120 | 64 | SPP-TM Load | 646
64026 | CARSON | SIERRA | 120 | 64 | SPP-Carson City | 648
64116 | TRACY E | SIERRA | 120 | 64 | SPP-TM Load | 646
64114 | TRACY | SIERRA | 120 | 64 | SPP-TM Load | 646
64108 | SUMMIT 2 | SIERRA | 120 | 64 | SPP-North Tahoe | 647
64104 | STEAMBT | SIERRA | 120 | 64 | SPP-TM Load | 646
64099 | SPAN SPG | SIERRA | 120 | 64 | SPP-TM Load | 646
64093 | SILVR LK | SIERRA | 120 | 64 | SPP-TM Load | 646
64092 | RND HILL | SIERRA | 120 | 64 | SPP-Carson City | 648
64090 | PANAMA | SIERRA | 120 | 64 | NON-SPP GEN | 643
64089 | OVRLNDTP | SIERRA | 120 | 64 | SPP-Carson City | 648
64088 | OVERLAND | SIERRA | 120 | 64 | SPP-Carson City | 648
64084 | NORTHWST | SIERRA | 120 | 64 | SPP-TM Load | 646
64080 | HUMBOLDT | SIERRA | 120 | 64 | SPP-Carlin Trend | 645
64079 | MT ROSE | SIERRA | 120 | 64 | SPP-TM Load | 646
64076 | MIRA LMA | SIERRA | 120 | 64 | SPP-TM Load | 646
64074 | MILLERS | SIERRA | 120 | 64 | SPP-East Tie | 642
64070 | MAGGIE CREEK | SIERRA | 120 | 64 | SPP-Carlin Trend | 645
64067 | LONE MT | SIERRA | 120 | 64 | NON-SPP GEN | 643
64063 | INCLINE | SIERRA | 120 | 64 | SPP-Carson City | 648
64060 | HUMBOLT1 | SIERRA | 120 | 64 | SPP-Carlin Trend | 645
64057 | GREGSTRT | SIERRA | 120 | 64 | SPP-TM Load | 646
64055 | GLENDALE | SIERRA | 120 | 64 | SPP-TM Load | 646
64053 | FT CHUR N | SIERRA | 120 | 64 | SPP-Carson City | 648
64048 | FT CH PS | SIERRA | 120 | 64 | SPP-Carson City | 648
64044 | QUEENSTAKE | SIERRA | 120 | 64 | SPP-Carlin Trend | 645
64042 | FALCON | SIERRA | 120 | 64 | SPP-Carlin Trend | 645
64041 | EIGHT MILE | SIERRA | 120 | 64 | SPP-Carlin Trend | 645
64037 | RUSTY SP | SIERRA | 120 | 64 | SPP-TM Load | 646
64036 | DESRT TP | SIERRA | 120 | 64 | SPP_LAH_FAL_WINN | 649
64034 | DESRT PK | SIERRA | 120 | 64 | SPP_LAH_FAL_WINN | 649
64027 | CARSON T | SIERRA | 120 | 64 | SPP-Carson City | 648
640086 | SIEBERT | SIERRA | 120 | 64 | SPP-East Tie | 642
64025 | CAL SUB | SIERRA | 120 | 64 | SPP-North Tahoe | 647
64016 | NGPPGEN | SIERRA | 120 | 64 | SPP_LAH_FAL_WINN | 649
64012 | TROLLEY | SIERRA | 120 | 64 | SPP-Carlin Trend | 645
64010 | BELVISTA | SIERRA | 120 | 64 | SPP-TM Load | 646
64007 | BATLE MT | SIERRA | 120 | 64 | Zone27 | 640
64002 | AIRPORT | SIERRA | 120 | 64 | SPP-TM Load | 646
64001 | ADOBE | SIERRA | 120 | 64 | SPP-Carlin Trend | 645
641044 | COLLECTOR | SIERRA | 120 | 64 | SPP_LAH_FAL_WINN | 649
640170 | TURQ_LL | SIERRA | 120 | 64 | SPP-TM Load | 646
640057 | BELL167 | SIERRA | 120 | 64 | SPP-Carlin Trend | 645
640056 | BELL166 | SIERRA | 120 | 64 | SPP-Carlin Trend | 645
640039 | CYPRESS | SIERRA | 120 | 64 | SPP-East Tie | 642
64008 | BAZZA | SIERRA | 120 | 64 | SPP-Carlin Trend | 645
64011 | BETZE | SIERRA | 120 | 64 | SPP-Carlin Trend | 645
64014 | NGPP | SIERRA | 120 | 64 | SPP_LAH_FAL_WINN | 649
64022 | BUCKEYE | SIERRA | 120 | 64 | SPP-Carson City | 648
64031 | COYOTECR | SIERRA | 120 | 64 | SPP-Carlin Trend | 645
64004 | ANACONDA | SIERRA | 120 | 64 | SPP-East Tie | 642
64039 | EAGLE | SIERRA | 120 | 64 | SPP_LAH_FAL_WINN | 649
64072 | MEYERS | SIERRA | 120 | 64 | SPP-Carson City | 648
64083 | NORTHSTR | SIERRA | 120 | 64 | SPP-North Tahoe | 647
64087 | OREANA | SIERRA | 120 | 64 | NON-SPP GEN | 643
64091 | RENO | SIERRA | 120 | 64 | SPP-TM Load | 646
64102 | STATELIN | SIERRA | 120 | 64 | SPP-Carson City | 648
64107 | SUMMIT 1 | SIERRA | 120 | 64 | SPP-North Tahoe | 647
64123 | N TRUCKEE | SIERRA | 120 | 64 | SPP-North Tahoe | 647
64129 | VALMY | SIERRA | 120 | 64 | Zone27 | 640
64138 | WINN SUB | SIERRA | 120 | 64 | NON-SPP GEN | 643
64170 | WATER T | SIERRA | 120 | 64 | SPP-Carlin Trend | 645
64168 | STAR PK | SIERRA | 120 | 64 | NON-SPP GEN | 643
64177 | GOLD QUARRY | SIERRA | 120 | 64 | SPP-Carlin Trend | 645
64179 | CAND TAP | SIERRA | 120 | 64 | SPP-East Tie | 642
64181 | PARADISE | SIERRA | 120 | 64 | SPP-East Tie | 642
64194 | DAYTON | SIERRA | 120 | 64 | SPP-Carson City | 648
64196 | KAISER | SIERRA | 120 | 64 | SPP-TM Load | 646
64280 | RODEO T | SIERRA | 120 | 64 | SPP-Carlin Trend | 645
64289 | PINION | SIERRA | 120 | 64 | Zone27 | 640
64190 | BARRICK T | SIERRA | 120 | 64 | SPP-Carlin Trend | 645
64297 | OSGOOD T | SIERRA | 120 | 64 | Zone27 | 640
64302 | HANSEN PIT | SIERRA | 120 | 64 | Zone27 | 640
64313 | JHARDIE | SIERRA | 120 | 64 | SPP-TM Load | 646
64400 | PENNY TP | SIERRA | 120 | 64 | SPP-TM Load | 646
64291 | SHAFT3 | SIERRA | 120 | 64 | Zone27 | 640
64462 | LAST CHANCE | SIERRA | 120 | 64 | SPP-Carlin Trend | 645
64486 | TRW | SIERRA | 120 | 64 | SPP-TM Load | 646
64450 | EMERSON | SIERRA | 120 | 64 | SPP-Carson City | 648
64485 | MEADOWS | SIERRA | 120 | 64 | SPP-TM Load | 646
64636 | 120G | SIERRA | 120 | 64 | Zone27 | 640
64651 | HOLLISTER | SIERRA | 120 | 64 | SPP-Carlin Trend | 645
64188 | ECHO COVE | SIERRA | 120 | 64 | Zone27 | 640
64585 | NORWAY2 | SIERRA | 120 | 64 | SPP-TM Load | 646
64790 | TUSCARORA | SIERRA | 120 | 64 | SPP-Carlin Trend | 645
64787 | STEAMGEOHS | SIERRA | 120 | 64 | SPP-TM Load | 646
64850 | NEWMONT | SIERRA | 120 | 64 | SPP-Carlin Trend | 645
64203 | TWIN CRK T | SIERRA | 120 | 64 | Zone27 | 640
64416 | WILD HORSE | SIERRA | 120 | 64 | SPP-TM Load | 646
64199 | WATER | SIERRA | 120 | 64 | SPP-Carlin Trend | 645
64186 | LONE TREE | SIERRA | 120 | 64 | Zone27 | 640
641040 | SAN EMIDIO H | SIERRA | 120 | 64 | SPP_LAH_FAL_WINN | 649
640180 | DIXIE M | SIERRA | 120 | 64 | Zone27 | 640
640067 | SOLDIER | SIERRA | 120 | 64 | Zone27 | 640
640061 | PUMPKIN | SIERRA | 120 | 64 | SPP-East Tie | 642
640060 | WASSUK | SIERRA | 120 | 64 | SPP-Carson City | 648
640059 | BLDR BSN S | SIERRA | 120 | 64 | SPP-Carlin Trend | 645
640055 | BELL157 | SIERRA | 120 | 64 | SPP-Carlin Trend | 645
640016 | BARRICK TCM2 | SIERRA | 120 | 64 | SPP-Carlin Trend | 645
640015 | BARRICK TCM1 | SIERRA | 120 | 64 | SPP-Carlin Trend | 645
640011 | PETE BAJO | SIERRA | 120 | 64 | SPP-Carlin Trend | 645
640009 | WREC MILL 2 | SIERRA | 120 | 64 | SPP-Carlin Trend | 645
640008 | TURF | SIERRA | 120 | 64 | SPP-Carlin Trend | 645
640007 | ARTURO | SIERRA | 120 | 64 | SPP-Carlin Trend | 645
640005 | MULLER | SIERRA | 120 | 64 | SPP-Carson City | 648
640004 | BRADY | SIERRA | 120 | 64 | SPP_LAH_FAL_WINN | 649
64183 | JERRITT | SIERRA | 120 | 64 | SPP-Carlin Trend | 645
64166 | KAISERTP | SIERRA | 120 | 64 | SPP-TM Load | 646
640010 | WREC MILL 5 | SIERRA | 120 | 64 | SPP-Carlin Trend | 645
640014 | LEEVILLE T | SIERRA | 120 | 64 | SPP-Carlin Trend | 645
640054 | BELL155 | SIERRA | 120 | 64 | SPP-Carlin Trend | 645
640066 | LUNING | SIERRA | 120 | 64 | SPP-East Tie | 642
640006 | TROLLEY SWG | SIERRA | 120 | 64 | SPP-Carlin Trend | 645
640214 | SOUTHMED | SIERRA | 120 | 64 | SPP-TM Load | 646
640058 | BLDR BSN N | SIERRA | 120 | 64 | SPP-Carlin Trend | 645
64112 | THORNE | SIERRA | 120 | 64 | SPP-East Tie | 642
64926 | BATMNPV | SIERRA | 120 | 64 | Zone27 | 640
64745 | PATRICK | SIERRA | 120 | 64 | SPP-TM Load | 646
64800 | NVGEOSUB | SIERRA | 120 | 64 | NON-SPP GEN | 643
64802 | DUNGLEN | SIERRA | 120 | 64 | NON-SPP GEN | 643
64516 | RED_ROCK | SIERRA | 120 | 64 | SPP-TM Load | 646
64634 | KRAMERHL | SIERRA | 120 | 64 | NON-SPP GEN | 643
64542 | CRTZ S PIPE2 | SIERRA | 120 | 64 | SPP-Carlin Trend | 645
64477 | PATUA | SIERRA | 120 | 64 | SPP_LAH_FAL_WINN | 649
64463 | DOVE | SIERRA | 120 | 64 | SPP-TM Load | 646
64466 | GALENA | SIERRA | 120 | 64 | SPP-TM Load | 646
64457 | EIGHT MILE2 | SIERRA | 120 | 64 | SPP-Carlin Trend | 645
64461 | LEEVILLE 1 | SIERRA | 120 | 64 | SPP-Carlin Trend | 645
64515 | SUGARLF | SIERRA | 120 | 64 | SPP-TM Load | 646
64459 | FERNLEY | SIERRA | 120 | 64 | SPP_LAH_FAL_WINN | 649
64375 | PHOENIX | SIERRA | 120 | 64 | Zone27 | 640
64374 | PHOENIX T | SIERRA | 120 | 64 | Zone27 | 640
64358 | BANSHEE | SIERRA | 120 | 64 | SPP-Carlin Trend | 645
64384 | CRTZ FCAN T | SIERRA | 120 | 64 | SPP-Carlin Trend | 645
81821 | mid_81821 | B.C.HYDRO | 132 | 50 | BC HYDRO | 500
50325 | GCL 132B | B.C.HYDRO | 132 | 50 | BC HYDRO | 500
50321 | PHY 132 | B.C.HYDRO | 132 | 50 | BC HYDRO | 500
50333 | TSV 132 | B.C.HYDRO | 132 | 50 | BC HYDRO | 500
50341 | CBL 1B1 | B.C.HYDRO | 132 | 50 | BC HYDRO | 500
50349 | CLD 132 | B.C.HYDRO | 132 | 50 | BC HYDRO | 500
50353 | WOS 132 | B.C.HYDRO | 132 | 50 | BC HYDRO | 500
50359 | JHT 132 | B.C.HYDRO | 132 | 50 | BC HYDRO | 500
50390 | KSH 11P | B.C.HYDRO | 132 | 50 | BC HYDRO | 500
50395 | GCL 132A | B.C.HYDRO | 132 | 50 | BC HYDRO | 500
51834 | NEX 112P | B.C.HYDRO | 132 | 50 | BC HYDRO | 500
51814 | SWN 138P | B.C.HYDRO | 132 | 50 | BC HYDRO | 500
51813 | SWN 1B1 | B.C.HYDRO | 132 | 50 | BC HYDRO | 500
51812 | SWN 1B3 | B.C.HYDRO | 132 | 50 | BC HYDRO | 500
51219 | CMH 132 | B.C.HYDRO | 132 | 50 | BC HYDRO | 500
51765 | MBO 18H | B.C.HYDRO | 132 | 50 | BC HYDRO | 500
51763 | ZBT 132 | B.C.HYDRO | 132 | 50 | BC HYDRO | 500
51759 | TBY 18H | B.C.HYDRO | 132 | 50 | BC HYDRO | 500
51659 | BKB 101P | B.C.HYDRO | 132 | 50 | BC HYDRO | 500
51658 | BKB 1B7 | B.C.HYDRO | 132 | 50 | BC HYDRO | 500
51657 | BKB 1B1 | B.C.HYDRO | 132 | 50 | BC HYDRO | 500
51435 | BRK 132-1 | B.C.HYDRO | 132 | 50 | BC HYDRO | 500
51589 | SCG 44P | B.C.HYDRO | 132 | 50 | BC HYDRO | 500
51532 | SAY 132 | B.C.HYDRO | 132 | 50 | BC HYDRO | 500
51447 | LCH 132 | B.C.HYDRO | 132 | 50 | BC HYDRO | 500
51436 | BRK 132-2 | B.C.HYDRO | 132 | 50 | BC HYDRO | 500
51433 | SAL 1B1 | B.C.HYDRO | 132 | 50 | BC HYDRO | 500
51432 | SAL 1B2 | B.C.HYDRO | 132 | 50 | BC HYDRO | 500
51420 | PVO 122P | B.C.HYDRO | 132 | 50 | BC HYDRO | 500
51372 | BHL 1B1 | B.C.HYDRO | 132 | 50 | BC HYDRO | 500
51371 | BHU 1B1 | B.C.HYDRO | 132 | 50 | BC HYDRO | 500
51244 | CBL 1B3 | B.C.HYDRO | 132 | 50 | BC HYDRO | 500
51235 | KTS 132 | B.C.HYDRO | 132 | 50 | BC HYDRO | 500
51225 | EFM 103P | B.C.HYDRO | 132 | 50 | BC HYDRO | 500
51220 | BVC 132 | B.C.HYDRO | 132 | 50 | BC HYDRO | 500
51218 | CMH 131P | B.C.HYDRO | 132 | 50 | BC HYDRO | 500
51217 | ZBL 132 | B.C.HYDRO | 132 | 50 | BC HYDRO | 500
51201 | POW 132-1 | B.C.HYDRO | 132 | 50 | BC HYDRO | 500
51169 | GPT 33P | B.C.HYDRO | 132 | 50 | BC HYDRO | 500
51660 | BKB 119P | B.C.HYDRO | 132 | 50 | BC HYDRO | 500
51057 | PVO 109P | B.C.HYDRO | 132 | 50 | BC HYDRO | 500
51056 | MHY 132 | B.C.HYDRO | 132 | 50 | BC HYDRO | 500
51053 | SOO 132B | B.C.HYDRO | 132 | 50 | BC HYDRO | 500
51049 | EFM 104P | B.C.HYDRO | 132 | 50 | BC HYDRO | 500
51040 | ICG 132 | B.C.HYDRO | 132 | 50 | BC HYDRO | 500
51025 | QLC 132A | B.C.HYDRO | 132 | 50 | BC HYDRO | 500
51024 | QLC 132B | B.C.HYDRO | 132 | 50 | BC HYDRO | 500
51022 | OYR 101P | B.C.HYDRO | 132 | 50 | BC HYDRO | 500
51021 | OYR 119P | B.C.HYDRO | 132 | 50 | BC HYDRO | 500
51020 | OYR 132B | B.C.HYDRO | 132 | 50 | BC HYDRO | 500
51019 | OYR 132A | B.C.HYDRO | 132 | 50 | BC HYDRO | 500
51016 | PVO 1B4 | B.C.HYDRO | 132 | 50 | BC HYDRO | 500
50933 | JUL 132 | B.C.HYDRO | 132 | 50 | BC HYDRO | 500
50928 | SCG 132 | B.C.HYDRO | 132 | 50 | BC HYDRO | 500
50924 | KKS 132 | B.C.HYDRO | 132 | 50 | BC HYDRO | 500
50913 | HWD 132A | B.C.HYDRO | 132 | 50 | BC HYDRO | 500
50894 | EBT 18H | B.C.HYDRO | 132 | 50 | BC HYDRO | 500
51764 | MTG 18H | B.C.HYDRO | 132 | 50 | BC HYDRO | 500
51815 | SWN 109P | B.C.HYDRO | 132 | 50 | BC HYDRO | 500
50615 | NFD 1B3 | B.C.HYDRO | 132 | 50 | BC HYDRO | 500
50581 | VIT 132B | B.C.HYDRO | 132 | 50 | BC HYDRO | 500
50403 | CMX 1B3 | B.C.HYDRO | 132 | 50 | BC HYDRO | 500
50396 | PUN 1T3 | B.C.HYDRO | 132 | 50 | BC HYDRO | 500
50394 | SHA 14P | B.C.HYDRO | 132 | 50 | BC HYDRO | 500
50393 | SHA 10P | B.C.HYDRO | 132 | 50 | BC HYDRO | 500
50391 | KSH 14P | B.C.HYDRO | 132 | 50 | BC HYDRO | 500
50389 | CBL 119P | B.C.HYDRO | 132 | 50 | BC HYDRO | 500
50388 | CBL 102P | B.C.HYDRO | 132 | 50 | BC HYDRO | 500
50387 | PVL 115P | B.C.HYDRO | 132 | 50 | BC HYDRO | 500
50386 | CMX 102P | B.C.HYDRO | 132 | 50 | BC HYDRO | 500
50385 | CMX 101P | B.C.HYDRO | 132 | 50 | BC HYDRO | 500
50383 | LDY 122P | B.C.HYDRO | 132 | 50 | BC HYDRO | 500
50382 | HWD 112P | B.C.HYDRO | 132 | 50 | BC HYDRO | 500
50381 | PVL 116P | B.C.HYDRO | 132 | 50 | BC HYDRO | 500
50378 | HWD 123P | B.C.HYDRO | 132 | 50 | BC HYDRO | 500
50377 | LDY 138P | B.C.HYDRO | 132 | 50 | BC HYDRO | 500
50358 | LTZ 1B2 | B.C.HYDRO | 132 | 50 | BC HYDRO | 500
50357 | LTZ 1B4 | B.C.HYDRO | 132 | 50 | BC HYDRO | 500
50354 | GLS 132 | B.C.HYDRO | 132 | 50 | BC HYDRO | 500
50352 | PML 1B2 | B.C.HYDRO | 132 | 50 | BC HYDRO | 500
50351 | JOR 132 | B.C.HYDRO | 132 | 50 | BC HYDRO | 500
50350 | SOO 132A | B.C.HYDRO | 132 | 50 | BC HYDRO | 500
50348 | GTP 1B1 | B.C.HYDRO | 132 | 50 | BC HYDRO | 500
50347 | GOW 132 | B.C.HYDRO | 132 | 50 | BC HYDRO | 500
50346 | SHA 1B1 | B.C.HYDRO | 132 | 50 | BC HYDRO | 500
50345 | KSH 132A | B.C.HYDRO | 132 | 50 | BC HYDRO | 500
50344 | SHA 1B2 | B.C.HYDRO | 132 | 50 | BC HYDRO | 500
50343 | KSH 132B | B.C.HYDRO | 132 | 50 | BC HYDRO | 500
50342 | SCA 132 | B.C.HYDRO | 132 | 50 | BC HYDRO | 500
50340 | CBL 1B2 | B.C.HYDRO | 132 | 50 | BC HYDRO | 500
50339 | PVL 132B | B.C.HYDRO | 132 | 50 | BC HYDRO | 500
50338 | CMX 1B6 | B.C.HYDRO | 132 | 50 | BC HYDRO | 500
50337 | LDY 1B1 | B.C.HYDRO | 132 | 50 | BC HYDRO | 500
50336 | PVL 132A | B.C.HYDRO | 132 | 50 | BC HYDRO | 500
50334 | KGH 132 | B.C.HYDRO | 132 | 50 | BC HYDRO | 500
50332 | GRP 132 | B.C.HYDRO | 132 | 50 | BC HYDRO | 500
50331 | GLD 132 | B.C.HYDRO | 132 | 50 | BC HYDRO | 500
50330 | LDR 132 | B.C.HYDRO | 132 | 50 | BC HYDRO | 500
50329 | EFM 132A | B.C.HYDRO | 132 | 50 | BC HYDRO | 500
50328 | PUN 132 | B.C.HYDRO | 132 | 50 | BC HYDRO | 500
50327 | ASH 132 | B.C.HYDRO | 132 | 50 | BC HYDRO | 500
50326 | NFD 1B1 | B.C.HYDRO | 132 | 50 | BC HYDRO | 500
50324 | PAL 132 | B.C.HYDRO | 132 | 50 | BC HYDRO | 500
50323 | DMR 132 | B.C.HYDRO | 132 | 50 | BC HYDRO | 500
50322 | CFT 132A | B.C.HYDRO | 132 | 50 | BC HYDRO | 500
50320 | HMC 132 | B.C.HYDRO | 132 | 50 | BC HYDRO | 500
50319 | NEX 132 | B.C.HYDRO | 132 | 50 | BC HYDRO | 500
50318 | JPT 132 | B.C.HYDRO | 132 | 50 | BC HYDRO | 500
50317 | HWD 132B | B.C.HYDRO | 132 | 50 | BC HYDRO | 500
50316 | LDY 1B2 | B.C.HYDRO | 132 | 50 | BC HYDRO | 500
50315 | PVO 1B1-2 | B.C.HYDRO | 132 | 50 | BC HYDRO | 500
50314 | PVO 1B3 | B.C.HYDRO | 132 | 50 | BC HYDRO | 500
50313 | VIT 132A | B.C.HYDRO | 132 | 50 | BC HYDRO | 500
50182 | ARN 132 | B.C.HYDRO | 132 | 50 | BC HYDRO | 500
50015 | GIB 1B1 | B.C.HYDRO | 132 | 50 | BC HYDRO | 500
50014 | GPT 132B | B.C.HYDRO | 132 | 50 | BC HYDRO | 500
50013 | GPT 132A | B.C.HYDRO | 132 | 50 | BC HYDRO | 500
50012 | FVW 132B | B.C.HYDRO | 132 | 50 | BC HYDRO | 500
50011 | POW 132-2 | B.C.HYDRO | 132 | 50 | BC HYDRO | 500
50010 | COM 132 | B.C.HYDRO | 132 | 50 | BC HYDRO | 500
50009 | PHR 1B2 | B.C.HYDRO | 132 | 50 | BC HYDRO | 500
50008 | FVW 132A | B.C.HYDRO | 132 | 50 | BC HYDRO | 500
50007 | WFR 132 | B.C.HYDRO | 132 | 50 | BC HYDRO | 500
50006 | SEC 132 | B.C.HYDRO | 132 | 50 | BC HYDRO | 500
50005 | MSA 132 | B.C.HYDRO | 132 | 50 | BC HYDRO | 500
50004 | CKY 132 | B.C.HYDRO | 132 | 50 | BC HYDRO | 500
81995 | mid_81995 | B.C.HYDRO | 132 | 50 | BC HYDRO | 500
81961 | mid_81961 | B.C.HYDRO | 132 | 50 | BC HYDRO | 500
81959 | mid_81959 | B.C.HYDRO | 132 | 50 | BC HYDRO | 500
81958 | mid_81958 | B.C.HYDRO | 132 | 50 | BC HYDRO | 500
81957 | mid_81957 | B.C.HYDRO | 132 | 50 | BC HYDRO | 500
81820 | mid_81820 | B.C.HYDRO | 132 | 50 | BC HYDRO | 500
81819 | mid_81819 | B.C.HYDRO | 132 | 50 | BC HYDRO | 500
81814 | mid_81814 | B.C.HYDRO | 132 | 50 | BC HYDRO | 500
81744 | mid_81744 | B.C.HYDRO | 132 | 50 | BC HYDRO | 500
81114 | MRH 132 | B.C.HYDRO | 132 | 50 | BC HYDRO | 500
81028 | MBF 131P | B.C.HYDRO | 132 | 50 | BC HYDRO | 500
81027 | MBF 132 | B.C.HYDRO | 132 | 50 | BC HYDRO | 500
80910 | PHR 35P1 | B.C.HYDRO | 132 | 50 | BC HYDRO | 500
80909 | PHR 1B1 | B.C.HYDRO | 132 | 50 | BC HYDRO | 500
80722 | CSS 1B1 | B.C.HYDRO | 132 | 50 | BC HYDRO | 500
80593 | PML 1P2 | B.C.HYDRO | 132 | 50 | BC HYDRO | 500
80562 | NIT 37P | B.C.HYDRO | 132 | 50 | BC HYDRO | 500
80551 | SKO 132 | B.C.HYDRO | 132 | 50 | BC HYDRO | 500
80550 | NIT 1T1 | B.C.HYDRO | 132 | 50 | BC HYDRO | 500
80548 | UCH 132 | B.C.HYDRO | 132 | 50 | BC HYDRO | 500
80409 | WOS 132P | B.C.HYDRO | 132 | 50 | BC HYDRO | 500
80407 | PML 1P1 | B.C.HYDRO | 132 | 50 | BC HYDRO | 500
80381 | WFR 31P | B.C.HYDRO | 132 | 50 | BC HYDRO | 500
80354 | POW 1MB | B.C.HYDRO | 132 | 50 | BC HYDRO | 500
80152 | CFT 132B | B.C.HYDRO | 132 | 50 | BC HYDRO | 500
80137 | NFD 1B2 | B.C.HYDRO | 132 | 50 | BC HYDRO | 500
80133 | HWW 132 | B.C.HYDRO | 132 | 50 | BC HYDRO | 500
80131 | GTP 1B2 | B.C.HYDRO | 132 | 50 | BC HYDRO | 500
81960 | mid_81960 | B.C.HYDRO | 132 | 50 | BC HYDRO | 500
81962 | mid_81962 | B.C.HYDRO | 132 | 50 | BC HYDRO | 500
80132 | GTP 1B3 | B.C.HYDRO | 132 | 50 | BC HYDRO | 500
80138 | EFM 132B | B.C.HYDRO | 132 | 50 | BC HYDRO | 500
80406 | PML 1B1 | B.C.HYDRO | 132 | 50 | BC HYDRO | 500
80408 | BVC 132P | B.C.HYDRO | 132 | 50 | BC HYDRO | 500
80590 | GIB 1B3 | B.C.HYDRO | 132 | 50 | BC HYDRO | 500
80561 | BOX 31P | B.C.HYDRO | 132 | 50 | BC HYDRO | 500
80549 | BOX 132 | B.C.HYDRO | 132 | 50 | BC HYDRO | 500
80912 | PHR 35P2 | B.C.HYDRO | 132 | 50 | BC HYDRO | 500
80922 | GTP 1T14 | B.C.HYDRO | 132 | 50 | BC HYDRO | 500
81116 | MRH 130P | B.C.HYDRO | 132 | 50 | BC HYDRO | 500
81108 | GPT 48P | B.C.HYDRO | 132 | 50 | BC HYDRO | 500
81745 | mid_81745 | B.C.HYDRO | 132 | 50 | BC HYDRO | 500
81813 | mid_81813 | B.C.HYDRO | 132 | 50 | BC HYDRO | 500
66500 | TAYLORSV | PACE | 138 | 65 | UT SALT LAKE | 655
66485 | TANNER | PACE | 138 | 65 | UT UTAH VALL | 662
66482 | SYRACUSE T | PACE | 138 | 65 | UT OGDEN | 661
66480 | SYRACUSE | PACE | 138 | 65 | UT OGDEN | 661
66461 | SWEBER | PACE | 138 | 65 | UT OGDEN | 661
66450 | SUNNYSID | PACE | 138 | 65 | UT CARB PRIC | 656
66436 | DYNAMO | PACE | 138 | 65 | UT UTAH VALL | 662
66424 | STG SVC | PACE | 138 | 65 | UT RED PAC | 687
66419 | STG MSC | PACE | 138 | 65 | UT RED UAMPS | 675
66415 | SPHINX T | PACE | 138 | 65 | UT CARB PRIC | 656
66413 | TAMARISK | PACE | 138 | 65 | UT CARB PRIC | 656
66405 | SPAN FRK | PACE | 138 | 65 | UT UTAH VALL | 662
66404 | REACT AT SF | PACE | 138 | 65 | UT UTAH VALL | 662
55241 | LONGLK1 | ALBERTA | 138 | 54 | AIES-Fort McMurray | 545
66397 | GRAPH_HS | PACE | 138 | 65 | UT CARB PRIC | 656
66387 | SNYDERVL | PACE | 138 | 65 | UT PARK CITY | 681
66385 | SODA | PACE | 138 | 65 | ID SPC | 677
66378 | SMITHS | PACE | 138 | 65 | UT OGDEN | 661
66370 | SMFLD TP | PACE | 138 | 65 | UT NO UT | 654
66360 | SILVR CR | PACE | 138 | 65 | UT PARK CITY | 681
66350 | SIGURD | PACE | 138 | 65 | UT SIGURD | 657
56273 | FIREBAG6 | ALBERTA | 138 | 54 | AIES-Fort McMurray | 545
66332 | SEVIER | PACE | 138 | 65 | UT SIGURD | 657
66330 | SEVR TAP | PACE | 138 | 65 | UT SIGURD | 657
66320 | RYCMN TP | PACE | 138 | 65 | WY NAUGHTON | 660
66310 | RIVRDAL | PACE | 138 | 65 | UT OGDEN | 661
66290 | RIDGLAND | PACE | 138 | 65 | UT SALT LAKE | 655
66285 | RIDING R | PACE | 138 | 65 | UT SALT LAKE | 655
66278 | RANGELY | PACE | 138 | 65 | UT UINTAH | 670
66274 | REDBUTTE | PACE | 138 | 65 | UT RED PAC | 687
66261 | CHRCHFRM | PACE | 138 | 65 | UT RED DGT | 674
66253 | PLUMTREE | PACE | 138 | 65 | UT UTAH VALL | 662
66238 | PLAINCTY | PACE | 138 | 65 | UT OGDEN | 661
66233 | LISBONVA | PACE | 138 | 65 | UT MOAB PINT | 676
66230 | PINTO | PACE | 138 | 65 | UT MOAB PINT | 676
66205 | PARRISH | PACE | 138 | 65 | UT OGDEN | 661
66204 | ONION | PACE | 138 | 65 | UT OGDEN | 661
66202 | SKYPARK | PACE | 138 | 65 | UT OGDEN | 661
66200 | PAROWAN | PACE | 138 | 65 | UT SIGURD | 657
66190 | PARKWAY | PACE | 138 | 65 | UT SALT LAKE | 655
66187 | SKYLINE | PACE | 138 | 65 | UT RED UAMPS | 675
66158 | MT WIND COL | PACE | 138 | 65 | WY NAUGHTON | 660
66156 | MUDDYCRK | PACE | 138 | 65 | WY NAUGHTON | 660
66150 | OVID | PACE | 138 | 65 | ID SPC | 677
66135 | OQUIRRH | PACE | 138 | 65 | UT SALT LAKE | 655
66130 | ONEIDA | PACE | 138 | 65 | ID SPC | 677
66105 | NUCOR TP | PACE | 138 | 65 | UT NO UT | 654
66085 | NINETY S | PACE | 138 | 65 | UT SALT LAKE | 655
66075 | CANYON COMP | PACE | 138 | 65 | WY NAUGHTON | 660
66067 | NEBO PP | PACE | 138 | 65 | UT SUVPS | 671
66016 | MOYLE | PACE | 138 | 65 | UT RED DGT | 674
56770 | MCLGH2 | ALBERTA | 138 | 54 | AIES-Fort MacLeod | 573
66012 | MORT CRT | PACE | 138 | 65 | UT SALT LAKE | 655
66005 | MONSANT2 | PACE | 138 | 65 | ID MONSANTO | 678
66000 | MONSANT1 | PACE | 138 | 65 | ID MONSANTO | 678
65998 | CLOVERT1 | PACE | 138 | 65 | UT CLOVER | 683
65997 | CLOVER | PACE | 138 | 65 | UT CLOVER | 683
65990 | MOAB | PACE | 138 | 65 | UT MOAB PINT | 676
189103 | TWEEZER | SOCALIF | 138 | 24 | VEA-North | 891
57574 | NILREM5 | ALBERTA | 138 | 54 | AIES-Wainwright | 552
65953 | MATHNTON | PACE | 138 | 65 | UT CARB PRIC | 656
65950 | MIDWAY | PACE | 138 | 65 | UT PARK CITY | 681
65949 | MIDLNW | PACE | 138 | 65 | UT OGDEN | 661
65948 | MIDLNE | PACE | 138 | 65 | UT OGDEN | 661
65946 | MIDVALLY | PACE | 138 | 65 | UT SALT LAKE | 655
65940 | MIDDLETN | PACE | 138 | 65 | UT RED PAC | 687
65935 | MCFADDEN | PACE | 138 | 65 | UT HUNT EMER | 685
65934 | MCPLT138 | PACE | 138 | 65 | UT RED UAMPS | 675
65930 | MCCELAND | PACE | 138 | 65 | UT SALT LAKE | 655
65920 | MALAD | PACE | 138 | 65 | ID SPC | 677
65900 | LOGAN | PACE | 138 | 65 | UT NO UT | 654
65885 | LAKEPARK | PACE | 138 | 65 | UT SALT LAKE | 655
65876 | KEARNS | PACE | 138 | 65 | UT SALT LAKE | 655
65870 | WASHAK T | PACE | 138 | 65 | UT NO UT | 654
65865 | JORDAN | PACE | 138 | 65 | UT SALT LAKE | 655
65855 | JERUSALM | PACE | 138 | 65 | UT CLOVER | 683
65810 | HUNTNGTN | PACE | 138 | 65 | UT HUNT EMER | 685
65787 | BEARRIVER | PACE | 138 | 65 | UT NO UT | 654
65781 | ROCKET SOL | PACE | 138 | 65 | UT NO UT | 654
65780 | HOGGARD | PACE | 138 | 65 | UT SALT LAKE | 655
65771 | HILLTAP | PACE | 138 | 65 | UT OGDEN | 661
65765 | HILAND | PACE | 138 | 65 | UT UTAH VALL | 662
65760 | HELPER T | PACE | 138 | 65 | UT CARB PRIC | 656
65750 | HAMMER | PACE | 138 | 65 | UT SALT LAKE | 655
65740 | GROW | PACE | 138 | 65 | UT OGDEN | 661
65735 | GREENCA | PACE | 138 | 65 | UT NO UT | 654
65725 | GRCYN TP | PACE | 138 | 65 | UT NO UT | 654
65695 | GRACE | PACE | 138 | 65 | ID SPC | 677
65650 | GILLESPE | PACE | 138 | 65 | UT UTAH VALL | 662
65590 | GADSBY | PACE | 138 | 65 | UT SALT LAKE | 655
59246 | LNGLKC02 | ALBERTA | 138 | 54 | AIES-Fort McMurray | 545
65553 | FORTPRCE | PACE | 138 | 65 | UT RED DGT | 674
65540 | EVANSTON | PACE | 138 | 65 | WY NAUGHTON | 660
65530 | ENTERP V | PACE | 138 | 65 | UT RED PAC | 687
65525 | ENOCH T | PACE | 138 | 65 | UT SIGURD | 657
65515 | EMERY | PACE | 138 | 65 | UT HUNT EMER | 685
65501 | ELAYTON | PACE | 138 | 65 | UT OGDEN | 661
65499 | E BENCH | PACE | 138 | 65 | UT OGDEN | 661
65475 | DUMAS | PACE | 138 | 65 | UT SALT LAKE | 655
65471 | DRY CREK | PACE | 138 | 65 | UT SUVPS | 671
65459 | DUCHESNE | PACE | 138 | 65 | UT UINTAH | 670
65458 | BLUE BENCH | PACE | 138 | 65 | UT UINTAH | 670
65456 | REMINGTON | PACE | 138 | 65 | UT SALT LAKE | 655
65455 | DECKLAKE | PACE | 138 | 65 | UT SALT LAKE | 655
65454 | DIMP DEL | PACE | 138 | 65 | UT SALT LAKE | 655
65395 | CUTLER | PACE | 138 | 65 | UT NO UT | 654
65390 | CUDAHY | PACE | 138 | 65 | UT OGDEN | 661
65371 | COVE TP | PACE | 138 | 65 | UT UINTAH | 670
65365 | COTTONWD | PACE | 138 | 65 | UT SALT LAKE | 655
65360 | CONDATAP | PACE | 138 | 65 | ID SPC | 677
65350 | COLEMANX | PACE | 138 | 65 | UT SIGURD | 657
65345 | GRINDING | PACE | 138 | 65 | UT SALT LAKE | 655
65342 | CLIN ET | PACE | 138 | 65 | UT OGDEN | 661
65341 | CLIN WT | PACE | 138 | 65 | UT OGDEN | 661
65340 | CLINTONU | PACE | 138 | 65 | UT OGDEN | 661
65315 | CENTRAL | PACE | 138 | 65 | UT RED PAC | 687
65314 | THREE PT | PACE | 138 | 65 | UT SIGURD | 657
65313 | THREE PK | PACE | 138 | 65 | UT SIGURD | 657
65310 | CENTENAL | PACE | 138 | 65 | UT SALT LAKE | 655
55304 | MAHNO1 | ALBERTA | 138 | 54 | AIES-Cold Lake | 548
65291 | 3MIKNOLL | PACE | 138 | 65 | ID SPC | 677
65261 | CAMP WIL | PACE | 138 | 65 | UT SALT LAKE | 655
65240 | BUTVILLE | PACE | 138 | 65 | UT SALT LAKE | 655
65225 | BRIGHAM | PACE | 138 | 65 | UT SEID UAMP | 688
65205 | BOUNTIFL | PACE | 138 | 65 | UT OGDEN | 661
99948 | mid_99948 | ALBERTA | 138 | 54 | AIES-Hanna | 562
65194 | CHAPITA | PACE | 138 | 65 | UT UINTAH | 670
65192 | BONANZA | PACE | 138 | 65 | UT UINTAH | 670
65167 | BLACKHWK | PACE | 138 | 65 | UT HUNT EMER | 685
65145 | BENLOMND | PACE | 138 | 65 | UT OGDEN | 661
65125 | AGRIUM M | PACE | 138 | 65 | ID SPC | 677
65110 | BARNEY | PACE | 138 | 65 | UT SALT LAKE | 655
65085 | ASHLEY | PACE | 138 | 65 | UT UINTAH | 670
65065 | ANTLOP 1 | PACE | 138 | 65 | ID NPC | 652
65055 | ANSCHUTZ | PACE | 138 | 65 | WY NAUGHTON | 660
65040 | ANGEL | PACE | 138 | 65 | UT OGDEN | 661
65030 | INTNLSWR | PACE | 138 | 65 | UT SALT LAKE | 655
65015 | SCOV IPC | PACE | 138 | 65 | ID NPC | 652
65014 | 70 W TAP | PACE | 138 | 65 | UT SALT LAKE | 655
65013 | 118TH SO | PACE | 138 | 65 | UT SALT LAKE | 655
65010 | SCOVILLE | PACE | 138 | 65 | ID NPC | 652
65005 | ABAJO | PACE | 138 | 65 | UT MOAB PINT | 676
65001 | 70TH SO | PACE | 138 | 65 | UT SALT LAKE | 655
65000 | 5TH WEST | PACE | 138 | 65 | UT SALT LAKE | 655
60124 | AF SOLAR | IDAHO | 138 | 60 | ZoneIP Eastern | 614
60125 | DON | IDAHO | 138 | 60 | ZoneIP Eastern | 614
60127 | DON TAP | IDAHO | 138 | 60 | ZoneIP Eastern | 614
60160 | HUNT | IDAHO | 138 | 60 | ZoneIP Southern | 613
60179 | HOKU | IDAHO | 138 | 60 | ZoneIP Eastern | 614
60180 | KINPORT | IDAHO | 138 | 60 | ZoneIP Eastern | 614
60220 | MCCALL | IDAHO | 138 | 60 | ZoneIP Western | 611
99943 | mid_99943 | ALBERTA | 138 | 54 | AIES-Hanna | 562
60248 | MLNR PP | IDAHO | 138 | 60 | ZoneIP Southern | 613
60260 | ONTARIO | IDAHO | 138 | 60 | ZoneIP Western | 611
60257 | HAPPYVLY | IDAHO | 138 | 60 | ZoneIP Central | 612
189013 | VISTA | SOCALIF | 138 | 24 | VEA-Main | 890
60285 | PAUL | IDAHO | 138 | 60 | ZoneIP Southern | 613
99973 | mid_99973 | ALBERTA | 138 | 54 | AIES-Grande Prairie | 540
60283 | HZLTNB | IDAHO | 138 | 60 | ZoneIP Southern | 613
60350 | TFALL TP | IDAHO | 138 | 60 | ZoneIP Southern | 613
60357 | SHSH TAP | IDAHO | 138 | 60 | ZoneIP Southern | 613
60375 | WOOD RVR | IDAHO | 138 | 60 | ZoneIP Southern | 613
60371 | WEISR TP | IDAHO | 138 | 60 | ZoneIP Western | 611
61987 | PCSR | IDAHO | 138 | 60 | ZoneIP Western | 611
61941 | KBLY138 | IDAHO | 138 | 60 | ZoneIP Southern | 613
61919 | CASIA WP | IDAHO | 138 | 60 | ZoneIP Southern | 613
61918 | CAWP TAP | IDAHO | 138 | 60 | ZoneIP Southern | 613
61502 | SUGAR | IDAHO | 138 | 60 | ZoneIP Southern | 613
61916 | TUANA | IDAHO | 138 | 60 | ZoneIP Southern | 613
61914 | POLN TAP | IDAHO | 138 | 60 | ZoneIP Southern | 613
61868 | VCTRY JT | IDAHO | 138 | 60 | ZoneIP Central | 612
61864 | RFT R2TP | IDAHO | 138 | 60 | ZoneIP Central | 612
61858 | NORCO | IDAHO | 138 | 60 | ZoneIP Central | 612
61853 | KRCHRTP2 | IDAHO | 138 | 60 | ZoneIP Central | 612
60435 | BCSR_POI | IDAHO | 138 | 60 | ZoneIP Central | 612
61848 | CLBA | IDAHO | 138 | 60 | ZoneIP Central | 612
61843 | WILLIS | IDAHO | 138 | 60 | ZoneIP Central | 612
60536 | BMSU_PV1 | IDAHO | 138 | 60 | ZoneIP Central | 612
60414 | HIGHMESA | IDAHO | 138 | 60 | ZoneIP Southern | 613
61840 | MERIDIAN | IDAHO | 138 | 60 | ZoneIP Central | 612
61835 | WJOHN DY | IDAHO | 138 | 60 | ZoneIP OTEC | 607
60816 | E HILLS | IDAHO | 138 | 60 | Snake River / NW Wyoming | 487
60814 | CEDAR_CK+ | IDAHO | 138 | 60 | Snake River / NW Wyoming | 487
60812 | CANAL# | IDAHO | 138 | 60 | Snake River / NW Wyoming | 487
61825 | HINES | IDAHO | 138 | 60 | ZoneIP Western | 611
61810 | MINIDOKA | IDAHO | 138 | 60 | Snake River / NW Wyoming | 487
61806 | WYE | IDAHO | 138 | 60 | ZoneIP Central | 612
61803 | BCRT | IDAHO | 138 | 60 | ZoneIP Central | 612
61767 | SPVY TAP | IDAHO | 138 | 60 | ZoneIP Central | 612
60332 | SWNFL PP | IDAHO | 138 | 60 | ZoneIP Central | 612
61740 | NEWMDWS | IDAHO | 138 | 60 | ZoneIP Western | 611
61736 | BOULDR TP | IDAHO | 138 | 60 | ZoneIP Western | 611
61729 | TAMRACK | IDAHO | 138 | 60 | ZoneIP Western | 611
61721 | MIDROSE | IDAHO | 138 | 60 | ZoneIP Central | 612
61719 | ECKERTTP | IDAHO | 138 | 60 | ZoneIP Central | 612
61717 | BNLT TAP | IDAHO | 138 | 60 | ZoneIP Central | 612
60835 | TECOMA# | IDAHO | 138 | 60 | Snake River / NW Wyoming | 487
61715 | STAR | IDAHO | 138 | 60 | ZoneIP Central | 612
61714 | VLVU | IDAHO | 138 | 60 | ZoneIP Central | 612
61713 | VLVU TAP | IDAHO | 138 | 60 | ZoneIP Central | 612
60833 | ROE_CR# | IDAHO | 138 | 60 | Snake River / NW Wyoming | 487
61711 | KUNA TAP | IDAHO | 138 | 60 | ZoneIP Central | 612
61709 | STOD | IDAHO | 138 | 60 | ZoneIP Central | 612
61704 | ZILOG | IDAHO | 138 | 60 | ZoneIP Central | 612
61702 | CADA | IDAHO | 138 | 60 | ZoneIP Central | 612
61654 | PLVLY TP | IDAHO | 138 | 60 | ZoneIP Eastern | 614
61644 | KRAMER | IDAHO | 138 | 60 | ZoneIP Eastern | 614
61639 | HIGHLND | IDAHO | 138 | 60 | ZoneIP Eastern | 614
61638 | HAVN | IDAHO | 138 | 60 | ZoneIP Eastern | 614
61539 | FSGL TP | IDAHO | 138 | 60 | ZoneIP Southern | 613
60842 | NEW BURL | IDAHO | 138 | 60 | Snake River / NW Wyoming | 487
60837 | VALLEY_MALT+ | IDAHO | 138 | 60 | Snake River / NW Wyoming | 487
61510 | W_WELLS+ | IDAHO | 138 | 60 | Wells, NV | 490
61506 | TOPON TP | IDAHO | 138 | 60 | ZoneIP Southern | 613
61501 | SILVER | IDAHO | 138 | 60 | ZoneIP Southern | 613
61491 | RFT R T | IDAHO | 138 | 60 | ZoneIP Southern | 613
61066 | PAYETTE | IDAHO | 138 | 60 | ZoneIP Western | 611
61481 | NOTCH BT | IDAHO | 138 | 60 | ZoneIP Southern | 613
61206 | BUBG JT | IDAHO | 138 | 60 | ZoneIP Central | 612
61203 | BLACKCAT | IDAHO | 138 | 60 | ZoneIP Central | 612
61460 | KETCHUM | IDAHO | 138 | 60 | ZoneIP Southern | 613
61207 | BOISE | IDAHO | 138 | 60 | ZoneIP Central | 612
61202 | MT BLK11 | IDAHO | 138 | 60 | ZoneIP Central | 612
61056 | NELSON | IDAHO | 138 | 60 | ZoneIP Western | 611
61222 | CLOVRDAL | IDAHO | 138 | 60 | ZoneIP Central | 612
61449 | HYDRA | IDAHO | 138 | 60 | ZoneIP Southern | 613
61218 | CHUT TAP | IDAHO | 138 | 60 | ZoneIP Central | 612
61444 | HAILEY | IDAHO | 138 | 60 | ZoneIP Southern | 613
61439 | FOSSIL | IDAHO | 138 | 60 | ZoneIP Southern | 613
61435 | ELKHRN | IDAHO | 138 | 60 | ZoneIP Southern | 613
61215 | CANYN CR | IDAHO | 138 | 60 | ZoneIP Central | 612
61432 | EASTGATE | IDAHO | 138 | 60 | ZoneIP Southern | 613
61420 | BYPASS | IDAHO | 138 | 60 | ZoneIP Southern | 613
99992 | mid_99992 | ALBERTA | 138 | 54 | AIES-High River | 566
61411 | BORDER | IDAHO | 138 | 60 | ZoneIP Southern | 613
61408 | BL GULCH | IDAHO | 138 | 60 | ZoneIP Southern | 613
61301 | OCHD_TAP | IDAHO | 138 | 60 | ZoneIP Central | 612
61212 | BUTLER | IDAHO | 138 | 60 | ZoneIP Central | 612
60818 | HAYMILL+ | IDAHO | 138 | 60 | Snake River / NW Wyoming | 487
61286 | BTCKWIND | IDAHO | 138 | 60 | ZoneIP Central | 612
61278 | VCTRY TP | IDAHO | 138 | 60 | ZoneIP Central | 612
61272 | SINKR TP | IDAHO | 138 | 60 | ZoneIP Central | 612
61238 | GLFRY TP | IDAHO | 138 | 60 | ZoneIP Central | 612
61230 | ELMORE | IDAHO | 138 | 60 | ZoneIP Central | 612
61241 | GROVE | IDAHO | 138 | 60 | ZoneIP Central | 612
61265 | STWPWIND | IDAHO | 138 | 60 | ZoneIP Central | 612
61262 | MHAFB | IDAHO | 138 | 60 | ZoneIP Central | 612
61261 | MORA | IDAHO | 138 | 60 | ZoneIP Central | 612
61260 | ORCHARD | IDAHO | 138 | 60 | ZoneIP Central | 612
61239 | GOWEN | IDAHO | 138 | 60 | ZoneIP Central | 612
61228 | EAGLETP | IDAHO | 138 | 60 | ZoneIP Central | 612
61255 | GLFU S11 | IDAHO | 138 | 60 | ZoneIP Southern | 613
61249 | KARCHER | IDAHO | 138 | 60 | ZoneIP Central | 612
61245 | HIDNSPGS | IDAHO | 138 | 60 | ZoneIP Central | 612
61252 | LINDEN | IDAHO | 138 | 60 | ZoneIP Central | 612
61253 | SKWY | IDAHO | 138 | 60 | ZoneIP Central | 612
61250 | KRCHR TP | IDAHO | 138 | 60 | ZoneIP Central | 612
61244 | HILL | IDAHO | 138 | 60 | ZoneIP Central | 612
61242 | H.P. | IDAHO | 138 | 60 | ZoneIP Central | 612
61240 | GOWEN TP | IDAHO | 138 | 60 | ZoneIP Central | 612
61256 | DRALUC11 | IDAHO | 138 | 60 | ZoneIP Central | 612
99995 | mid_99995 | ALBERTA | 138 | 54 | AIES-Calgary | 586
61237 | GLFRY | IDAHO | 138 | 60 | ZoneIP Central | 612
61233 | GARY | IDAHO | 138 | 60 | ZoneIP Central | 612
61254 | LOCUST | IDAHO | 138 | 60 | ZoneIP Central | 612
61227 | EAGLE | IDAHO | 138 | 60 | ZoneIP Central | 612
61267 | SAILOR | IDAHO | 138 | 60 | ZoneIP Central | 612
61225 | DRY CRK | IDAHO | 138 | 60 | ZoneIP Central | 612
61268 | SAILR TP | IDAHO | 138 | 60 | ZoneIP Central | 612
61270 | SIMPLOT | IDAHO | 138 | 60 | ZoneIP Central | 612
61271 | SINKER | IDAHO | 138 | 60 | ZoneIP Central | 612
61269 | SIMPL TP | IDAHO | 138 | 60 | ZoneIP Central | 612
61263 | MHAFB JT | IDAHO | 138 | 60 | ZoneIP Central | 612
61211 | BRUNO BG | IDAHO | 138 | 60 | ZoneIP Central | 612
61279 | VICTORY | IDAHO | 138 | 60 | ZoneIP Central | 612
61277 | USTICK | IDAHO | 138 | 60 | ZoneIP Central | 612
61297 | GV SOLAR | IDAHO | 138 | 60 | ZoneIP Central | 612
61201 | BLK MESA | IDAHO | 138 | 60 | ZoneIP Central | 612
61085 | WILOW CR | IDAHO | 138 | 60 | ZoneIP Western | 611
99999 | mid_99999 | ALBERTA | 138 | 54 | AIES-Fort Saskatchewan 2000 | 553
61412 | BRDR TAP | IDAHO | 138 | 60 | ZoneIP Southern | 613
61055 | NELSN TP | IDAHO | 138 | 60 | ZoneIP Western | 611
60998 | RKWP | IDAHO | 138 | 60 | ZoneIP Eastern | 614
60841 | PACIFIC+ | IDAHO | 138 | 60 | Snake River / NW Wyoming | 487
60839 | W WENDOV | IDAHO | 138 | 60 | Snake River / NW Wyoming | 487
60838 | W BURLEY | IDAHO | 138 | 60 | Snake River / NW Wyoming | 487
61434 | KBLY JCT | IDAHO | 138 | 60 | ZoneIP Southern | 613
60832 | ROE CNR | IDAHO | 138 | 60 | Snake River / NW Wyoming | 487
99994 | mid_99994 | ALBERTA | 138 | 54 | AIES-Calgary | 586
60831 | RIVERTON | IDAHO | 138 | 60 | Snake River / NW Wyoming | 487
60824 | MINICO | IDAHO | 138 | 60 | Snake River / NW Wyoming | 487
60823 | KELTON | IDAHO | 138 | 60 | Snake River / NW Wyoming | 487
60821 | IDAHOME# | IDAHO | 138 | 60 | Snake River / NW Wyoming | 487
99998 | mid_99998 | ALBERTA | 138 | 54 | AIES-Fort Saskatchewan 2000 | 553
61430 | DUFFIN | IDAHO | 138 | 60 | ZoneIP Southern | 613
60817 | GROUSE_CR# | IDAHO | 138 | 60 | Snake River / NW Wyoming | 487
60815 | CURLEW | IDAHO | 138 | 60 | Snake River / NW Wyoming | 487
61453 | J CLAWSN | IDAHO | 138 | 60 | ZoneIP Southern | 613
60813 | BRIDGE | IDAHO | 138 | 60 | Snake River / NW Wyoming | 487
60810 | CANAL | IDAHO | 138 | 60 | Snake River / NW Wyoming | 487
61455 | JEROM JT | IDAHO | 138 | 60 | ZoneIP Southern | 613
61446 | HAZEL TP | IDAHO | 138 | 60 | ZoneIP Southern | 613
61465 | LINCN | IDAHO | 138 | 60 | ZoneIP Southern | 613
10992 | ARAGONNE_HV | NEW MEXICO | 138 | 10 | PNM: EHV and Gen | 100
61466 | LINCONTP | IDAHO | 138 | 60 | ZoneIP Southern | 613
61475 | MOONSTON | IDAHO | 138 | 60 | ZoneIP Southern | 613
61470 | MAGIC TP | IDAHO | 138 | 60 | ZoneIP Southern | 613
61469 | MAGIC RS | IDAHO | 138 | 60 | ZoneIP Southern | 613
61456 | JEROME | IDAHO | 138 | 60 | ZoneIP Southern | 613
60390 | DANSKIN | IDAHO | 138 | 60 | ZoneIP Central | 612
60372 | HGTN WIND | IDAHO | 138 | 60 | ZoneIP Western | 611
61494 | RUSSETT | IDAHO | 138 | 60 | ZoneIP Southern | 613
60370 | WEISER | IDAHO | 138 | 60 | ZoneIP Western | 611
60360 | US12_A | IDAHO | 138 | 60 | ZoneIP Southern | 613
60359 | US34_B | IDAHO | 138 | 60 | ZoneIP Southern | 613
60356 | SHOSHONE | IDAHO | 138 | 60 | ZoneIP Southern | 613
60354 | POCKET | IDAHO | 138 | 60 | ZoneIP Southern | 613
60351 | TFALL PP | IDAHO | 138 | 60 | ZoneIP Southern | 613
60345 | TWINFALL | IDAHO | 138 | 60 | ZoneIP Southern | 613
60340 | TFAL JCT | IDAHO | 138 | 60 | ZoneIP Southern | 613
60335 | TERRY | IDAHO | 138 | 60 | ZoneIP Eastern | 614
61507 | TOPONIS | IDAHO | 138 | 60 | ZoneIP Southern | 613
61482 | NHBT TAP | IDAHO | 138 | 60 | ZoneIP Southern | 613
60330 | SWANFALL | IDAHO | 138 | 60 | ZoneIP Central | 612
60320 | STRIKE | IDAHO | 138 | 60 | ZoneIP Central | 612
61640 | HIGHLDTP | IDAHO | 138 | 60 | ZoneIP Eastern | 614
60318 | ELDR TAP | IDAHO | 138 | 60 | ZoneIP Eastern | 614
60317 | ELDR | IDAHO | 138 | 60 | ZoneIP Eastern | 614
60315 | SIPHON | IDAHO | 138 | 60 | ZoneIP Eastern | 614
61655 | PNEUF TP | IDAHO | 138 | 60 | ZoneIP Eastern | 614
60305 | QUARTZ | IDAHO | 138 | 60 | ZoneIP Western | 611
60300 | PORTNEUF | IDAHO | 138 | 60 | ZoneIP Eastern | 614
60295 | PLST VLY | IDAHO | 138 | 60 | ZoneIP Eastern | 614
60291 | PINGREE | IDAHO | 138 | 60 | ZoneIP Eastern | 614
60290 | PNGE JCT | IDAHO | 138 | 60 | ZoneIP Eastern | 614
61646 | LAMB | IDAHO | 138 | 60 | ZoneIP Eastern | 614
61710 | STOD TP | IDAHO | 138 | 60 | ZoneIP Central | 612
60284 | HZLTNA | IDAHO | 138 | 60 | ZoneIP Southern | 613
61708 | JOPLIN | IDAHO | 138 | 60 | ZoneIP Central | 612
60282 | HZNB TP | IDAHO | 138 | 60 | ZoneIP Western | 611
60281 | WSNLK | IDAHO | 138 | 60 | ZoneIP Southern | 613
60280 | WSNLK TP | IDAHO | 138 | 60 | ZoneIP Western | 611
61712 | KUNA | IDAHO | 138 | 60 | ZoneIP Central | 612
10991 | ARAGONNE | NEW MEXICO | 138 | 10 | PNM: EHV and Gen | 100
60270 | OXBOW | IDAHO | 138 | 60 | ZoneIP Western | 611
61703 | ZILOG TP | IDAHO | 138 | 60 | ZoneIP Central | 612
61512 | WELLS | IDAHO | 138 | 60 | Wells, NV | 490
61223 | DRAM | IDAHO | 138 | 60 | ZoneIP Central | 612
60267 | LANGLEY | IDAHO | 138 | 60 | ZoneIP Western | 611
61734 | LAKEFORK | IDAHO | 138 | 60 | ZoneIP Western | 611
61722 | MIDROS T | IDAHO | 138 | 60 | ZoneIP Central | 612
60255 | NAMPA | IDAHO | 138 | 60 | ZoneIP Central | 612
60252 | MT HOME2 | IDAHO | 138 | 60 | ZoneIP Central | 612
60251 | MT HOME1 | IDAHO | 138 | 60 | ZoneIP Central | 612
60250 | MT HOME | IDAHO | 138 | 60 | ZoneIP Central | 612
60247 | MLNR JCT | IDAHO | 138 | 60 | ZoneIP Southern | 613
61737 | BOULDER | IDAHO | 138 | 60 | ZoneIP Western | 611
60245 | MILNER | IDAHO | 138 | 60 | ZoneIP Southern | 613
61757 | SPR VLY | IDAHO | 138 | 60 | ZoneIP Central | 612
61720 | TENMILE | IDAHO | 138 | 60 | ZoneIP Central | 612
60230 | MIDPOINT | IDAHO | 138 | 60 | ZoneIP Southern | 613
60225 | MICRON | IDAHO | 138 | 60 | ZoneIP Central | 612
60217 | STARKEY | IDAHO | 138 | 60 | ZoneIP Western | 611
60215 | LUCKY PK | IDAHO | 138 | 60 | ZoneIP Central | 612
60211 | CHESTNUT | IDAHO | 138 | 60 | ZoneIP Central | 612
60210 | LOWELL | IDAHO | 138 | 60 | ZoneIP Central | 612
60200 | L SALMON | IDAHO | 138 | 60 | ZoneIP Southern | 613
60195 | L MALAD | IDAHO | 138 | 60 | ZoneIP Southern | 613
61842 | CART | IDAHO | 138 | 60 | ZoneIP Central | 612
61845 | HILSDALE | IDAHO | 138 | 60 | ZoneIP Central | 612
61838 | LANSING | IDAHO | 138 | 60 | ZoneIP Central | 612
61850 | HEYBURN | IDAHO | 138 | 60 | Snake River / NW Wyoming | 487
60176 | JUSTICE | IDAHO | 138 | 60 | ZoneIP Southern | 613
60175 | KING | IDAHO | 138 | 60 | ZoneIP Southern | 613
60170 | HYBN JCT | IDAHO | 138 | 60 | ZoneIP Southern | 613
61861 | WILS TAP | IDAHO | 138 | 60 | ZoneIP Central | 612
61857 | NORC TAP | IDAHO | 138 | 60 | ZoneIP Central | 612
60145 | FREMONT | IDAHO | 138 | 60 | ZoneIP Eastern | 614
60140 | EMMETT | IDAHO | 138 | 60 | ZoneIP Western | 611
61832 | STAR TAP | IDAHO | 138 | 60 | ZoneIP Central | 612
60135 | EDEN | IDAHO | 138 | 60 | ZoneIP Southern | 613
61915 | POLELINE | IDAHO | 138 | 60 | ZoneIP Southern | 613
61900 | RAFT | IDAHO | 138 | 60 | Snake River / NW Wyoming | 487
60120 | DALE | IDAHO | 138 | 60 | ZoneIP Southern | 613
60115 | CLIFF | IDAHO | 138 | 60 | ZoneIP Southern | 613
60114 | NORTHVW | IDAHO | 138 | 60 | ZoneIP Southern | 613
60113 | NTVW TAP | IDAHO | 138 | 60 | ZoneIP Southern | 613
61950 | UNITY | IDAHO | 138 | 60 | Snake River / NW Wyoming | 487
61917 | TUANA TP | IDAHO | 138 | 60 | ZoneIP Southern | 613
61865 | RFT RIDL | IDAHO | 138 | 60 | ZoneIP RFT | 606
61718 | ECKERT | IDAHO | 138 | 60 | ZoneIP Central | 612
60105 | CALDWELL | IDAHO | 138 | 60 | ZoneIP Central | 612
60101 | HORSEFLT | IDAHO | 138 | 60 | ZoneIP Western | 611
60070 | BRADY | IDAHO | 138 | 60 | ZoneIP Eastern | 614
60065 | BOMT_138 | IDAHO | 138 | 60 | ZoneIP Central | 612
60040 | BOISEBCH | IDAHO | 138 | 60 | ZoneIP Central | 612
60035 | BLISS | IDAHO | 138 | 60 | ZoneIP Southern | 613
60031 | BLACKFT | IDAHO | 138 | 60 | ZoneIP Eastern | 614
60024 | AMFLS PP | IDAHO | 138 | 60 | ZoneIP Eastern | 614
60020 | AMFLS | IDAHO | 138 | 60 | ZoneIP Eastern | 614
60016 | ALMDA TP | IDAHO | 138 | 60 | ZoneIP Eastern | 614
60015 | ALAMEDA | IDAHO | 138 | 60 | ZoneIP Eastern | 614
60010 | ADELAIDE | IDAHO | 138 | 60 | ZoneIP Southern | 613
59676 | EDD653 | ALBERTA | 138 | 54 | AIES-Fort McMurray | 545
81826 | mid_81826 | B.C.HYDRO | 138 | 50 | BC HYDRO | 500
59405 | SALTCR2 | ALBERTA | 138 | 54 | AIES-Fort McMurray | 545
59288 | LIVOCK03 | ALBERTA | 138 | 54 | AIES-Fort McMurray | 545
59053 | 204ST1 | ALBERTA | 138 | 54 | AIES-Empress | 568
59025 | STEELE | ALBERTA | 138 | 54 | AIES-Vegreville | 576
58749 | NOVA TP1 | ALBERTA | 138 | 54 | AIES-Red Deer | 555
58730 | 109ST2 | ALBERTA | 138 | 54 | AIES-Fort Saskatchewan 2000 | 553
58604 | EDD-0085 | ALBERTA | 138 | 54 | AIES-Fort McMurray | 545
58464 | HEISLER7 | ALBERTA | 138 | 54 | AIES-Alliance/Battle River | 556
58284 | NARROWS | ALBERTA | 138 | 54 | AIES-Peace River | 599
58113 | BAUER1 | ALBERTA | 138 | 54 | AIES-Lloydminster | 593
58000 | BC BORDE | ALBERTA | 138 | 54 | AIES-Rainbow Lake | 597
57730 | 109ST1 | ALBERTA | 138 | 54 | AIES-Fort Saskatchewan 2000 | 553
57676 | EDD658 | ALBERTA | 138 | 54 | AIES-Fort McMurray | 545
57630 | REDCOAT1 | ALBERTA | 138 | 54 | AIES-Lethbridge | 574
57622 | TWR_RD1 | ALBERTA | 138 | 54 | AIES-Fort McMurray | 545
57621 | SUNNYB8 | ALBERTA | 138 | 54 | AIES-Lake Wabamun Generation | 560
57614 | SUNNYB7 | ALBERTA | 138 | 54 | AIES-Lake Wabamun Generation | 560
57291 | KETL RV7 | ALBERTA | 138 | 54 | AIES-Fort McMurray | 545
57116 | MOWAT1 | ALBERTA | 138 | 54 | AIES-Grande Prairie | 540
57025 | AHS_8 | ALBERTA | 138 | 54 | AIES-Fort McMurray | 545
56974 | PIKE_02 | ALBERTA | 138 | 54 | AIES-Fort McMurray | 545
56959 | LANFIN5 | ALBERTA | 138 | 54 | AIES-Hanna | 562
56949 | CHESTER1 | ALBERTA | 138 | 54 | AIES-Strathmore/Blackie | 565
56778 | ED1000-4 | ALBERTA | 138 | 54 | AIES-Fort McMurray | 545
55315 | LACOREY7 | ALBERTA | 138 | 54 | AIES-Cold Lake | 548
56769 | MCLGH_TP | ALBERTA | 138 | 54 | AIES-Fort MacLeod | 573
56723 | BILBY 1 | ALBERTA | 138 | 54 | AIES-Lake Wabamun Generation | 560
56687 | BOHN_01 | ALBERTA | 138 | 54 | AIES-Fort McMurray | 545
56649 | HANSMAN9 | ALBERTA | 138 | 54 | AIES-Provost | 557
56627 | 7LA97_TP | ALBERTA | 138 | 54 | AIES-Fort McMurray | 545
56570 | ENMX65S7 | ALBERTA | 138 | 54 | AIES-Calgary | 586
56431 | KEEP_3 | ALBERTA | 138 | 54 | AIES-Lake Wabamun Generation | 560
56419 | PEMUKN3 | ALBERTA | 138 | 54 | AIES-Hanna | 562
56400 | HULL | ALBERTA | 138 | 54 | AIES-Vauxhall | 572
56366 | WATT_TAP | ALBERTA | 138 | 54 | AIES-Vegreville | 576
56340 | NORB01 | ALBERTA | 138 | 54 | AIES-Cold Lake | 548
56251 | WYNDHAM | ALBERTA | 138 | 54 | AIES-Strathmore/Blackie | 565
56237 | EDD34T1 | ALBERTA | 138 | 54 | AIES-Fort McMurray | 545
56219 | BLACKMUD | ALBERTA | 138 | 54 | AIES-Edmonton | 580
56217 | SJP_CRK | ALBERTA | 138 | 54 | AIES-Seebe | 564
56131 | MUIR_TAP | ALBERTA | 138 | 54 | AIES-Fox Creek | 544
56114 | UPDIKE1 | ALBERTA | 138 | 54 | AIES-Grande Prairie | 540
56054 | ARCENC1 | ALBERTA | 138 | 54 | AIES-Rainbow Lake | 597
56007 | HEIS_TP8 | ALBERTA | 138 | 54 | AIES-Alliance/Battle River | 556
55949 | ILAKE_02 | ALBERTA | 138 | 54 | AIES-Athabasca/Lac La Biche | 547
55948 | 948S_HV | ALBERTA | 138 | 54 | AIES-Hanna | 562
55877 | BASNTAP | ALBERTA | 138 | 54 | AIES-Brooks | 567
55837 | SODGLTAP | ALBERTA | 138 | 54 | AIES-Fort MacLeod | 573
55789 | WOLFCRE2 | ALBERTA | 138 | 54 | AIES-Wetaskiwin | 551
55787 | HAZLWOD2 | ALBERTA | 138 | 54 | AIES-Didsbury | 559
55780 | ED1001-2 | ALBERTA | 138 | 54 | AIES-Fort McMurray | 545
55779 | ED1001-1 | ALBERTA | 138 | 54 | AIES-Fort McMurray | 545
55777 | ED1000-3 | ALBERTA | 138 | 54 | AIES-Fort McMurray | 545
55769 | 769_HVR | ALBERTA | 138 | 54 | AIES-Hanna | 562
55759 | WINTHV | ALBERTA | 138 | 54 | AIES-Sheerness | 563
55749 | NOVA_R3A | ALBERTA | 138 | 54 | AIES-Red Deer | 555
55739 | ARD_01 | ALBERTA | 138 | 54 | AIES-Fort MacLeod | 573
55722 | WINDYTP | ALBERTA | 138 | 54 | AIES-Fort MacLeod | 573
55716 | LAKESEN7 | ALBERTA | 138 | 54 | AIES-Hanna | 562
55674 | CHKD CK7 | ALBERTA | 138 | 54 | AIES-Swan Hills | 546
55671 | EDD711 | ALBERTA | 138 | 54 | AIES-Fort McMurray | 545
81877 | mid_81877 | B.C.HYDRO | 138 | 50 | BC HYDRO | 500
55646 | PARKER1 | ALBERTA | 138 | 54 | AIES-Sheerness | 563
55632 | BADLAND1 | ALBERTA | 138 | 54 | AIES-Sheerness | 563
55628 | MOON LA7 | ALBERTA | 138 | 54 | AIES-Drayton Valley | 550
55627 | HALF_01 | ALBERTA | 138 | 54 | AIES-Fort McMurray | 545
55625 | DAWES138 | ALBERTA | 138 | 54 | AIES-Fort McMurray | 545
55623 | ENGSTRM1 | ALBERTA | 138 | 54 | AIES-Fort McMurray | 545
55609 | BAT SND1 | ALBERTA | 138 | 54 | AIES-Wainwright | 552
55603 | GHOSTPI1 | ALBERTA | 138 | 54 | AIES-Hanna | 562
55602 | GHOSTPI3 | ALBERTA | 138 | 54 | AIES-Hanna | 562
55576 | ENMX47S7 | ALBERTA | 138 | 54 | AIES-Calgary | 586
55569 | ENMX3S 7 | ALBERTA | 138 | 54 | AIES-Calgary | 586
55543 | OLDMAN1 | ALBERTA | 138 | 54 | AIES-Fort MacLeod | 573
55511 | FNC-1 | ALBERTA | 138 | 54 | AIES-Rainbow Lake | 597
55510 | KLC-1 | ALBERTA | 138 | 54 | AIES-Rainbow Lake | 597
55509 | FNC_TAP | ALBERTA | 138 | 54 | AIES-Rainbow Lake | 597
55508 | KLC_TAP | ALBERTA | 138 | 54 | AIES-Rainbow Lake | 597
55491 | BAT. RV7 | ALBERTA | 138 | 54 | AIES-Alliance/Battle River | 556
55490 | JAROW TP | ALBERTA | 138 | 54 | AIES-Wainwright | 552
55485 | ANDERSON | ALBERTA | 138 | 54 | AIES-Sheerness | 563
55483 | KIRBY1 | ALBERTA | 138 | 54 | AIES-Athabasca/Lac La Biche | 547
55474 | OYEN 7 | ALBERTA | 138 | 54 | AIES-Hanna | 562
55471 | MONITOR7 | ALBERTA | 138 | 54 | AIES-Hanna | 562
55468 | VETERAN7 | ALBERTA | 138 | 54 | AIES-Hanna | 562
55463 | BULLPON7 | ALBERTA | 138 | 54 | AIES-Sheerness | 563
55460 | WINT HI7 | ALBERTA | 138 | 54 | AIES-Sheerness | 563
55459 | EXCEL7 | ALBERTA | 138 | 54 | AIES-Hanna | 562
55456 | CAVDISH1 | ALBERTA | 138 | 54 | AIES-Empress | 568
55455 | LLOYD 7 | ALBERTA | 138 | 54 | AIES-Lloydminster | 593
55454 | BINDLOS7 | ALBERTA | 138 | 54 | AIES-Empress | 568
55452 | CVD_TAP | ALBERTA | 138 | 54 | AIES-Empress | 568
55448 | MICH. C7 | ALBERTA | 138 | 54 | AIES-Hanna | 562
55444 | LINDBER7 | ALBERTA | 138 | 54 | AIES-Cold Lake | 548
55433 | 3 HILLS7 | ALBERTA | 138 | 54 | AIES-Hanna | 562
55423 | NEVIS 7 | ALBERTA | 138 | 54 | AIES-Hanna | 562
55421 | COYTLK1 | ALBERTA | 138 | 54 | AIES-Hanna | 562
55420 | WEASEL1 | ALBERTA | 138 | 54 | AIES-Fort Saskatchewan 2000 | 553
55411 | WADDELL7 | ALBERTA | 138 | 54 | AIES-Fort McMurray | 545
61716 | BNLT | IDAHO | 138 | 60 | ZoneIP Central | 612
55409 | QUIGL1 | ALBERTA | 138 | 54 | AIES-Fort McMurray | 545
55393 | HILL 7 | ALBERTA | 138 | 54 | AIES-Lloydminster | 593
55383 | VERMILO7 | ALBERTA | 138 | 54 | AIES-Lloydminster | 593
55377 | IRISH C7 | ALBERTA | 138 | 54 | AIES-Lloydminster | 593
55372 | ST. PAU7 | ALBERTA | 138 | 54 | AIES-Vegreville | 576
55366 | VISCOUNT | ALBERTA | 138 | 54 | AIES-Edmonton | 580
55364 | CARVEL01 | ALBERTA | 138 | 54 | AIES-Lake Wabamun Generation | 560
55363 | VINCENT8 | ALBERTA | 138 | 54 | AIES-Vegreville | 576
55361 | WATTLAKE | ALBERTA | 138 | 54 | AIES-Vegreville | 576
55357 | VILNA 7 | ALBERTA | 138 | 54 | AIES-Vegreville | 576
55351 | NABIYE | ALBERTA | 138 | 54 | AIES-Cold Lake | 548
55350 | WHITBY 7 | ALBERTA | 138 | 54 | AIES-Vegreville | 576
55344 | BONNY 7 | ALBERTA | 138 | 54 | AIES-Cold Lake | 548
55340 | NAMAKA 7 | ALBERTA | 138 | 54 | AIES-Strathmore/Blackie | 565
55336 | HIGHPR9 | ALBERTA | 138 | 54 | AIES-High Prairie | 541
55324 | 7LA65_TP | ALBERTA | 138 | 54 | AIES-Lloydminster | 593
55322 | NORG_TP | ALBERTA | 138 | 54 | AIES-Cold Lake | 548
55320 | ETHEL L7 | ALBERTA | 138 | 54 | AIES-Cold Lake | 548
81900 | mid_81900 | B.C.HYDRO | 138 | 50 | BC HYDRO | 500
55314 | BRIKER1 | ALBERTA | 138 | 54 | AIES-Lloydminster | 593
55313 | MARG LK7 | ALBERTA | 138 | 54 | AIES-Cold Lake | 548
55310 | LEMING 7 | ALBERTA | 138 | 54 | AIES-Cold Lake | 548
55309 | BOURQUE | ALBERTA | 138 | 54 | AIES-Cold Lake | 548
55308 | GRIZZLY | ALBERTA | 138 | 54 | AIES-Vegreville | 576
55303 | MAHIHKA7 | ALBERTA | 138 | 54 | AIES-Cold Lake | 548
55302 | PRIMROSE | ALBERTA | 138 | 54 | AIES-Cold Lake | 548
55301 | FOSTERCK | ALBERTA | 138 | 54 | AIES-Cold Lake | 548
55300 | WOLF LK7 | ALBERTA | 138 | 54 | AIES-Cold Lake | 548
55292 | MEAD_144 | ALBERTA | 138 | 54 | AIES-Fort McMurray | 545
55290 | HORSERV7 | ALBERTA | 138 | 54 | AIES-Fort McMurray | 545
55285 | NIPISI 7 | ALBERTA | 138 | 54 | AIES-Peace River | 599
55282 | WILO LK7 | ALBERTA | 138 | 54 | AIES-Fort McMurray | 545
55275 | VIRGINI7 | ALBERTA | 138 | 54 | AIES-Swan Hills | 546
55272 | FIELDGA7 | ALBERTA | 138 | 54 | AIES-Swan Hills | 546
55271 | MORSE RV | ALBERTA | 138 | 54 | AIES-Swan Hills | 546
55270 | ESSO JU7 | ALBERTA | 138 | 54 | AIES-Swan Hills | 546
55269 | FIREBAG | ALBERTA | 138 | 54 | AIES-Fort McMurray | 545
55266 | SARAH L7 | ALBERTA | 138 | 54 | AIES-Swan Hills | 546
55261 | LOU CR.7 | ALBERTA | 138 | 54 | AIES-Swan Hills | 546
55256 | SWEETHE7 | ALBERTA | 138 | 54 | AIES-Fort McMurray | 545
55251 | GARDN1 | ALBERTA | 138 | 54 | AIES-Glenwood | 575
55249 | LNGLKC01 | ALBERTA | 138 | 54 | AIES-Fort McMurray | 545
81908 | mid_81908 | B.C.HYDRO | 138 | 50 | BC HYDRO | 500
55243 | EDITH L7 | ALBERTA | 138 | 54 | AIES-Swan Hills | 546
55242 | KINOSIS2 | ALBERTA | 138 | 54 | AIES-Fort McMurray | 545
55238 | GREGOIRE | ALBERTA | 138 | 54 | AIES-Fort McMurray | 545
55234 | OTAUWAU7 | ALBERTA | 138 | 54 | AIES-High Prairie | 541
55230 | AEC MILL | ALBERTA | 138 | 54 | AIES-High Prairie | 541
55229 | MITS E.7 | ALBERTA | 138 | 54 | AIES-High Prairie | 541
55227 | CROWLK7 | ALBERTA | 138 | 54 | AIES-Fort McMurray | 545
55224 | HANGSTO7 | ALBERTA | 138 | 54 | AIES-Fort McMurray | 545
55222 | PARS CR7 | ALBERTA | 138 | 54 | AIES-Fort McMurray | 545
81920 | mid_81920 | B.C.HYDRO | 138 | 50 | BC HYDRO | 500
55202 | RUTH LA7 | ALBERTA | 138 | 54 | AIES-Fort McMurray | 545
55180 | GOOSE R7 | ALBERTA | 138 | 54 | AIES-Valleyview | 543
55172 | STURG_1 | ALBERTA | 138 | 54 | AIES-Valleyview | 543
55170 | SIMONET7 | ALBERTA | 138 | 54 | AIES-Grande Cache | 542
55165 | STURGEO7 | ALBERTA | 138 | 54 | AIES-Valleyview | 543
16204 | IRVNGTN | TEP | 138 | 16 | TEP | 160
81912 | mid_81912 | B.C.HYDRO | 138 | 50 | BC HYDRO | 500
55160 | BEZANSON | ALBERTA | 138 | 54 | AIES-Grande Prairie | 540
55155 | VALLEYV7 | ALBERTA | 138 | 54 | AIES-Valleyview | 543
55153 | TRIANGL7 | ALBERTA | 138 | 54 | AIES-Valleyview | 543
55151 | 7L48TAP | ALBERTA | 138 | 54 | AIES-Valleyview | 543
55150 | DONNELL7 | ALBERTA | 138 | 54 | AIES-Peace River | 599
55149 | KAKWA1 | ALBERTA | 138 | 54 | AIES-Grande Cache | 542
10913 | AR_EXP_HV | NEW MEXICO | 138 | 10 | PNM: EHV and Gen | 100
55145 | BRDGE C7 | ALBERTA | 138 | 54 | AIES-Grande Prairie | 540
55144 | DOME CU7 | ALBERTA | 138 | 54 | AIES-Grande Cache | 542
55143 | BIG MTN7 | ALBERTA | 138 | 54 | AIES-Grande Prairie | 540
55140 | P&G 7 | ALBERTA | 138 | 54 | AIES-Grande Prairie | 540
55139 | ALBRIGHT | ALBERTA | 138 | 54 | AIES-Grande Prairie | 540
55138 | BCTAP | ALBERTA | 138 | 54 | AIES-Grande Prairie | 540
55135 | WAPITI 7 | ALBERTA | 138 | 54 | AIES-Grande Prairie | 540
55134 | ELMWORT7 | ALBERTA | 138 | 54 | AIES-Grande Prairie | 540
55132 | WAP JCT7 | ALBERTA | 138 | 54 | AIES-Grande Prairie | 540
55130 | MUIR-HV | ALBERTA | 138 | 54 | AIES-Fox Creek | 544
55126 | FLYINGS7 | ALBERTA | 138 | 54 | AIES-Grande Prairie | 540
55124 | SADDLE 7 | ALBERTA | 138 | 54 | AIES-Grande Prairie | 540
55121 | CRYST L7 | ALBERTA | 138 | 54 | AIES-Grande Prairie | 540
55120 | LOWE1 | ALBERTA | 138 | 54 | AIES-Grande Prairie | 540
55119 | GOODFAR7 | ALBERTA | 138 | 54 | AIES-Grande Prairie | 540
55117 | CLAIR L | ALBERTA | 138 | 54 | AIES-Grande Prairie | 540
55115 | MOWATTAP | ALBERTA | 138 | 54 | AIES-Grande Prairie | 540
55112 | BEARTRA1 | ALBERTA | 138 | 54 | AIES-Cold Lake | 548
55109 | MERCER 7 | ALBERTA | 138 | 54 | AIES-Grande Prairie | 540
55105 | FRIEDEN7 | ALBERTA | 138 | 54 | AIES-Peace River | 599
55104 | KSIT RV7 | ALBERTA | 138 | 54 | AIES-Grande Prairie | 540
55103 | THORN_144 | ALBERTA | 138 | 54 | AIES-Grande Cache | 542
55102 | BOUCH C7 | ALBERTA | 138 | 54 | AIES-Peace River | 599
55101 | GPEP7 | ALBERTA | 138 | 54 | AIES-Grande Prairie | 540
55100 | RYCROFT7 | ALBERTA | 138 | 54 | AIES-Grande Prairie | 540
55332 | GRND CTR | ALBERTA | 138 | 54 | AIES-Cold Lake | 548
55090 | MEIKLE1 | ALBERTA | 138 | 54 | AIES-Peace River | 599
55088 | DAISHOW7 | ALBERTA | 138 | 54 | AIES-Peace River | 599
55085 | PEACE RV | ALBERTA | 138 | 54 | AIES-Peace River | 599
55083 | CARMON 7 | ALBERTA | 138 | 54 | AIES-Peace River | 599
55082 | WESLY C7 | ALBERTA | 138 | 54 | AIES-Peace River | 599
55077 | 7L23 TAP | ALBERTA | 138 | 54 | AIES-Peace River | 599
55070 | CRANBER7 | ALBERTA | 138 | 54 | AIES-Peace River | 599
55065 | LUBICON7 | ALBERTA | 138 | 54 | AIES-Peace River | 599
55060 | NORCEN 7 | ALBERTA | 138 | 54 | AIES-Peace River | 599
55055 | CADOTTE7 | ALBERTA | 138 | 54 | AIES-Peace River | 599
55053 | RING CK7 | ALBERTA | 138 | 54 | AIES-Peace River | 599
55052 | HAMBURG7 | ALBERTA | 138 | 54 | AIES-Peace River | 599
55050 | HOTCHKS7 | ALBERTA | 138 | 54 | AIES-Peace River | 599
55044 | KEMP RV7 | ALBERTA | 138 | 54 | AIES-Rainbow Lake | 597
55043 | AHS_7 | ALBERTA | 138 | 54 | AIES-Fort McMurray | 545
55041 | BUCHN C7 | ALBERTA | 138 | 54 | AIES-Peace River | 599
55038 | OSB-TAP7 | ALBERTA | 138 | 54 | AIES-High Level | 598
55036 | KEG RVR7 | ALBERTA | 138 | 54 | AIES-Rainbow Lake | 597
55034 | CHINCHA7 | ALBERTA | 138 | 54 | AIES-Rainbow Lake | 597
55026 | ZAMA LK7 | ALBERTA | 138 | 54 | AIES-Rainbow Lake | 597
55024 | SAUL_02 | ALBERTA | 138 | 54 | AIES-Edmonton | 580
55023 | SULPH PT | ALBERTA | 138 | 54 | AIES-Rainbow Lake | 597
55022 | BLUMNOR7 | ALBERTA | 138 | 54 | AIES-High Level | 598
55020 | HIGH LV7 | ALBERTA | 138 | 54 | AIES-High Level | 598
55018 | BASSET 7 | ALBERTA | 138 | 54 | AIES-Rainbow Lake | 597
55017 | WSP_138 | ALBERTA | 138 | 54 | AIES-Rainbow Lake | 597
55016 | FORT NE7 | ALBERTA | 138 | 54 | AIES-Rainbow Lake | 597
55010 | CHARD_01 | ALBERTA | 138 | 54 | AIES-Fort McMurray | 545
55006 | GERMAIN1 | ALBERTA | 138 | 54 | AIES-Fort McMurray | 545
54996 | BBIRD_HV | ALBERTA | 138 | 54 | AIES-Hanna | 562
54987 | CIL TAP7 | ALBERTA | 138 | 54 | AIES-Edmonton | 580
54984 | HIGHVL T | ALBERTA | 138 | 54 | AIES-Lake Wabamun Generation | 560
54983 | MARION T | ALBERTA | 138 | 54 | AIES-Lake Wabamun Generation | 560
54982 | MADDEN T | ALBERTA | 138 | 54 | AIES-Didsbury | 559
54977 | ANTHONY7 | ALBERTA | 138 | 54 | AIES-Edmonton | 580
54976 | ROTBAUR | ALBERTA | 138 | 54 | AIES-Medicine Hat | 584
54975 | COMINTAP | ALBERTA | 138 | 54 | AIES-Red Deer | 555
54973 | 199A_TAP | ALBERTA | 138 | 54 | AIES-Swan Hills | 546
54970 | 746L JCT | ALBERTA | 138 | 54 | AIES-Edmonton | 580
160101 | ASARCO | TEP | 138 | 16 | TEP | 160
54962 | KAYBOBTP | ALBERTA | 138 | 54 | AIES-Fox Creek | 544
54961 | 746L JNC | ALBERTA | 138 | 54 | AIES-Fort Saskatchewan 2000 | 553
54957 | 166L JNC | ALBERTA | 138 | 54 | AIES-Didsbury | 559
54956 | 758L JCT | ALBERTA | 138 | 54 | AIES-Red Deer | 555
54954 | ABEE_01 | ALBERTA | 138 | 54 | AIES-Fort Saskatchewan 2000 | 553
54953 | FIBE TAP | ALBERTA | 138 | 54 | AIES-Edmonton | 580
54952 | DIAM TAP | ALBERTA | 138 | 54 | AIES-Fort Saskatchewan 2000 | 553
54950 | 742L JCT | ALBERTA | 138 | 54 | AIES-Seebe | 564
160103 | CIENEGA | TEP | 138 | 16 | TEP | 160
54948 | 808_BNDY | ALBERTA | 138 | 54 | AIES-Fort Saskatchewan 2000 | 553
54947 | GAINTAP2 | ALBERTA | 138 | 54 | AIES-Lake Wabamun Generation | 560
54946 | KING TAP | ALBERTA | 138 | 54 | AIES-Wetaskiwin | 551
54939 | RVBD TAP | ALBERTA | 138 | 54 | AIES-Fort MacLeod | 573
54938 | STEL TAP | ALBERTA | 138 | 54 | AIES-Edmonton | 580
54936 | 808L_TAP | ALBERTA | 138 | 54 | AIES-Fort Saskatchewan 2000 | 553
54933 | AIRD TAP | ALBERTA | 138 | 54 | AIES-Airdrie | 577
54931 | 746L NO | ALBERTA | 138 | 54 | AIES-Edmonton | 580
54928 | ENCH TAP | ALBERTA | 138 | 54 | AIES-Vauxhall | 572
54925 | JUMP TP2 | ALBERTA | 138 | 54 | AIES-Seebe | 564
54924 | CH KGT T | ALBERTA | 138 | 54 | AIES-Fox Creek | 544
54923 | W.CASC T | ALBERTA | 138 | 54 | AIES-Seebe | 564
54922 | ROSS TAP | ALBERTA | 138 | 54 | AIES-Fort Saskatchewan 2000 | 553
160105 | CORONA | TEP | 138 | 16 | TEP | 160
54916 | MONAR TP | ALBERTA | 138 | 54 | AIES-Lethbridge | 574
54915 | CHEV TP | ALBERTA | 138 | 54 | AIES-Hinton/Edson | 549
54912 | 740L JNC | ALBERTA | 138 | 54 | AIES-Hinton/Edson | 549
54911 | EMPLIQTP | ALBERTA | 138 | 54 | AIES-Empress | 568
54910 | OBED TAP | ALBERTA | 138 | 54 | AIES-Hinton/Edson | 549
54905 | 105S TAP | ALBERTA | 138 | 54 | AIES-Lake Wabamun Generation | 560
54901 | MCBRIDE1 | ALBERTA | 138 | 54 | AIES-Fort MacLeod | 573
54900 | JUMP TP1 | ALBERTA | 138 | 54 | AIES-Seebe | 564
54899 | TRUE W T | ALBERTA | 138 | 54 | AIES-Wetaskiwin | 551
54898 | GENSTR T | ALBERTA | 138 | 54 | AIES-Edmonton | 580
54894 | CLARESHOLM4 | ALBERTA | 138 | 54 | AIES-Stavely | 569
160107 | CYPRUS | TEP | 138 | 16 | TEP | 160
54890 | AMOCO TP | ALBERTA | 138 | 54 | AIES-Caroline | 558
54888 | 106S TAP | ALBERTA | 138 | 54 | AIES-Lake Wabamun Generation | 560
54886 | MAG TAP7 | ALBERTA | 138 | 54 | AIES-High River | 566
54883 | EAGLE TP | ALBERTA | 138 | 54 | AIES-Caroline | 558
54882 | SCHRA TP | ALBERTA | 138 | 54 | AIES-Caroline | 558
18900 | TROP2 | NEVADA | 138 | 18 | ZoneN3 | 183
54875 | 879AL_TAP | ALBERTA | 138 | 54 | AIES-Vauxhall | 572
54874 | 715AL TP | ALBERTA | 138 | 54 | AIES-Provost | 557
54873 | RATTLESNK | ALBERTA | 138 | 54 | AIES-Medicine Hat | 584
54872 | 180AL-TAP | ALBERTA | 138 | 54 | AIES-Stavely | 569
54869 | CHIN CH | ALBERTA | 138 | 54 | AIES-Lethbridge | 574
54862 | PV-TAP7 | ALBERTA | 138 | 54 | AIES-Lloydminster | 593
54861 | 472ALTAP | ALBERTA | 138 | 54 | AIES-Provost | 557
54858 | THOMP02 | ALBERTA | 138 | 54 | AIES-Athabasca/Lac La Biche | 547
54850 | 7LA106TP | ALBERTA | 138 | 54 | AIES-Peace River | 599
160104 | CLEAR | TEP | 138 | 16 | TEP | 160
54844 | ASBNE TP | ALBERTA | 138 | 54 | AIES-Lake Wabamun Generation | 560
54842 | QUEENS7 | ALBERTA | 138 | 54 | AIES-Wetaskiwin | 551
54839 | 600AL TA | ALBERTA | 138 | 54 | AIES-Medicine Hat | 584
54834 | CHIN_CHT | ALBERTA | 138 | 54 | AIES-Lethbridge | 574
54832 | 788_TP | ALBERTA | 138 | 54 | AIES-Athabasca/Lac La Biche | 547
54830 | MARLBTAP | ALBERTA | 138 | 54 | AIES-Hinton/Edson | 549
54828 | PURSPRW4 | ALBERTA | 138 | 54 | AIES-Vauxhall | 572
54827 | ANTHNYTP | ALBERTA | 138 | 54 | AIES-Edmonton | 580
54825 | CGETAP | ALBERTA | 138 | 54 | AIES-Grande Prairie | 540
54823 | 725BL | ALBERTA | 138 | 54 | AIES-Fort MacLeod | 573
54821 | 708ALTAP | ALBERTA | 138 | 54 | AIES-Fort Saskatchewan 2000 | 553
54815 | TWP TAP7 | ALBERTA | 138 | 54 | AIES-Drayton Valley | 550
54814 | KILRY TP | ALBERTA | 138 | 54 | AIES-Provost | 557
54813 | ELKRIVTP | ALBERTA | 138 | 54 | AIES-Drayton Valley | 550
54810 | AMOCOTAP | ALBERTA | 138 | 54 | AIES-Airdrie | 577
54809 | EXPRESTP | ALBERTA | 138 | 54 | AIES-Provost | 557
54804 | 803/804X | ALBERTA | 138 | 54 | AIES-Wetaskiwin | 551
54800 | PRIM TAP | ALBERTA | 138 | 54 | AIES-Cold Lake | 548
54799 | CHARD_TP | ALBERTA | 138 | 54 | AIES-Fort McMurray | 545
54795 | LINDB_TP | ALBERTA | 138 | 54 | AIES-Cold Lake | 548
160112 | DREXEL | TEP | 138 | 16 | TEP | 160
65012 | 106TH SO | PACE | 138 | 65 | UT SALT LAKE | 655
54793 | SCORIA7 | ALBERTA | 138 | 54 | AIES-Fort Saskatchewan 2000 | 553
54784 | ED1004-2 | ALBERTA | 138 | 54 | AIES-Fort McMurray | 545
54782 | ED1003-1 | ALBERTA | 138 | 54 | AIES-Fort McMurray | 545
54780 | SYLV_138 | ALBERTA | 138 | 54 | AIES-Red Deer | 555
18848 | CLARK W | NEVADA | 138 | 18 | ZoneN1 | 181
65020 | ROWLEY | PACE | 138 | 65 | UT US MAG | 689
54779 | PADDLE R | ALBERTA | 138 | 54 | AIES-Lake Wabamun Generation | 560
160111 | DMP_NORTH | TEP | 138 | 16 | TEP | 160
54766 | BAUERTAP | ALBERTA | 138 | 54 | AIES-Lloydminster | 593
54760 | NOVA_R3B | ALBERTA | 138 | 54 | AIES-Red Deer | 555
160113 | EAST_LOOP_N | TEP | 138 | 16 | TEP | 160
65045 | ANGEL TAP | PACE | 138 | 65 | UT OGDEN | 661
54752 | FIDLER02 | ALBERTA | 138 | 54 | AIES-Fort MacLeod | 573
54748 | 608AL_TP | ALBERTA | 138 | 54 | AIES-Fort MacLeod | 573
54747 | WT_144 | ALBERTA | 138 | 54 | AIES-Peace River | 599
54745 | WINDYFLAT2 | ALBERTA | 138 | 54 | AIES-Fort MacLeod | 573
54744 | MHS-7 | ALBERTA | 138 | 54 | AIES-Medicine Hat | 584
54735 | SHELL TP | ALBERTA | 138 | 54 | AIES-Fort Saskatchewan 2000 | 553
65087 | NAPLES | PACE | 138 | 65 | UT UINTAH | 670
54732 | SKARO138 | ALBERTA | 138 | 54 | AIES-Fort Saskatchewan 2000 | 553
54729 | SUMMITTP | ALBERTA | 138 | 54 | AIES-Airdrie | 577
54721 | RDCO_TAP | ALBERTA | 138 | 54 | AIES-Lethbridge | 574
54718 | WESWOOD | ALBERTA | 138 | 54 | AIES-Fort Saskatchewan 2000 | 553
54715 | CLIPP_TP | ALBERTA | 138 | 54 | AIES-Wainwright | 552
54699 | RIVERBN7 | ALBERTA | 138 | 54 | AIES-Lethbridge | 574
65070 | ANTLOP 2 | PACE | 138 | 65 | ID NPC | 652
18720 | MYS | NEVADA | 138 | 18 | ZoneN3 | 183
54696 | LETH146S | ALBERTA | 138 | 54 | AIES-Lethbridge | 574
54694 | MAGRATH7 | ALBERTA | 138 | 54 | AIES-Glenwood | 575
54691 | LETH241S | ALBERTA | 138 | 54 | AIES-Lethbridge | 574
54690 | COALDAL7 | ALBERTA | 138 | 54 | AIES-Lethbridge | 574
54679 | LETH111S | ALBERTA | 138 | 54 | AIES-Lethbridge | 574
54678 | DEERH7 | ALBERTA | 138 | 54 | AIES-Hinton/Edson | 549
54675 | DOGRIB01 | ALBERTA | 138 | 54 | AIES-Fort McMurray | 545
54674 | CYPRES1 | ALBERTA | 138 | 54 | AIES-Empress | 568
18701 | LVCOGEN1 | NEVADA | 138 | 18 | ZoneN1 | 181
54664 | PIPER CR | ALBERTA | 138 | 54 | AIES-Red Deer | 555
54656 | RUSSEL1 | ALBERTA | 138 | 54 | AIES-Fort MacLeod | 573
54654 | WINDYFLAT3 | ALBERTA | 138 | 54 | AIES-Fort MacLeod | 573
54651 | ELKRIVE7 | ALBERTA | 138 | 54 | AIES-Drayton Valley | 550
54644 | CAN CEF7 | ALBERTA | 138 | 54 | AIES-Seebe | 564
54640 | FOOTHLL2 | ALBERTA | 138 | 54 | AIES-High River | 566
18698 | SIL FLG | NEVADA | 138 | 18 | ZoneN3 | 183
54637 | ALPACTAP | ALBERTA | 138 | 54 | AIES-Athabasca/Lac La Biche | 547
54631 | ENMX35S7 | ALBERTA | 138 | 54 | AIES-Calgary | 586
54628 | ALC SCOT | ALBERTA | 138 | 54 | AIES-Fort Saskatchewan 2000 | 553
18695 | CAMERO | NEVADA | 138 | 18 | ZoneN3 | 183
54605 | WATSON C | ALBERTA | 138 | 54 | AIES-Hinton/Edson | 549
54600 | ENMAXGIS | ALBERTA | 138 | 54 | AIES-Calgary | 586
65207 | BOWLER | PACE | 138 | 65 | UT RED DGT | 674
54594 | ENMX33S7 | ALBERTA | 138 | 54 | AIES-Calgary | 586
54592 | ENMX41S7 | ALBERTA | 138 | 54 | AIES-Calgary | 586
54591 | ENMX40S7 | ALBERTA | 138 | 54 | AIES-Calgary | 586
54589 | ENMX26S7 | ALBERTA | 138 | 54 | AIES-Calgary | 586
54588 | ENMX8S 7 | ALBERTA | 138 | 54 | AIES-Calgary | 586
54587 | ENMX6S7 | ALBERTA | 138 | 54 | AIES-Calgary | 586
54585 | ENMX9S 7 | ALBERTA | 138 | 54 | AIES-Calgary | 586
54583 | ENMX32S7 | ALBERTA | 138 | 54 | AIES-Calgary | 586
18686 | MTNEDGE | NEVADA | 138 | 18 | ZoneN6 | 186
54581 | ENMX12S7 | ALBERTA | 138 | 54 | AIES-Calgary | 586
54579 | ENMX31S7 | ALBERTA | 138 | 54 | AIES-Calgary | 586
54574 | ENMX37S7 | ALBERTA | 138 | 54 | AIES-Calgary | 586
54573 | ENMX38S7 | ALBERTA | 138 | 54 | AIES-Calgary | 586
54572 | ENMX39S7 | ALBERTA | 138 | 54 | AIES-Calgary | 586
54568 | ENMX5S 7 | ALBERTA | 138 | 54 | AIES-Calgary | 586
54567 | ENMX1S 7 | ALBERTA | 138 | 54 | AIES-Calgary | 586
54566 | ENMX20S7 | ALBERTA | 138 | 54 | AIES-Calgary | 586
18685 | ELKHORN | NEVADA | 138 | 18 | ZoneN3 | 183
54561 | ENMX11S7 | ALBERTA | 138 | 54 | AIES-Calgary | 586
54559 | ENMX13S7 | ALBERTA | 138 | 54 | AIES-Calgary | 586
54555 | ENMX14S7 | ALBERTA | 138 | 54 | AIES-Calgary | 586
54551 | ENMX28S7 | ALBERTA | 138 | 54 | AIES-Calgary | 586
54550 | ENMX22S7 | ALBERTA | 138 | 54 | AIES-Calgary | 586
54549 | INLANDCT | ALBERTA | 138 | 54 | AIES-Edmonton | 580
18684 | VILAGE19 | NEVADA | 138 | 18 | ZoneN3 | 183
65245 | CAMERON | PACE | 138 | 65 | UT SIGURD | 657
54548 | ENMX10S7 | ALBERTA | 138 | 54 | AIES-Calgary | 586
54541 | ATP 4R 7 | ALBERTA | 138 | 54 | AIES-Edmonton | 580
54538 | ATP 5R 7 | ALBERTA | 138 | 54 | AIES-Edmonton | 580
54537 | FIBERGL7 | ALBERTA | 138 | 54 | AIES-Edmonton | 580
18677 | SWENSON | NEVADA | 138 | 18 | ZoneN5 | 185
54526 | GENESEE7 | ALBERTA | 138 | 54 | AIES-Lake Wabamun Generation | 560
160109 | DMP_CENTRAL | TEP | 138 | 16 | TEP | 160
54515 | BROADMO7 | ALBERTA | 138 | 54 | AIES-Edmonton | 580
18675 | TROPICAL | NEVADA | 138 | 18 | ZoneN3 | 183
65280 | CARBON | PACE | 138 | 65 | UT CARB PRIC | 656
81985 | mid_81985 | B.C.HYDRO | 138 | 50 | BC HYDRO | 500
54503 | SUMMIT_7 | ALBERTA | 138 | 54 | AIES-Airdrie | 577
54500 | KEEPHIL1 | ALBERTA | 138 | 54 | AIES-Lake Wabamun Generation | 560
54483 | TUCUMAN7 | ALBERTA | 138 | 54 | AIES-Wainwright | 552
54477 | RIBSTON1 | ALBERTA | 138 | 54 | AIES-Hanna | 562
54472 | HORNBECK | ALBERTA | 138 | 54 | AIES-Hinton/Edson | 549
54468 | LEISMER7 | ALBERTA | 138 | 54 | AIES-Fort McMurray | 545
54465 | TIMBRLD7 | ALBERTA | 138 | 54 | AIES-Red Deer | 555
18672 | SPARTA | NEVADA | 138 | 18 | ZoneN3 | 183
54459 | ROSEVAL1 | ALBERTA | 138 | 54 | AIES-Lake Wabamun Generation | 560
18671 | RAILRD | NEVADA | 138 | 18 | ZoneN3 | 183
54444 | SPRINGB7 | ALBERTA | 138 | 54 | AIES-Seebe | 564
54440 | TRUE WEL | ALBERTA | 138 | 54 | AIES-Wetaskiwin | 551
81992 | mid_81992 | B.C.HYDRO | 138 | 50 | BC HYDRO | 500
54437 | TMPL2GA7 | ALBERTA | 138 | 54 | AIES-Lake Wabamun Generation | 560
18669 | ROBINDAL | NEVADA | 138 | 18 | ZoneN6 | 186
65355 | COLUMBIA | PACE | 138 | 65 | UT CARB PRIC | 656
54428 | SPRUCGV7 | ALBERTA | 138 | 54 | AIES-Edmonton | 580
54425 | NOSE CR7 | ALBERTA | 138 | 54 | AIES-Airdrie | 577
54423 | KEEPHIL7 | ALBERTA | 138 | 54 | AIES-Lake Wabamun Generation | 560
18653 | ALLEN | NEVADA | 138 | 18 | ZoneN3 | 183
54417 | WAUP1 | ALBERTA | 138 | 54 | AIES-Athabasca/Lac La Biche | 547
54415 | MARLBOR1 | ALBERTA | 138 | 54 | AIES-Hinton/Edson | 549
54411 | CHEV KG7 | ALBERTA | 138 | 54 | AIES-Fox Creek | 544
54409 | KETTLES | ALBERTA | 138 | 54 | AIES-Fort MacLeod | 573
54406 | CHIN CH7 | ALBERTA | 138 | 54 | AIES-Lethbridge | 574
18652 | FRIAS | NEVADA | 138 | 18 | ZoneN6 | 186
54401 | HAYS 7 | ALBERTA | 138 | 54 | AIES-Vauxhall | 572
54400 | MONARCH7 | ALBERTA | 138 | 54 | AIES-Lethbridge | 574
54399 | BASSAN7 | ALBERTA | 138 | 54 | AIES-Brooks | 567
54398 | BROOKFLD | ALBERTA | 138 | 54 | AIES-Red Deer | 555
54397 | PINEDAL7 | ALBERTA | 138 | 54 | AIES-Hinton/Edson | 549
54395 | NITON 7 | ALBERTA | 138 | 54 | AIES-Hinton/Edson | 549
54393 | DOW HYD7 | ALBERTA | 138 | 54 | AIES-Fort Saskatchewan 2000 | 553
54392 | ALPAC1 | ALBERTA | 138 | 54 | AIES-Athabasca/Lac La Biche | 547
54391 | ALBCHEM7 | ALBERTA | 138 | 54 | AIES-Fort Saskatchewan 2000 | 553
54388 | ELLIS 7 | ALBERTA | 138 | 54 | AIES-Red Deer | 555
54387 | COMINCO7 | ALBERTA | 138 | 54 | AIES-Red Deer | 555
54386 | SHELL EA | ALBERTA | 138 | 54 | AIES-Caroline | 558
18651 | REDROCK | NEVADA | 138 | 18 | ZoneN6 | 186
54384 | UC PRENT | ALBERTA | 138 | 54 | AIES-Red Deer | 555
54383 | JOFFRE 7 | ALBERTA | 138 | 54 | AIES-Red Deer | 555
54382 | SHELL RA | ALBERTA | 138 | 54 | AIES-Caroline | 558
54378 | STELCO 2 | ALBERTA | 138 | 54 | AIES-Edmonton | 580
54374 | BIGSTON7 | ALBERTA | 138 | 54 | AIES-Wetaskiwin | 551
54373 | IPL HAR7 | ALBERTA | 138 | 54 | AIES-Wainwright | 552
54370 | SHELL C7 | ALBERTA | 138 | 54 | AIES-Caroline | 558
18646 | TOMSIK | NEVADA | 138 | 18 | ZoneN6 | 186
54368 | CHEVIOT1 | ALBERTA | 138 | 54 | AIES-Hinton/Edson | 549
54367 | CHINOOK1 | ALBERTA | 138 | 54 | AIES-Lethbridge | 574
54365 | BUFORD 7 | ALBERTA | 138 | 54 | AIES-Wetaskiwin | 551
54362 | EDGERTO7 | ALBERTA | 138 | 54 | AIES-Provost | 557
54360 | STONY P7 | ALBERTA | 138 | 54 | AIES-Lake Wabamun Generation | 560
54359 | ACHESON | ALBERTA | 138 | 54 | AIES-Edmonton | 580
18635 | PROCYON | NEVADA | 138 | 18 | ZoneN3 | 183
54357 | STALBE7 | ALBERTA | 138 | 54 | AIES-Edmonton | 580
54355 | NOVA C27 | ALBERTA | 138 | 54 | AIES-Red Deer | 555
54354 | NOVA C17 | ALBERTA | 138 | 54 | AIES-Red Deer | 555
54344 | WARLOW7 | ALBERTA | 138 | 54 | AIES-Empress | 568
54343 | TABERW1 | ALBERTA | 138 | 54 | AIES-Vauxhall | 572
18634 | GYPSUM | NEVADA | 138 | 18 | ZoneN4 | 184
160108 | DELCERRO | TEP | 138 | 16 | TEP | 160
54334 | SUMMER04 | ALBERTA | 138 | 54 | AIES-Fort MacLeod | 573
54333 | QUENSTWN | ALBERTA | 138 | 54 | AIES-Strathmore/Blackie | 565
54331 | VIOL GR7 | ALBERTA | 138 | 54 | AIES-Drayton Valley | 550
54329 | POCATER7 | ALBERTA | 138 | 54 | AIES-Seebe | 564
54328 | MACLEOD1 | ALBERTA | 138 | 54 | AIES-Fort MacLeod | 573
54326 | COAL VA7 | ALBERTA | 138 | 54 | AIES-Hinton/Edson | 549
18633 | COMMRCE | NEVADA | 138 | 18 | ZoneN4 | 184
54321 | HEARTLAK2 | ALBERTA | 138 | 54 | AIES-Athabasca/Lac La Biche | 547
54320 | CHAPPIC7 | ALBERTA | 138 | 54 | AIES-Medicine Hat | 584
54318 | W CROSSF | ALBERTA | 138 | 54 | AIES-Airdrie | 577
54315 | HUSSAR | ALBERTA | 138 | 54 | AIES-Strathmore/Blackie | 565
54314 | JOSEPH2 | ALBERTA | 138 | 54 | AIES-Fort Saskatchewan 2000 | 553
54312 | E CROSS7 | ALBERTA | 138 | 54 | AIES-Airdrie | 577
18632 | CACTUS | NEVADA | 138 | 18 | ZoneN5 | 185
54310 | SPRAY S | ALBERTA | 138 | 54 | AIES-Seebe | 564
54309 | MCMILLA7 | ALBERTA | 138 | 54 | AIES-Fort McMurray | 545
54308 | FLATLK-2 | ALBERTA | 138 | 54 | AIES-Athabasca/Lac La Biche | 547
18631 | KEEHN | NEVADA | 138 | 18 | ZoneN5 | 185
54304 | PLAMOND7 | ALBERTA | 138 | 54 | AIES-Athabasca/Lac La Biche | 547
54303 | STELCO 1 | ALBERTA | 138 | 54 | AIES-Edmonton | 580
54302 | MARION 7 | ALBERTA | 138 | 54 | AIES-Lake Wabamun Generation | 560
54297 | WAINWRI7 | ALBERTA | 138 | 54 | AIES-Wainwright | 552
54296 | GOOSEL7 | ALBERTA | 138 | 54 | AIES-Fort MacLeod | 573
54294 | TOTHILL1 | ALBERTA | 138 | 54 | AIES-Medicine Hat | 584
54293 | STIRLIN7 | ALBERTA | 138 | 54 | AIES-Glenwood | 575
54292 | JENNER7 | ALBERTA | 138 | 54 | AIES-Empress | 568
18625 | BELTWAY | NEVADA | 138 | 18 | ZoneN5 | 185
54290 | BALZ COG | ALBERTA | 138 | 54 | AIES-Calgary | 586
54286 | ENCHANT7 | ALBERTA | 138 | 54 | AIES-Vauxhall | 572
54285 | BAYMAG | ALBERTA | 138 | 54 | AIES-Seebe | 564
54283 | CANMORE7 | ALBERTA | 138 | 54 | AIES-Seebe | 564
18623 | SINATRA | NEVADA | 138 | 18 | ZoneN5 | 185
54279 | STAVELEY | ALBERTA | 138 | 54 | AIES-Stavely | 569
54277 | WESTFLD7 | ALBERTA | 138 | 54 | AIES-Vauxhall | 572
54276 | W BROOK7 | ALBERTA | 138 | 54 | AIES-Brooks | 567
54275 | TILLEY 7 | ALBERTA | 138 | 54 | AIES-Brooks | 567
54274 | VAUXHAL7 | ALBERTA | 138 | 54 | AIES-Vauxhall | 572
54272 | TABER 7 | ALBERTA | 138 | 54 | AIES-Vauxhall | 572
54271 | BULLS H7 | ALBERTA | 138 | 54 | AIES-Medicine Hat | 584
54270 | SUFFIEL7 | ALBERTA | 138 | 54 | AIES-Medicine Hat | 584
54267 | DOME EM7 | ALBERTA | 138 | 54 | AIES-Empress | 568
54266 | EMPRESA7 | ALBERTA | 138 | 54 | AIES-Empress | 568
54263 | EMP LIQ7 | ALBERTA | 138 | 54 | AIES-Empress | 568
54261 | DOW BUS3 | ALBERTA | 138 | 54 | AIES-Fort Saskatchewan 2000 | 553
18614 | BICENT | NEVADA | 138 | 18 | ZoneN5 | 185
54259 | STRATHM7 | ALBERTA | 138 | 54 | AIES-Strathmore/Blackie | 565
54257 | LIMESTO7 | ALBERTA | 138 | 54 | AIES-Caroline | 558
54256 | BROOKS 7 | ALBERTA | 138 | 54 | AIES-Brooks | 567
54254 | GLEICHE7 | ALBERTA | 138 | 54 | AIES-Strathmore/Blackie | 565
54252 | CARSELA7 | ALBERTA | 138 | 54 | AIES-Strathmore/Blackie | 565
54250 | DUCHESS7 | ALBERTA | 138 | 54 | AIES-Brooks | 567
54249 | 878S | ALBERTA | 138 | 54 | AIES-Peace River | 599
18610 | GILMORE | NEVADA | 138 | 18 | ZoneN3 | 183
54247 | CAVALIER | ALBERTA | 138 | 54 | AIES-Strathmore/Blackie | 565
54244 | VULCAN 7 | ALBERTA | 138 | 54 | AIES-Stavely | 569
54243 | HARTELL7 | ALBERTA | 138 | 54 | AIES-High River | 566
18609 | LONEMTN | NEVADA | 138 | 18 | ZoneN3 | 183
54239 | OKOTOKS7 | ALBERTA | 138 | 54 | AIES-High River | 566
54238 | BLACK D7 | ALBERTA | 138 | 54 | AIES-High River | 566
18604 | CNCOURS | NEVADA | 138 | 18 | ZoneN4 | 184
54234 | CASTRIV1 | ALBERTA | 138 | 54 | AIES-Fort MacLeod | 573
54233 | DRYWOOD7 | ALBERTA | 138 | 54 | AIES-Glenwood | 575
54232 | COLEMAN7 | ALBERTA | 138 | 54 | AIES-Fort MacLeod | 573
54230 | OLDMAN D | ALBERTA | 138 | 54 | AIES-Fort MacLeod | 573
54229 | 170AL-TA | ALBERTA | 138 | 54 | AIES-Fort MacLeod | 573
65505 | EL MONTE | PACE | 138 | 65 | UT OGDEN | 661
54224 | PINCHER7 | ALBERTA | 138 | 54 | AIES-Fort MacLeod | 573
54219 | KILLARN7 | ALBERTA | 138 | 54 | AIES-Provost | 557
65520 | EMMAPARK | PACE | 138 | 65 | UT UINTAH | 670
54216 | BARRIER7 | ALBERTA | 138 | 54 | AIES-Seebe | 564
54215 | TEX.W.P7 | ALBERTA | 138 | 54 | AIES-Drayton Valley | 550
54213 | HAIGRIVE | ALBERTA | 138 | 54 | AIES-Rainbow Lake | 597
160118 | HARRISON | TEP | 138 | 16 | TEP | 160
54209 | BRETONA1 | ALBERTA | 138 | 54 | AIES-Edmonton | 580
54207 | JANET 7 | ALBERTA | 138 | 54 | AIES-Calgary | 586
54205 | AMOCO R7 | ALBERTA | 138 | 54 | AIES-Caroline | 558
54202 | SARCEE 7 | ALBERTA | 138 | 54 | AIES-Calgary | 586
54201 | JUMPPND7 | ALBERTA | 138 | 54 | AIES-Seebe | 564
54200 | UNDRWD7 | ALBERTA | 138 | 54 | AIES-Fort McMurray | 545
54198 | BALZAC 7 | ALBERTA | 138 | 54 | AIES-Calgary | 586
54195 | RUNDLE S | ALBERTA | 138 | 54 | AIES-Seebe | 564
54193 | KANANAS7 | ALBERTA | 138 | 54 | AIES-Seebe | 564
54191 | ANG COCH | ALBERTA | 138 | 54 | AIES-Seebe | 564
65570 | FRANKLIN | PACE | 138 | 65 | ID SPC | 677
54185 | SCOT4_8 | ALBERTA | 138 | 54 | AIES-Fort Saskatchewan 2000 | 553
54180 | GHOST 7 | ALBERTA | 138 | 54 | AIES-Seebe | 564
54179 | MARIANA7 | ALBERTA | 138 | 54 | AIES-Fort McMurray | 545
54177 | AIRDRIE | ALBERTA | 138 | 54 | AIES-Airdrie | 577
54175 | CASCADE7 | ALBERTA | 138 | 54 | AIES-Seebe | 564
54173 | BRETV A7 | ALBERTA | 138 | 54 | AIES-Edmonton | 580
54171 | SEEBE 7 | ALBERTA | 138 | 54 | AIES-Seebe | 564
54170 | COCHRAN7 | ALBERTA | 138 | 54 | AIES-Seebe | 564
54169 | CAN CEM7 | ALBERTA | 138 | 54 | AIES-Seebe | 564
54166 | PEIGAN 7 | ALBERTA | 138 | 54 | AIES-Fort MacLeod | 573
54164 | SAGITAW7 | ALBERTA | 138 | 54 | AIES-Swan Hills | 546
54148 | GAETZ 7 | ALBERTA | 138 | 54 | AIES-Red Deer | 555
65611 | GADSBYGT | PACE | 138 | 65 | UT SALT LAKE | 655
54144 | ALGAR 7 | ALBERTA | 138 | 54 | AIES-Fort McMurray | 545
54142 | KINGMAN7 | ALBERTA | 138 | 54 | AIES-Wetaskiwin | 551
54141 | DALEHUR7 | ALBERTA | 138 | 54 | AIES-Hinton/Edson | 549
54134 | WABAMUN7 | ALBERTA | 138 | 54 | AIES-Lake Wabamun Generation | 560
54132 | SUNDANC7 | ALBERTA | 138 | 54 | AIES-Lake Wabamun Generation | 560
54127 | BEDDING2 | ALBERTA | 138 | 54 | AIES-Calgary | 586
54126 | SHELL H7 | ALBERTA | 138 | 54 | AIES-Didsbury | 559
54125 | YASAA7 | ALBERTA | 138 | 54 | AIES-Edmonton | 580
54124 | HARMATT7 | ALBERTA | 138 | 54 | AIES-Didsbury | 559
65737 | GRNVL138 | PACE | 138 | 65 | UT RED UAMPS | 675
54121 | OLDS 7 | ALBERTA | 138 | 54 | AIES-Didsbury | 559
54120 | INNISFA7 | ALBERTA | 138 | 54 | AIES-Didsbury | 559
54119 | N RED D7 | ALBERTA | 138 | 54 | AIES-Red Deer | 555
54117 | RED DE A | ALBERTA | 138 | 54 | AIES-Red Deer | 555
54115 | S RED DE | ALBERTA | 138 | 54 | AIES-Red Deer | 555
54114 | LACOMBE7 | ALBERTA | 138 | 54 | AIES-Red Deer | 555
65755 | HELPER | PACE | 138 | 65 | UT CARB PRIC | 656
54112 | SUNKEN7 | ALBERTA | 138 | 54 | AIES-Provost | 557
54111 | SANDHIL7 | ALBERTA | 138 | 54 | AIES-Empress | 568
54110 | IPL EDM7 | ALBERTA | 138 | 54 | AIES-Edmonton | 580
54107 | SUNDRE 7 | ALBERTA | 138 | 54 | AIES-Caroline | 558
54106 | DEERLAN7 | ALBERTA | 138 | 54 | AIES-Fort Saskatchewan 2000 | 553
54105 | PIGEON 7 | ALBERTA | 138 | 54 | AIES-Wetaskiwin | 551
65772 | HILLFLD | PACE | 138 | 65 | UT OGDEN | 661
54103 | BIG HOR7 | ALBERTA | 138 | 54 | AIES-Abraham Lake | 554
54101 | COOKING7 | ALBERTA | 138 | 54 | AIES-Edmonton | 580
54100 | ROCKY M7 | ALBERTA | 138 | 54 | AIES-Caroline | 558
65792 | RICHMOND | PACE | 138 | 65 | UT NO UT | 654
54096 | DEVON 7 | ALBERTA | 138 | 54 | AIES-Edmonton | 580
65790 | HORSSHOE | PACE | 138 | 65 | UT TOOELE | 682
65785 | HONEYVIL | PACE | 138 | 65 | UT NO UT | 654
54094 | ERVICK 7 | ALBERTA | 138 | 54 | AIES-Wetaskiwin | 551
54093 | WETASKI7 | ALBERTA | 138 | 54 | AIES-Wetaskiwin | 551
54091 | NISKU 7 | ALBERTA | 138 | 54 | AIES-Edmonton | 580
54089 | E EDMON7 | ALBERTA | 138 | 54 | AIES-Edmonton | 580
54088 | BICKERD7 | ALBERTA | 138 | 54 | AIES-Hinton/Edson | 549
65745 | HALE | PACE | 138 | 65 | UT UTAH VALL | 662
65457 | DG UPLCO | PACE | 138 | 65 | UT UINTAH | 670
54086 | PROVOST7 | ALBERTA | 138 | 54 | AIES-Provost | 557
54085 | MILLAR 7 | ALBERTA | 138 | 54 | AIES-Swan Hills | 546
54083 | RBCUPIL7 | ALBERTA | 138 | 54 | AIES-Rainbow Lake | 597
54082 | CHEVRON7 | ALBERTA | 138 | 54 | AIES-Fox Creek | 544
54080 | BUCKLAK7 | ALBERTA | 138 | 54 | AIES-Drayton Valley | 550
54079 | BUFFALO7 | ALBERTA | 138 | 54 | AIES-Wainwright | 552
65867 | AIR LIQUID | PACE | 138 | 65 | UT SALT LAKE | 655
65880 | KIM CLRK | PACE | 138 | 65 | UT OGDEN | 661
54075 | HUGHEND7 | ALBERTA | 138 | 54 | AIES-Provost | 557
54074 | METIS647 | ALBERTA | 138 | 54 | AIES-Provost | 557
54073 | HARDIST7 | ALBERTA | 138 | 54 | AIES-Wainwright | 552
54072 | JARROW 7 | ALBERTA | 138 | 54 | AIES-Wainwright | 552
54070 | CAMROSE7 | ALBERTA | 138 | 54 | AIES-Wetaskiwin | 551
54069 | IOL 738L | ALBERTA | 138 | 54 | AIES-Edmonton | 580
54067 | BRUDERH7 | ALBERTA | 138 | 54 | AIES-Fort Saskatchewan 2000 | 553
18489 | MTNVIEW_SOLR | NEVADA | 138 | 18 | ZoneN4 | 184
65890 | LAMPO | PACE | 138 | 65 | UT NO UT | 654
54063 | LAMOURE7 | ALBERTA | 138 | 54 | AIES-Fort Saskatchewan 2000 | 553
54062 | SHERRIT7 | ALBERTA | 138 | 54 | AIES-Fort Saskatchewan 2000 | 553
54061 | DOW CHEM | ALBERTA | 138 | 54 | AIES-Fort Saskatchewan 2000 | 553
65888 | GOLDRUSH | PACE | 138 | 65 | UT NO UT | 654
54059 | REDWATE7 | ALBERTA | 138 | 54 | AIES-Fort Saskatchewan 2000 | 553
54058 | FORT SA7 | ALBERTA | 138 | 54 | AIES-Fort Saskatchewan 2000 | 553
54056 | IPPL ED7 | ALBERTA | 138 | 54 | AIES-Edmonton | 580
54055 | GULF OI7 | ALBERTA | 138 | 54 | AIES-Edmonton | 580
54053 | SANDYPT7 | ALBERTA | 138 | 54 | AIES-Empress | 568
54052 | BLUERIDG | ALBERTA | 138 | 54 | AIES-Swan Hills | 546
54050 | RIVERSID | ALBERTA | 138 | 54 | AIES-Fort Saskatchewan 2000 | 553
54049 | KEYSTON7 | ALBERTA | 138 | 54 | AIES-Drayton Valley | 550
54048 | DIAM SH7 | ALBERTA | 138 | 54 | AIES-Fort Saskatchewan 2000 | 553
54045 | ROSS CRK | ALBERTA | 138 | 54 | AIES-Fort Saskatchewan 2000 | 553
54044 | FT ASBN7 | ALBERTA | 138 | 54 | AIES-Lake Wabamun Generation | 560
54043 | SCOT4_7 | ALBERTA | 138 | 54 | AIES-Fort Saskatchewan 2000 | 553
65937 | MEADOWBR | PACE | 138 | 65 | UT SALT LAKE | 655
54041 | N BARRH7 | ALBERTA | 138 | 54 | AIES-Lake Wabamun Generation | 560
54040 | N CALDE7 | ALBERTA | 138 | 54 | AIES-Edmonton | 580
54039 | CYNTHIA7 | ALBERTA | 138 | 54 | AIES-Drayton Valley | 550
54038 | BRAZ OUT | ALBERTA | 138 | 54 | AIES-Drayton Valley | 550
54037 | HRT EXP7 | ALBERTA | 138 | 54 | AIES-Wainwright | 552
54036 | BRAZEAU7 | ALBERTA | 138 | 54 | AIES-Drayton Valley | 550
54035 | LODGEPO7 | ALBERTA | 138 | 54 | AIES-Drayton Valley | 550
54026 | ENTWIST7 | ALBERTA | 138 | 54 | AIES-Lake Wabamun Generation | 560
54021 | WESGEN 7 | ALBERTA | 138 | 54 | AIES-Athabasca/Lac La Biche | 547
541760 | NOVA TP2 | ALBERTA | 138 | 54 | AIES-Red Deer | 555
54019 | WESGEN T | ALBERTA | 138 | 54 | AIES-Athabasca/Lac La Biche | 547
54018 | GULF RO7 | ALBERTA | 138 | 54 | AIES-Hinton/Edson | 549
54017 | COLD CR7 | ALBERTA | 138 | 54 | AIES-Hinton/Edson | 549
65947 | MIDLAND | PACE | 138 | 65 | UT OGDEN | 661
54015 | MTN COA7 | ALBERTA | 138 | 54 | AIES-Hinton/Edson | 549
54013 | KAYBOB 7 | ALBERTA | 138 | 54 | AIES-Fox Creek | 544
54012 | FOX CREE | ALBERTA | 138 | 54 | AIES-Fox Creek | 544
54009 | WHITECO7 | ALBERTA | 138 | 54 | AIES-Swan Hills | 546
54008 | WHCTIND7 | ALBERTA | 138 | 54 | AIES-Swan Hills | 546
54007 | BOYLE 7 | ALBERTA | 138 | 54 | AIES-Athabasca/Lac La Biche | 547
54005 | CLYDE 7 | ALBERTA | 138 | 54 | AIES-Athabasca/Lac La Biche | 547
65812 | HORSHOE SOL | PACE | 138 | 65 | UT TOOELE | 682
54003 | COLINTO7 | ALBERTA | 138 | 54 | AIES-Athabasca/Lac La Biche | 547
54002 | MAYERTH | ALBERTA | 138 | 54 | AIES-Lake Wabamun Generation | 560
65952 | HEYS | PACE | 138 | 65 | UT CARB PRIC | 656
55367 | VEGREVL7 | ALBERTA | 138 | 54 | AIES-Vegreville | 576
65963 | MATHN SVC | PACE | 138 | 65 | UT CARB PRIC | 656
53994 | mid_53994 | FORTISBC | 138 | 52 | S OKAN | 523
65999 | HOUWELING | PACE | 138 | 65 | UT CLOVER | 683
66001 | CLOVERT2 | PACE | 138 | 65 | UT CLOVER | 683
549013 | VISTA-07 | ALBERTA | 138 | 54 | AIES-Hinton/Edson | 549
66015 | MOUND SW | PACE | 138 | 65 | UT CARB PRIC | 656
66070 | NEBO | PACE | 138 | 65 | UT CLOVER | 683
52325 | BWS 138 | FORTISBC | 138 | 52 | OKANAGAN | 524
549023 | MHS-2A | ALBERTA | 138 | 54 | AIES-Medicine Hat | 584
66131 | ONEIDA TAP | PACE | 138 | 65 | ID SPC | 677
52315 | BEV 138 | FORTISBC | 138 | 52 | OKANAGAN | 524
52314 | OKM 138 | FORTISBC | 138 | 52 | OKANAGAN | 524
52313 | HOL 138 | FORTISBC | 138 | 52 | OKANAGAN | 524
52309 | SAU 138 | FORTISBC | 138 | 52 | OKANAGAN | 524
52308 | REC 138 | FORTISBC | 138 | 52 | OKANAGAN | 524
52307 | GLE 138 | FORTISBC | 138 | 52 | OKANAGAN | 524
52306 | SEX 138 | FORTISBC | 138 | 52 | OKANAGAN | 524
52304 | DGB 138 | FORTISBC | 138 | 52 | OKANAGAN | 524
52303 | BLK 138 | FORTISBC | 138 | 52 | OKANAGAN | 524
52300 | LEE 138 | FORTISBC | 138 | 52 | OKANAGAN | 524
52292 | ELL 138 | FORTISBC | 138 | 52 | OKANAGAN | 524
52291 | DUC 138 | FORTISBC | 138 | 52 | OKANAGAN | 524
52235 | BCG 138 | FORTISBC | 138 | 52 | S OKAN | 523
52230 | HED 138 | FORTISBC | 138 | 52 | S OKAN | 523
52229 | KER 138 | FORTISBC | 138 | 52 | S OKAN | 523
18395 | SNWALAMB2 | NEVADA | 138 | 18 | ZoneN3 | 183
52228 | BEN 138 | FORTISBC | 138 | 52 | S OKAN | 523
52226 | PRI 138 | FORTISBC | 138 | 52 | S OKAN | 523
160120 | IRVINGTON | TEP | 138 | 16 | TEP | 160
18295 | VNETIAN | NEVADA | 138 | 18 | ZoneN5 | 185
51841 | PBL 384P | B.C.HYDRO | 138 | 50 | BC HYDRO | 500
18293 | SNWALAMB1 | NEVADA | 138 | 18 | ZoneN3 | 183
51788 | BKL 220H2 | B.C.HYDRO | 138 | 50 | BC HYDRO | 500
51786 | BKL 220H1 | B.C.HYDRO | 138 | 50 | BC HYDRO | 500
51785 | LLD 138 | B.C.HYDRO | 138 | 50 | BC HYDRO | 500
18292 | ANTHEM | NEVADA | 138 | 18 | ZoneN5 | 185
51769 | PPS 1B1 | B.C.HYDRO | 138 | 50 | BC HYDRO | 500
66207 | PARRI TAP A | PACE | 138 | 65 | UT OGDEN | 661
18119 | WINTERWD | NEVADA | 138 | 18 | ZoneN4 | 184
160126 | MARANA | TEP | 138 | 16 | TEP | 160
66232 | HATCH | PACE | 138 | 65 | UT MOAB PINT | 676
51684 | KIS 138 | B.C.HYDRO | 138 | 50 | BC HYDRO | 500
18118 | WIGWAM | NEVADA | 138 | 18 | ZoneN5 | 185
51673 | AFN 204P | B.C.HYDRO | 138 | 50 | BC HYDRO | 500
18117 | WESTSIDE | NEVADA | 138 | 18 | ZoneN3 | 183
66275 | RAILRDPP | PACE | 138 | 65 | WY NAUGHTON | 660
18116 | WASHBURN | NEVADA | 138 | 18 | ZoneN3 | 183
51639 | SEP 377P | B.C.HYDRO | 138 | 50 | BC HYDRO | 500
51634 | SEP 138 | B.C.HYDRO | 138 | 50 | BC HYDRO | 500
51633 | NL2 138 | B.C.HYDRO | 138 | 50 | BC HYDRO | 500
18115 | WARMSPR | NEVADA | 138 | 18 | ZoneN5 | 185
51631 | NL5 138 | B.C.HYDRO | 138 | 50 | BC HYDRO | 500
51591 | BET 138 | B.C.HYDRO | 138 | 50 | BC HYDRO | 500
66297 | RIVER | PACE | 138 | 65 | UT RED UAMPS | 675
51588 | BNC 138 | B.C.HYDRO | 138 | 50 | BC HYDRO | 500
51587 | KCH 138 | B.C.HYDRO | 138 | 50 | BC HYDRO | 500
51574 | TPW 138 | B.C.HYDRO | 138 | 50 | BC HYDRO | 500
51570 | BMW 138 | B.C.HYDRO | 138 | 50 | BC HYDRO | 500
51553 | KWL 138 | B.C.HYDRO | 138 | 50 | BC HYDRO | 500
51552 | TPA 138 | B.C.HYDRO | 138 | 50 | BC HYDRO | 500
51551 | SKK 138 | B.C.HYDRO | 138 | 50 | BC HYDRO | 500
18110 | TENAYA | NEVADA | 138 | 18 | ZoneN3 | 183
51549 | FRE 138 | B.C.HYDRO | 138 | 50 | BC HYDRO | 500
51548 | USR 138 | B.C.HYDRO | 138 | 50 | BC HYDRO | 500
51547 | LMN 138 | B.C.HYDRO | 138 | 50 | BC HYDRO | 500
51540 | LMN 1P | B.C.HYDRO | 138 | 50 | BC HYDRO | 500
18109 | SUZANNE | NEVADA | 138 | 18 | ZoneN5 | 185
51512 | KWD 138 | B.C.HYDRO | 138 | 50 | BC HYDRO | 500
51492 | CPL 225P | B.C.HYDRO | 138 | 50 | BC HYDRO | 500
51491 | CPL 138 | B.C.HYDRO | 138 | 50 | BC HYDRO | 500
51482 | MEZ 381P | B.C.HYDRO | 138 | 50 | BC HYDRO | 500
18108 | SUNRISE | NEVADA | 138 | 18 | ZoneN4 | 184
160131 | NORTH_EAST_W | TEP | 138 | 16 | TEP | 160
51481 | AYH 387P | B.C.HYDRO | 138 | 50 | BC HYDRO | 500
51475 | STM 243P | B.C.HYDRO | 138 | 50 | BC HYDRO | 500
51474 | STM 138 | B.C.HYDRO | 138 | 50 | BC HYDRO | 500
51471 | REG 138 | B.C.HYDRO | 138 | 50 | BC HYDRO | 500
51457 | FPS 211P | B.C.HYDRO | 138 | 50 | BC HYDRO | 500
18107 | SUMMERLN | NEVADA | 138 | 18 | ZoneN3 | 183
51456 | FPS 138 | B.C.HYDRO | 138 | 50 | BC HYDRO | 500
51455 | FOX 1B1 | B.C.HYDRO | 138 | 50 | BC HYDRO | 500
66375 | SMITHFIE | PACE | 138 | 65 | UT NO UT | 654
51453 | FOX 364P | B.C.HYDRO | 138 | 50 | BC HYDRO | 500
51452 | FOX 1B3 | B.C.HYDRO | 138 | 50 | BC HYDRO | 500
51446 | BLP 210P | B.C.HYDRO | 138 | 50 | BC HYDRO | 500
66386 | LSTCANYONPMP | PACE | 138 | 65 | UT PARK CITY | 681
51445 | BLP 138 | B.C.HYDRO | 138 | 50 | BC HYDRO | 500
66398 | GRAPHITE SOL | PACE | 138 | 65 | UT CARB PRIC | 656
18106 | STRIP | NEVADA | 138 | 18 | ZoneN5 | 185
51401 | SLO 367P | B.C.HYDRO | 138 | 50 | BC HYDRO | 500
18104 | SPENCER | NEVADA | 138 | 18 | ZoneN5 | 185
51396 | SLO 138 | B.C.HYDRO | 138 | 50 | BC HYDRO | 500
51394 | PRS 138 | B.C.HYDRO | 138 | 50 | BC HYDRO | 500
51301 | CWD 1B2 | B.C.HYDRO | 138 | 50 | BC HYDRO | 500
51550 | DGL 138 | B.C.HYDRO | 138 | 50 | BC HYDRO | 500
18103 | LINCOLN | NEVADA | 138 | 18 | ZoneN4 | 184
55387 | KITSCOT7 | ALBERTA | 138 | 54 | AIES-Lloydminster | 593
18102 | SNOW MTN | NEVADA | 138 | 18 | ZoneN3 | 183
66425 | STR 204 | PACE | 138 | 65 | WY NAUGHTON | 660
18101 | REGENA | NEVADA | 138 | 18 | ZoneN5 | 185
51172 | BLE 211P | B.C.HYDRO | 138 | 50 | BC HYDRO | 500
66455 | KCCBINGH | PACE | 138 | 65 | UT SALT LAKE | 655
51579 | BMT 138 | B.C.HYDRO | 138 | 50 | BC HYDRO | 500
66441 | SUMM CRK | PACE | 138 | 65 | UT CLOVER | 683
66483 | WEST POINT | PACE | 138 | 65 | UT OGDEN | 661
51120 | TIL 201P | B.C.HYDRO | 138 | 50 | BC HYDRO | 500
51119 | TIL 138 | B.C.HYDRO | 138 | 50 | BC HYDRO | 500
18100 | SHADOW | NEVADA | 138 | 18 | ZoneN3 | 183
18114 | VEGAS | NEVADA | 138 | 18 | ZoneN3 | 183
51111 | EWL 138 | B.C.HYDRO | 138 | 50 | BC HYDRO | 500
51632 | NL3 138 | B.C.HYDRO | 138 | 50 | BC HYDRO | 500
51105 | RVG 138 | B.C.HYDRO | 138 | 50 | BC HYDRO | 500
66420 | STGEORGE | PACE | 138 | 65 | UT RED PAC | 687
26285 | RS-H JUNC | LADWP | 138 | 26 | LA BASIN | 281
51093 | MEZ 138 | B.C.HYDRO | 138 | 50 | BC HYDRO | 500
51088 | BLE 138 | B.C.HYDRO | 138 | 50 | BC HYDRO | 500
18097 | SAGUARO | NEVADA | 138 | 18 | ZoneN5 | 185
51063 | MWN 365P | B.C.HYDRO | 138 | 50 | BC HYDRO | 500
26284 | RS-K JUNC | LADWP | 138 | 26 | LA BASIN | 281
51050 | LNL 138 | B.C.HYDRO | 138 | 50 | BC HYDRO | 500
26282 | NICHOLS | LADWP | 138 | 26 | LA BASIN | 281
18094 | RUSSELL | NEVADA | 138 | 18 | ZoneN5 | 185
51045 | AFN 138 | B.C.HYDRO | 138 | 50 | BC HYDRO | 500
51035 | DUG 219P | B.C.HYDRO | 138 | 50 | BC HYDRO | 500
549034 | HOLSOM_1 | ALBERTA | 138 | 54 | AIES-Medicine Hat | 584
18093 | AVERA | NEVADA | 138 | 18 | ZoneN6 | 186
51011 | TBN 138 | B.C.HYDRO | 138 | 50 | BC HYDRO | 500
51009 | NHS 138 | B.C.HYDRO | 138 | 50 | BC HYDRO | 500
51008 | EQU 138 | B.C.HYDRO | 138 | 50 | BC HYDRO | 500
51007 | EQU 393P | B.C.HYDRO | 138 | 50 | BC HYDRO | 500
18091 | RADAR | NEVADA | 138 | 18 | ZoneN3 | 183
50929 | TOK 138 | B.C.HYDRO | 138 | 50 | BC HYDRO | 500
50910 | RVS 138 | B.C.HYDRO | 138 | 50 | BC HYDRO | 500
50909 | LU2 201P | B.C.HYDRO | 138 | 50 | BC HYDRO | 500
18090 | QUAIL | NEVADA | 138 | 18 | ZoneN5 | 185
55954 | 768S_HV | ALBERTA | 138 | 54 | AIES-Hanna | 562
50908 | ARM 1B2 | B.C.HYDRO | 138 | 50 | BC HYDRO | 500
50902 | BDM 244P | B.C.HYDRO | 138 | 50 | BC HYDRO | 500
66602 | GOGGIN B | PACE | 138 | 65 | UT SALT LAKE | 655
50901 | LF2 209P | B.C.HYDRO | 138 | 50 | BC HYDRO | 500
50899 | ABA 225P | B.C.HYDRO | 138 | 50 | BC HYDRO | 500
18089 | POLARIS | NEVADA | 138 | 18 | ZoneN5 | 185
50898 | CLW 210P | B.C.HYDRO | 138 | 50 | BC HYDRO | 500
50897 | DFD 210P | B.C.HYDRO | 138 | 50 | BC HYDRO | 500
160122 | IRVMID4 | TEP | 138 | 16 | TEP | 160
18088 | PECOS | NEVADA | 138 | 18 | ZoneN3 | 183
50850 | SRS 1B3 | B.C.HYDRO | 138 | 50 | BC HYDRO | 500
50833 | LCC 274P | B.C.HYDRO | 138 | 50 | BC HYDRO | 500
50832 | GRH 274P | B.C.HYDRO | 138 | 50 | BC HYDRO | 500
66638 | WOGDN NT | PACE | 138 | 65 | UT OGDEN | 661
50830 | BCK 274P | B.C.HYDRO | 138 | 50 | BC HYDRO | 500
50829 | EFT 274P | B.C.HYDRO | 138 | 50 | BC HYDRO | 500
66645 | WALLBURG | PACE | 138 | 65 | UT PARK CITY | 681
50828 | LU2 1B1 | B.C.HYDRO | 138 | 50 | BC HYDRO | 500
18087 | PEBBLE | NEVADA | 138 | 18 | ZoneN5 | 185
18086 | PEACE | NEVADA | 138 | 18 | ZoneN6 | 186
50781 | NTL 1B2 | B.C.HYDRO | 138 | 50 | BC HYDRO | 500
50780 | LCC 1T4/6 | B.C.HYDRO | 138 | 50 | BC HYDRO | 500
50779 | GRH 138 | B.C.HYDRO | 138 | 50 | BC HYDRO | 500
50778 | FRO 138 | B.C.HYDRO | 138 | 50 | BC HYDRO | 500
50777 | EFD 138 | B.C.HYDRO | 138 | 50 | BC HYDRO | 500
50776 | NTL 138 | B.C.HYDRO | 138 | 50 | BC HYDRO | 500
18084 | NWEST | NEVADA | 138 | 18 | ZoneN3 | 183
50729 | PRI 251P | B.C.HYDRO | 138 | 50 | BC HYDRO | 500
50726 | TMT 204P | B.C.HYDRO | 138 | 50 | BC HYDRO | 500
18082 | NCA1 | NEVADA | 138 | 18 | ZoneN4 | 184
26262 | SCA PS | LADWP | 138 | 26 | LA BASIN | 281
18081 | MILLER | NEVADA | 138 | 18 | ZoneN3 | 183
26261 | HALLDALE-E | LADWP | 138 | 26 | LA BASIN | 281
50688 | DFD 138 | B.C.HYDRO | 138 | 50 | BC HYDRO | 500
50687 | ABA 138 | B.C.HYDRO | 138 | 50 | BC HYDRO | 500
26260 | HALLDALE-C | LADWP | 138 | 26 | LA BASIN | 281
50686 | SCO 138 | B.C.HYDRO | 138 | 50 | BC HYDRO | 500
50685 | STL 55P | B.C.HYDRO | 138 | 50 | BC HYDRO | 500
18080 | MICHAEL | NEVADA | 138 | 18 | ZoneN3 | 183
50684 | HVC 55P | B.C.HYDRO | 138 | 50 | BC HYDRO | 500
50683 | STL 138 | B.C.HYDRO | 138 | 50 | BC HYDRO | 500
26259 | HAL ADUM | LADWP | 138 | 26 | LA SUB-TRANS | 285
55318 | 7LA24_TP | ALBERTA | 138 | 54 | AIES-Cold Lake | 548
50682 | HVC 138U | B.C.HYDRO | 138 | 50 | BC HYDRO | 500
50681 | HLD 138 | B.C.HYDRO | 138 | 50 | BC HYDRO | 500
50680 | VLM 138 | B.C.HYDRO | 138 | 50 | BC HYDRO | 500
50679 | BLU 138 | B.C.HYDRO | 138 | 50 | BC HYDRO | 500
26255 | HAR1314G | LADWP | 138 | 26 | LA BASIN | 281
67002 | 126TH SO | PACE | 138 | 65 | UT SALT LAKE | 655
50678 | AVO 138 | B.C.HYDRO | 138 | 50 | BC HYDRO | 500
50677 | TMM 138 | B.C.HYDRO | 138 | 50 | BC HYDRO | 500
18077 | LVCOGEN | NEVADA | 138 | 18 | ZoneN1 | 181
50676 | VBY 138 | B.C.HYDRO | 138 | 50 | BC HYDRO | 500
50675 | CLW 138 | B.C.HYDRO | 138 | 50 | BC HYDRO | 500
26254 | HAR1112G | LADWP | 138 | 26 | LA BASIN | 281
50674 | BAR 138 | B.C.HYDRO | 138 | 50 | BC HYDRO | 500
50673 | HFY 138 | B.C.HYDRO | 138 | 50 | BC HYDRO | 500
50672 | BKL 138 | B.C.HYDRO | 138 | 50 | BC HYDRO | 500
50670 | WEY 138 | B.C.HYDRO | 138 | 50 | BC HYDRO | 500
26253 | HARB 2 HI | LADWP | 138 | 26 | LA BASIN | 281
50669 | DUG 138 | B.C.HYDRO | 138 | 50 | BC HYDRO | 500
50668 | LF2 138 | B.C.HYDRO | 138 | 50 | BC HYDRO | 500
52310 | SPR 50L-55L | FORTISBC | 138 | 52 | OKANAGAN | 524
50667 | CHS 1B1 | B.C.HYDRO | 138 | 50 | BC HYDRO | 500
50666 | STO 1B1 | B.C.HYDRO | 138 | 50 | BC HYDRO | 500
18075 | LORENZI | NEVADA | 138 | 18 | ZoneN3 | 183
50665 | SAM 138 | B.C.HYDRO | 138 | 50 | BC HYDRO | 500
52319 | JOR 138 | FORTISBC | 138 | 52 | OKANAGAN | 524
50664 | END 1B1 | B.C.HYDRO | 138 | 50 | BC HYDRO | 500
50663 | ARM 1B1 | B.C.HYDRO | 138 | 50 | BC HYDRO | 500
52426 | MAS 138 | FORTISBC | 138 | 52 | S OKAN | 523
50662 | LU2 1B2 | B.C.HYDRO | 138 | 50 | BC HYDRO | 500
67064 | CARLISLE | PACE | 138 | 65 | UT SALT LAKE | 655
50661 | MON 138 | B.C.HYDRO | 138 | 50 | BC HYDRO | 500
50660 | WGS 138 | B.C.HYDRO | 138 | 50 | BC HYDRO | 500
50659 | BDM 138 | B.C.HYDRO | 138 | 50 | BC HYDRO | 500
50658 | WBK 1B2 | B.C.HYDRO | 138 | 50 | BC HYDRO | 500
18073 | IS TAP | NEVADA | 138 | 18 | ZoneN3 | 183
50657 | TMT 138 | B.C.HYDRO | 138 | 50 | BC HYDRO | 500
50656 | SVA 138 | B.C.HYDRO | 138 | 50 | BC HYDRO | 500
67077 | CHRYWOOD | PACE | 138 | 65 | UT UTAH VALL | 662
50655 | VVW 138 | B.C.HYDRO | 138 | 50 | BC HYDRO | 500
50654 | VNT 138 | B.C.HYDRO | 138 | 50 | BC HYDRO | 500
50653 | NIC 138 | B.C.HYDRO | 138 | 50 | BC HYDRO | 500
18072 | IRONMTN | NEVADA | 138 | 18 | ZoneN3 | 183
67045 | BRIDGLND | PACE | 138 | 65 | UT NO UT | 654
50607 | MCM 375P | B.C.HYDRO | 138 | 50 | BC HYDRO | 500
50603 | PPS 364P | B.C.HYDRO | 138 | 50 | BC HYDRO | 500
50602 | BRN 384P | B.C.HYDRO | 138 | 50 | BC HYDRO | 500
18071 | IND SPR | NEVADA | 138 | 18 | ZoneN3 | 183
18069 | HUALPAI | NEVADA | 138 | 18 | ZoneN3 | 183
67125 | EAGLEMTN | PACE | 138 | 65 | UT UTAH VALL | 662
67149 | VINEYARD | PACE | 138 | 65 | UT UTAH VALL | 662
18068 | HIGHLAND | NEVADA | 138 | 18 | ZoneN4 | 184
50539 | MCM 138 | B.C.HYDRO | 138 | 50 | BC HYDRO | 500
67191 | GRANTSVILLE | PACE | 138 | 65 | UT TOOELE | 682
50538 | NGL 138 | B.C.HYDRO | 138 | 50 | BC HYDRO | 500
50537 | TAY 138 | B.C.HYDRO | 138 | 50 | BC HYDRO | 500
50536 | FBO 138 | B.C.HYDRO | 138 | 50 | BC HYDRO | 500
50535 | TXB 138 | B.C.HYDRO | 138 | 50 | BC HYDRO | 500
18067 | HAVEN | NEVADA | 138 | 18 | ZoneN5 | 185
67131 | STR 256 A | PACE | 138 | 65 | UT OGDEN | 661
54004 | WESTLOC7 | ALBERTA | 138 | 54 | AIES-Athabasca/Lac La Biche | 547
50534 | FCC 138 | B.C.HYDRO | 138 | 50 | BC HYDRO | 500
50531 | BAB 138 | B.C.HYDRO | 138 | 50 | BC HYDRO | 500
50530 | TPY 138 | B.C.HYDRO | 138 | 50 | BC HYDRO | 500
50529 | MGP 138 | B.C.HYDRO | 138 | 50 | BC HYDRO | 500
50528 | DAW 138 | B.C.HYDRO | 138 | 50 | BC HYDRO | 500
50527 | PPS 1B2 | B.C.HYDRO | 138 | 50 | BC HYDRO | 500
50526 | CWD 1B1 | B.C.HYDRO | 138 | 50 | BC HYDRO | 500
54016 | FLATBUS7 | ALBERTA | 138 | 54 | AIES-Athabasca/Lac La Biche | 547
50525 | BRN 138 | B.C.HYDRO | 138 | 50 | BC HYDRO | 500
18066 | WILSON | NEVADA | 138 | 18 | ZoneN5 | 185
67198 | HEBERTAP | PACE | 138 | 65 | UT PARK CITY | 681
54020 | EDSON 7 | ALBERTA | 138 | 54 | AIES-Hinton/Edson | 549
50524 | PBL 138 | B.C.HYDRO | 138 | 50 | BC HYDRO | 500
50523 | MWN 138 | B.C.HYDRO | 138 | 50 | BC HYDRO | 500
50522 | MFE 138 | B.C.HYDRO | 138 | 50 | BC HYDRO | 500
54031 | FINCAST7 | ALBERTA | 138 | 54 | AIES-Vauxhall | 572
50521 | SVY 138 | B.C.HYDRO | 138 | 50 | BC HYDRO | 500
67214 | LEHI ASH | PACE | 138 | 65 | UT UTAH VALL | 662
50520 | GLN 138 | B.C.HYDRO | 138 | 50 | BC HYDRO | 500
50519 | KDS 138 | B.C.HYDRO | 138 | 50 | BC HYDRO | 500
18064 | GRN VAL | NEVADA | 138 | 18 | ZoneN5 | 185
50518 | FJN 138 | B.C.HYDRO | 138 | 50 | BC HYDRO | 500
50517 | GMS 138 | B.C.HYDRO | 138 | 50 | BC HYDRO | 500
54042 | AMOCO BR | ALBERTA | 138 | 54 | AIES-Drayton Valley | 550
18063 | FAULKNER | NEVADA | 138 | 18 | ZoneN5 | 185
50454 | WNR 138 | B.C.HYDRO | 138 | 50 | BC HYDRO | 500
50453 | STW 138 | B.C.HYDRO | 138 | 50 | BC HYDRO | 500
54047 | SHERWOO7 | ALBERTA | 138 | 54 | AIES-Edmonton | 580
50452 | AYH 138 | B.C.HYDRO | 138 | 50 | BC HYDRO | 500
50451 | HML 138 | B.C.HYDRO | 138 | 50 | BC HYDRO | 500
50450 | HUS 138 | B.C.HYDRO | 138 | 50 | BC HYDRO | 500
54051 | W PEMBI7 | ALBERTA | 138 | 54 | AIES-Drayton Valley | 550
50449 | SRS 1B5 | B.C.HYDRO | 138 | 50 | BC HYDRO | 500
50448 | HZN 138 | B.C.HYDRO | 138 | 50 | BC HYDRO | 500
18062 | GARCES | NEVADA | 138 | 18 | ZoneN4 | 184
50447 | TKW 138 | B.C.HYDRO | 138 | 50 | BC HYDRO | 500
50446 | SKA 138 | B.C.HYDRO | 138 | 50 | BC HYDRO | 500
18061 | TOLSON | NEVADA | 138 | 18 | ZoneN5 | 185
18059 | FORD | NEVADA | 138 | 18 | ZoneN5 | 185
54060 | BEAMER 7 | ALBERTA | 138 | 54 | AIES-Fort Saskatchewan 2000 | 553
50380 | TM2 138 | B.C.HYDRO | 138 | 50 | BC HYDRO | 500
50379 | TM2 204P | B.C.HYDRO | 138 | 50 | BC HYDRO | 500
18058 | ELCAPTAN | NEVADA | 138 | 18 | ZoneN3 | 183
54064 | BANFF 7 | ALBERTA | 138 | 54 | AIES-Seebe | 564
54065 | BARDO 7 | ALBERTA | 138 | 54 | AIES-Wetaskiwin | 551
54066 | IOL 737L | ALBERTA | 138 | 54 | AIES-Edmonton | 580
67269 | BECK STREET | PACE | 138 | 65 | UT SALT LAKE | 655
54068 | N HOLDE7 | ALBERTA | 138 | 54 | AIES-Vegreville | 576
67261 | N.CASTLE | PACE | 138 | 65 | UT SIGURD | 657
67288 | PAINTER TAP | PACE | 138 | 65 | WY NAUGHTON | 660
26102 | VALLEY | LADWP | 138 | 26 | LA BASIN | 281
160140 | ROBERTS | TEP | 138 | 16 | TEP | 160
18057 | MCDONLD | NEVADA | 138 | 18 | ZoneN6 | 186
18056 | DURANGO | NEVADA | 138 | 18 | ZoneN6 | 186
54076 | IPPL ST7 | ALBERTA | 138 | 54 | AIES-Vegreville | 576
54078 | SEDGEWI7 | ALBERTA | 138 | 54 | AIES-Wainwright | 552
26096 | TAP 2 | LADWP | 138 | 26 | LA BASIN | 281
26095 | TAP 1 | LADWP | 138 | 26 | LA BASIN | 281
50335 | BKP 138 | B.C.HYDRO | 138 | 50 | BC HYDRO | 500
18054 | DECATUR | NEVADA | 138 | 18 | ZoneN6 | 186
26092 | TARZANA | LADWP | 138 | 26 | LA BASIN | 281
26091 | HARBOR | LADWP | 138 | 26 | LA BASIN | 281
18053 | CRAIG | NEVADA | 138 | 18 | ZoneN4 | 184
67319 | QUARRYTP | PACE | 138 | 65 | UT SALT LAKE | 655
26089 | AIRPORT | LADWP | 138 | 26 | LA BASIN | 281
26088 | OLYMPCLD | LADWP | 138 | 26 | LA BASIN | 281
18052 | LEAVITT | NEVADA | 138 | 18 | ZoneN3 | 183
67335 | ROCKYPTT | PACE | 138 | 65 | UT NO UT | 654
160145 | SONORAN | TEP | 138 | 16 | TEP | 160
50302 | BKP 210P | B.C.HYDRO | 138 | 50 | BC HYDRO | 500
50269 | KPS 138 | B.C.HYDRO | 138 | 50 | BC HYDRO | 500
54095 | PONOKA 7 | ALBERTA | 138 | 54 | AIES-Wetaskiwin | 551
50259 | KPS 251P | B.C.HYDRO | 138 | 50 | BC HYDRO | 500
54097 | ECKVILL7 | ALBERTA | 138 | 54 | AIES-Red Deer | 555
54098 | RIMBEY 7 | ALBERTA | 138 | 54 | AIES-Red Deer | 555
54099 | BENALTO7 | ALBERTA | 138 | 54 | AIES-Red Deer | 555
26085 | HOLYWDLD | LADWP | 138 | 26 | LA BASIN | 281
18050 | COLDCREK | NEVADA | 138 | 18 | ZoneN3 | 183
26084 | HOLYWD2 | LADWP | 138 | 26 | LA BASIN | 281
54104 | STRACHA7 | ALBERTA | 138 | 54 | AIES-Caroline | 558
67346 | SARATOGT | PACE | 138 | 65 | UT UTAH VALL | 662
26083 | HOLYWD1 | LADWP | 138 | 26 | LA BASIN | 281
67391 | SUNRSPP | PACE | 138 | 65 | UT SALT LAKE | 655
18049 | CLAYMONT | NEVADA | 138 | 18 | ZoneN5 | 185
18048 | CLARK | NEVADA | 138 | 18 | ZoneN1 | 181
67465 | WALNUTGR | PACE | 138 | 65 | UT OGDEN | 661
67436 | WC INLET | PACE | 138 | 65 | WY NAUGHTON | 660
54113 | BLACKFA7 | ALBERTA | 138 | 54 | AIES-Red Deer | 555
67509 | UNIV ETP | PACE | 138 | 65 | UT SALT LAKE | 655
18047 | CHEYENNE | NEVADA | 138 | 18 | ZoneN3 | 183
26077 | TOLUCA | LADWP | 138 | 26 | LA BASIN | 281
54118 | RED DE B | ALBERTA | 138 | 54 | AIES-Red Deer | 555
18045 | CANYON | NEVADA | 138 | 18 | ZoneN3 | 183
26076 | FAIRFAX | LADWP | 138 | 26 | LA BASIN | 281
26075 | WLMNTNLD | LADWP | 138 | 26 | LA BASIN | 281
54122 | MADDEN 7 | ALBERTA | 138 | 54 | AIES-Didsbury | 559
18044 | CAESARS | NEVADA | 138 | 18 | ZoneN5 | 185
26073 | WLMNTN | LADWP | 138 | 26 | LA BASIN | 281
18043 | CABANA | NEVADA | 138 | 18 | ZoneN5 | 185
18042 | BURNHAM | NEVADA | 138 | 18 | ZoneN5 | 185
26069 | CNTURY | LADWP | 138 | 26 | LA BASIN | 281
18041 | SKELTON | NEVADA | 138 | 18 | ZoneN3 | 183
26065 | SCATERGD | LADWP | 138 | 26 | LA BASIN | 281
18037 | BELAGIO | NEVADA | 138 | 18 | ZoneN5 | 185
160135 | CISNE | TEP | 138 | 16 | TEP | 160
18035 | ARTESIAN | NEVADA | 138 | 18 | ZoneN4 | 184
67999 | EBAY S | PACE | 138 | 65 | UT SALT LAKE | 655
18034 | ARDEN | NEVADA | 138 | 18 | ZoneN6 | 186
68042 | EBAY N | PACE | 138 | 65 | UT SALT LAKE | 655
18033 | MAGNOLIA | NEVADA | 138 | 18 | ZoneN4 | 184
18031 | ANDREWS | NEVADA | 138 | 18 | ZoneN3 | 183
68996 | BULLRIVR | PACE | 138 | 65 | UT UTAH VALL | 662
68165 | BEEFHOLL | PACE | 138 | 65 | UT UTAH VALL | 662
26019 | HARB 1 HI | LADWP | 138 | 26 | LA BASIN | 281
26016 | HALLDALE-W | LADWP | 138 | 26 | LA BASIN | 281
26014 | GRAMERC1 | LADWP | 138 | 26 | LA BASIN | 281
69726 | ENTERPRS SOL | PACE | 138 | 65 | UT SIGURD | 657
69766 | GRANITE MT W | PACE | 138 | 65 | UT SIGURD | 657
160155 | VAIL2 | TEP | 138 | 16 | TEP | 160
160161 | AJO_MOBILE | TEP | 138 | 16 | TEP | 160
999964 | SCAAIR21 | LADWP | 138 | 26 | LA BASIN | 281
999962 | FAIGRA12 | LADWP | 138 | 26 | LA BASIN | 281
999960 | FAIGRA22 | LADWP | 138 | 26 | LA BASIN | 281
999959 | FAIGRA21 | LADWP | 138 | 26 | LA BASIN | 281
999958 | FAIOLYA1 | LADWP | 138 | 26 | LA BASIN | 281
999956 | FAIAIR11 | LADWP | 138 | 26 | LA BASIN | 281
999954 | HARTAP11 | LADWP | 138 | 26 | LA BASIN | 281
999952 | TARRS-A1 | LADWP | 138 | 26 | LA BASIN | 281
999951 | TARRS-B1 | LADWP | 138 | 26 | LA BASIN | 281
999948 | TAPGRA11 | LADWP | 138 | 26 | LA BASIN | 281
160151 | TUCSON | TEP | 138 | 16 | TEP | 160
160165 | SEARSWILMOT | TEP | 138 | 16 | TEP | 160
189010 | VALLEYVE | SOCALIF | 138 | 24 | VEA-Main | 890
161106 | GATEWAY_UNSE | TEP | 138 | 16 | UES (Nogales) | 161
999845 | BOPMID11 | TEP | 138 | 16 | TEP | 160
54184 | BEARSPAW | ALBERTA | 138 | 54 | AIES-Seebe | 564
999844 | TEPSOU11 | TEP | 138 | 16 | TEP | 160
999843 | DRETEP11 | TEP | 138 | 16 | TEP | 160
999841 | MIDTEP11 | TEP | 138 | 16 | TEP | 160
54192 | NELSON L | ALBERTA | 138 | 54 | AIES-Wetaskiwin | 551
999840 | VAIFT_11 | TEP | 138 | 16 | TEP | 160
999835 | VL_KAN11 | TEP | 138 | 16 | UES (Nogales) | 161
999834 | VL_KAN12 | TEP | 138 | 16 | UES (Nogales) | 161
54199 | SHELL J7 | ALBERTA | 138 | 54 | AIES-Seebe | 564
16920 | ROSEMONT | TEP | 138 | 16 | ROSEMONT(TEP) | 1650
16726 | VL_KNTR | TEP | 138 | 16 | UES (Nogales) | 161
55458 | LOYALIS7 | ALBERTA | 138 | 54 | AIES-Hanna | 562
55453 | KSP_TAP | ALBERTA | 138 | 54 | AIES-Empress | 568
55473 | MCNEILL | ALBERTA | 138 | 54 | AIES-Empress | 568
161108 | HARSHAW | TEP | 138 | 16 | UES (Nogales) | 161
608330 | ROE_ADE_CIO | IDAHO | 138 | 60 | Snake River / NW Wyoming | 487
54211 | MOUNT A7 | ALBERTA | 138 | 54 | AIES-Seebe | 564
549070 | ENTPRIS_4 | ALBERTA | 138 | 54 | AIES-Stavely | 569
549031 | WINDRISE4 | ALBERTA | 138 | 54 | AIES-Fort MacLeod | 573
549030 | MHS-10_BOX1 | ALBERTA | 138 | 54 | AIES-Medicine Hat | 584
54217 | SJPC_TP | ALBERTA | 138 | 54 | AIES-Seebe | 564
549022 | MHS-8A | ALBERTA | 138 | 54 | AIES-Medicine Hat | 584
54220 | HAYTER 7 | ALBERTA | 138 | 54 | AIES-Provost | 557
549018 | MHS-9A | ALBERTA | 138 | 54 | AIES-Medicine Hat | 584
549017 | MHS-3B | ALBERTA | 138 | 54 | AIES-Medicine Hat | 584
549016 | MHS-3A | ALBERTA | 138 | 54 | AIES-Medicine Hat | 584
549010 | MARGIE01 | ALBERTA | 138 | 54 | AIES-Fort McMurray | 545
547070 | 161AL_TAP | ALBERTA | 138 | 54 | AIES-Stavely | 569
160172 | COTTONWOOD | TEP | 138 | 16 | TEP | 160
547005 | P2015TAP | ALBERTA | 138 | 54 | AIES-Hinton/Edson | 549
547003 | MARGIETP | ALBERTA | 138 | 54 | AIES-Athabasca/Lac La Biche | 547
54235 | STAVELY7 | ALBERTA | 138 | 54 | AIES-Stavely | 569
54237 | FORT MA7 | ALBERTA | 138 | 54 | AIES-Fort MacLeod | 573
541307 | PRIMEAST | ALBERTA | 138 | 54 | AIES-Cold Lake | 548
189106 | MERC-DIST | SOCALIF | 138 | 24 | VEA-North | 891
54240 | MAGCAN 7 | ALBERTA | 138 | 54 | AIES-High River | 566
54242 | HIGH RI7 | ALBERTA | 138 | 54 | AIES-High River | 566
189105 | FRENCH-FLAT | SOCALIF | 138 | 24 | VEA-North | 891
189104 | VALLEY-NTS | SOCALIF | 138 | 24 | VEA-North | 891
189102 | STOCK-WASH | SOCALIF | 138 | 24 | VEA-North | 891
54248 | MAHKESES | ALBERTA | 138 | 54 | AIES-Cold Lake | 548
189101 | MERCRYSW | SOCALIF | 138 | 24 | VEA-North | 891
189100 | JACKASSF | SOCALIF | 138 | 24 | VEA-North | 891
189068 | T2 | SOCALIF | 138 | 24 | VEA-Main | 890
54253 | BLACKIE7 | ALBERTA | 138 | 54 | AIES-Strathmore/Blackie | 565
189024 | CHARLSTN | SOCALIF | 138 | 24 | VEA-Main | 890
189018 | JOHNNIE | SOCALIF | 138 | 24 | VEA-Main | 890
189017 | INNOVATION | SOCALIF | 138 | 24 | VEA-Main | 890
189011 | VALLEYTP | SOCALIF | 138 | 24 | VEA-Main | 890
189005 | LTHRPWLS | SOCALIF | 138 | 24 | VEA-Main | 890
189001 | AMARGOSA | SOCALIF | 138 | 24 | VEA-Main | 890
169050 | WHETSTONE | TEP | 138 | 16 | TEP | 160
162050 | Q50_Q70_138 | TEP | 138 | 16 | TEP | 160
161107 | RIO_RICO | TEP | 138 | 16 | UES (Nogales) | 161
161105 | VALENCIA | TEP | 138 | 16 | UES (Nogales) | 161
161103 | SONOITA | TEP | 138 | 16 | UES (Nogales) | 161
54269 | BURDETT7 | ALBERTA | 138 | 54 | AIES-Vauxhall | 572
161101 | KANTOR | TEP | 138 | 16 | UES (Nogales) | 161
161100 | CANEZ | TEP | 138 | 16 | UES (Nogales) | 161
160990 | NORTHEASTSVC | TEP | 138 | 16 | TEP | 160
189002 | BEATTY | SOCALIF | 138 | 24 | VEA-Main | 890
189008 | SANDY | SOCALIF | 138 | 24 | VEA-Main | 890
189007 | PAHRUMP | SOCALIF | 138 | 24 | VEA-Main | 890
189004 | BONDGDTP | SOCALIF | 138 | 24 | VEA-Main | 890
160171 | TEPTDA | TEP | 138 | 16 | TEP | 160
160170 | BOPP_DONALD | TEP | 138 | 16 | TEP | 160
160168 | Q54 | TEP | 138 | 16 | TEP | 160
160164 | OLSEN | TEP | 138 | 16 | TEP | 160
54284 | BUTTE7 | ALBERTA | 138 | 54 | AIES-Medicine Hat | 584
160163 | LAGODELORO | TEP | 138 | 16 | TEP | 160
160162 | PATRIOT_TEP | TEP | 138 | 16 | TEP | 160
160158 | WILMOT_HV2 | TEP | 138 | 16 | TEP | 160
54291 | CONRAD 7 | ALBERTA | 138 | 54 | AIES-Vauxhall | 572
160157 | WILMOT_HV1 | TEP | 138 | 16 | TEP | 160
160156 | WEST_INA | TEP | 138 | 16 | TEP | 160
160154 | VAIL | TEP | 138 | 16 | TEP | 160
54295 | DRYCREEK | ALBERTA | 138 | 54 | AIES-Airdrie | 577
160153 | VINE | TEP | 138 | 16 | TEP | 160
160152 | TWENTYSECOND | TEP | 138 | 16 | TEP | 160
160150 | TORTOLITA | TEP | 138 | 16 | TEP | 160
160149 | TORO | TEP | 138 | 16 | TEP | 160
160146 | SOUTH | TEP | 138 | 16 | TEP | 160
160144 | SNYDER | TEP | 138 | 16 | TEP | 160
54305 | LAC LA 7 | ALBERTA | 138 | 54 | AIES-Athabasca/Lac La Biche | 547
54306 | WINEFRE7 | ALBERTA | 138 | 54 | AIES-Athabasca/Lac La Biche | 547
160143 | SANTA_CRUZ | TEP | 138 | 16 | TEP | 160
160142 | SPANIS_TRAIL | TEP | 138 | 16 | TEP | 160
160139 | RILLITO | TEP | 138 | 16 | TEP | 160
54311 | LEDUC1 | ALBERTA | 138 | 54 | AIES-Edmonton | 580
160138 | RB_WILMOT | TEP | 138 | 16 | TEP | 160
160136 | RANCHO_VISTO | TEP | 138 | 16 | TEP | 160
160134 | PANTANO | TEP | 138 | 16 | TEP | 160
160133 | ORANGE_GROVE | TEP | 138 | 16 | TEP | 160
160132 | NORTH_LOOP | TEP | 138 | 16 | TEP | 160
160130 | NORTH_EAST_E | TEP | 138 | 16 | TEP | 160
160129 | NARANJA | TEP | 138 | 16 | TEP | 160
54324 | COALSPU7 | ALBERTA | 138 | 54 | AIES-Hinton/Edson | 549
160128 | MIDVALE | TEP | 138 | 16 | TEP | 160
160125 | LOS_REALES | TEP | 138 | 16 | TEP | 160
160124 | LA_CANADA | TEP | 138 | 16 | TEP | 160
54330 | P C BRA7 | ALBERTA | 138 | 54 | AIES-Drayton Valley | 550
160123 | KINO | TEP | 138 | 16 | TEP | 160
160121 | IRVMID3 | TEP | 138 | 16 | TEP | 160
160119 | HARTT | TEP | 138 | 16 | TEP | 160
54336 | SUMMER01 | ALBERTA | 138 | 54 | AIES-Fort MacLeod | 573
160117 | GREEN_VALLEY | TEP | 138 | 16 | TEP | 160
160116 | FT_HUACHUCA | TEP | 138 | 16 | TEP | 160
160114 | EAST_LOOP_S | TEP | 138 | 16 | TEP | 160
160110 | DMP_EXP | TEP | 138 | 16 | TEP | 160
160106 | CRAYCROFT | TEP | 138 | 16 | TEP | 160
160102 | CANOA_RANCH | TEP | 138 | 16 | TEP | 160
99991 | mid_99991 | ALBERTA | 138 | 54 | AIES-Strathmore/Blackie | 565
54358 | SODER1 | ALBERTA | 138 | 54 | AIES-Fort MacLeod | 573
99985 | mid_99985 | ALBERTA | 138 | 54 | AIES-Calgary | 586
99972 | mid_99972 | ALBERTA | 138 | 54 | AIES-Grande Cache | 542
99966 | mid_99966 | ALBERTA | 138 | 54 | AIES-Fort McMurray | 545
54363 | NW CARD7 | ALBERTA | 138 | 54 | AIES-Edmonton | 580
99953 | mid_99953 | ALBERTA | 138 | 54 | AIES-Cold Lake | 548
99949 | mid_99949 | ALBERTA | 138 | 54 | AIES-Hanna | 562
189020 | GAMEBIRD | SOCALIF | 138 | 24 | VEA-Main | 890
99933 | mid_99933 | ALBERTA | 138 | 54 | AIES-Cold Lake | 548
189022 | THSNDAIR | SOCALIF | 138 | 24 | VEA-Main | 890
98282 | mid_98282 | PACE | 138 | 65 | UT NO UT | 654
98275 | mid_98275 | PACE | 138 | 65 | UT SIGURD | 657
999842 | EASROB11 | TEP | 138 | 16 | TEP | 160
81991 | mid_81991 | B.C.HYDRO | 138 | 50 | BC HYDRO | 500
81988 | mid_81988 | B.C.HYDRO | 138 | 50 | BC HYDRO | 500
81956 | mid_81956 | B.C.HYDRO | 138 | 50 | BC HYDRO | 500
54385 | SHELL SC | ALBERTA | 138 | 54 | AIES-Caroline | 558
81938 | mid_81938 | B.C.HYDRO | 138 | 50 | BC HYDRO | 500
81935 | mid_81935 | B.C.HYDRO | 138 | 50 | BC HYDRO | 500
81934 | mid_81934 | B.C.HYDRO | 138 | 50 | BC HYDRO | 500
54389 | HILL_DG1 | ALBERTA | 138 | 54 | AIES-Lethbridge | 574
81919 | mid_81919 | B.C.HYDRO | 138 | 50 | BC HYDRO | 500
81918 | mid_81918 | B.C.HYDRO | 138 | 50 | BC HYDRO | 500
81916 | mid_81916 | B.C.HYDRO | 138 | 50 | BC HYDRO | 500
54394 | ASTOTIN | ALBERTA | 138 | 54 | AIES-Fort Saskatchewan 2000 | 553
81915 | mid_81915 | B.C.HYDRO | 138 | 50 | BC HYDRO | 500
81911 | mid_81911 | B.C.HYDRO | 138 | 50 | BC HYDRO | 500
81907 | mid_81907 | B.C.HYDRO | 138 | 50 | BC HYDRO | 500
81901 | mid_81901 | B.C.HYDRO | 138 | 50 | BC HYDRO | 500
81844 | mid_81844 | B.C.HYDRO | 138 | 50 | BC HYDRO | 500
81825 | mid_81825 | B.C.HYDRO | 138 | 50 | BC HYDRO | 500
54402 | KETTLES1 | ALBERTA | 138 | 54 | AIES-Fort MacLeod | 573
81816 | mid_81816 | B.C.HYDRO | 138 | 50 | BC HYDRO | 500
81815 | mid_81815 | B.C.HYDRO | 138 | 50 | BC HYDRO | 500
81781 | mid_81781 | B.C.HYDRO | 138 | 50 | BC HYDRO | 500
81780 | mid_81780 | B.C.HYDRO | 138 | 50 | BC HYDRO | 500
54412 | BENBOW 7 | ALBERTA | 138 | 54 | AIES-Fox Creek | 544
81779 | mid_81779 | B.C.HYDRO | 138 | 50 | BC HYDRO | 500
81777 | mid_81777 | B.C.HYDRO | 138 | 50 | BC HYDRO | 500
81762 | mid_81762 | B.C.HYDRO | 138 | 50 | BC HYDRO | 500
81761 | mid_81761 | B.C.HYDRO | 138 | 50 | BC HYDRO | 500
81725 | mid_81725 | B.C.HYDRO | 138 | 50 | BC HYDRO | 500
81120 | E42 138-1 | B.C.HYDRO | 138 | 50 | BC HYDRO | 500
81118 | ET3 377P | B.C.HYDRO | 138 | 50 | BC HYDRO | 500
81117 | ET3 138 | B.C.HYDRO | 138 | 50 | BC HYDRO | 500
54433 | QUENSLD7 | ALBERTA | 138 | 54 | AIES-Wetaskiwin | 551
54436 | BERN138 | ALBERTA | 138 | 54 | AIES-Edmonton | 580
81102 | E42 138-2 | B.C.HYDRO | 138 | 50 | BC HYDRO | 500
54438 | CAN LIQ7 | ALBERTA | 138 | 54 | AIES-Edmonton | 580
81095 | KIS 340P | B.C.HYDRO | 138 | 50 | BC HYDRO | 500
81093 | E15 138 | B.C.HYDRO | 138 | 50 | BC HYDRO | 500
81083 | TBN 366P | B.C.HYDRO | 138 | 50 | BC HYDRO | 500
54445 | CUTNG L7 | ALBERTA | 138 | 54 | AIES-Brooks | 567
80991 | BJT 138 | B.C.HYDRO | 138 | 50 | BC HYDRO | 500
80990 | BJT 403P | B.C.HYDRO | 138 | 50 | BC HYDRO | 500
80944 | PLD 377P | B.C.HYDRO | 138 | 50 | BC HYDRO | 500
80935 | WKA 138 | B.C.HYDRO | 138 | 50 | BC HYDRO | 500
80933 | TMM 210P | B.C.HYDRO | 138 | 50 | BC HYDRO | 500
80932 | BAR 210P | B.C.HYDRO | 138 | 50 | BC HYDRO | 500
80931 | HFY 210P | B.C.HYDRO | 138 | 50 | BC HYDRO | 500
80923 | WNR 381P | B.C.HYDRO | 138 | 50 | BC HYDRO | 500
180595 | LARSON | NEVADA | 138 | 18 | ZoneN4 | 184
80833 | FRO FCB-2S | B.C.HYDRO | 138 | 50 | BC HYDRO | 500
80803 | PSW 244P | B.C.HYDRO | 138 | 50 | BC HYDRO | 500
54484 | CLIPPER7 | ALBERTA | 138 | 54 | AIES-Wainwright | 552
80794 | KNG 138 | B.C.HYDRO | 138 | 50 | BC HYDRO | 500
80791 | PSW 138 | B.C.HYDRO | 138 | 50 | BC HYDRO | 500
80778 | SBK 138 | B.C.HYDRO | 138 | 50 | BC HYDRO | 500
80762 | MIG 138 | B.C.HYDRO | 138 | 50 | BC HYDRO | 500
80651 | NWS 1P | B.C.HYDRO | 138 | 50 | BC HYDRO | 500
80649 | TWY 138 | B.C.HYDRO | 138 | 50 | BC HYDRO | 500
80621 | HVC 138L | B.C.HYDRO | 138 | 50 | BC HYDRO | 500
80610 | NGL 375P | B.C.HYDRO | 138 | 50 | BC HYDRO | 500
80597 | LNT 138 | B.C.HYDRO | 138 | 50 | BC HYDRO | 500
80512 | BTR 138 | B.C.HYDRO | 138 | 50 | BC HYDRO | 500
80509 | TRE 138 | B.C.HYDRO | 138 | 50 | BC HYDRO | 500
80423 | SLS 138 | B.C.HYDRO | 138 | 50 | BC HYDRO | 500
80403 | BSV 3H1 | B.C.HYDRO | 138 | 50 | BC HYDRO | 500
80400 | BSV 3H2 | B.C.HYDRO | 138 | 50 | BC HYDRO | 500
80390 | BSV 138 | B.C.HYDRO | 138 | 50 | BC HYDRO | 500
80332 | KIS 358P | B.C.HYDRO | 138 | 50 | BC HYDRO | 500
80323 | PLD 138 | B.C.HYDRO | 138 | 50 | BC HYDRO | 500
80303 | LCC 1MDC | B.C.HYDRO | 138 | 50 | BC HYDRO | 500
80283 | STO 1B2 | B.C.HYDRO | 138 | 50 | BC HYDRO | 500
80272 | WBK 1B3 | B.C.HYDRO | 138 | 50 | BC HYDRO | 500
80262 | LU2 202P | B.C.HYDRO | 138 | 50 | BC HYDRO | 500
80261 | WBK 1B1 | B.C.HYDRO | 138 | 50 | BC HYDRO | 500
80220 | KDS 365P | B.C.HYDRO | 138 | 50 | BC HYDRO | 500
80189 | SGP 358P | B.C.HYDRO | 138 | 50 | BC HYDRO | 500
23955 | Q1673_HV | SANDIEGO | 138 | 22 | SDG&E Beach Cities | 221
79400 | DES.MINE | WAPA R.M. | 138 | 73 | Zone69 | 791
79354 | MCBRYDE | WAPA R.M. | 138 | 73 | Zone69 | 791
54552 | ENMX21S7 | ALBERTA | 138 | 54 | AIES-Calgary | 586
79312 | C-A | WAPA R.M. | 138 | 73 | Zone69 | 791
23838 | Q1657_HV | SANDIEGO | 138 | 22 | SDG&E Orange County | 226
79265 | CALAMRDG | WAPA R.M. | 138 | 73 | Zone69 | 791
54564 | ENMX36S7 | ALBERTA | 138 | 54 | AIES-Calgary | 586
79264 | W.RV.CTY | WAPA R.M. | 138 | 73 | Zone69 | 791
23349 | ECO GEN2 | SANDIEGO | 138 | 22 | SDG&E Eastern | 223
79067 | VERNAL | WAPA R.M. | 138 | 73 | ZoneR4 | 790
54571 | ENMX43S7 | ALBERTA | 138 | 54 | AIES-Calgary | 586
79047 | COLBRAN | PSCOLORADO | 138 | 70 | ZoneRW | 708
79046 | MEEKER | WAPA R.M. | 138 | 73 | ZoneR4 | 790
79035 | GRANDJCT | PSCOLORADO | 138 | 70 | ZoneRW | 708
54577 | ENMX23S7 | ALBERTA | 138 | 54 | AIES-Calgary | 586
79026 | FLAMGORG | WAPA R.M. | 138 | 73 | ZoneR4 | 790
79002 | AXIAL | WAPA R.M. | 138 | 73 | ZoneR4 | 790
23288 | BOULEVRD | SANDIEGO | 138 | 22 | SDG&E Northeast | 225
22967 | Q1532_HV | SANDIEGO | 138 | 22 | SDG&E Bulk Power | 227
22966 | Q1532_POI | SANDIEGO | 138 | 22 | SDG&E Bulk Power | 227
73653 | BRUSH CRK TP | WAPA R.M. | 138 | 73 | ZoneR4 | 790
22932 | ECO | SANDIEGO | 138 | 22 | SDG&E Bulk Power | 227
54590 | ENMX24S7 | ALBERTA | 138 | 54 | AIES-Calgary | 586
73482 | GRANBYPP | WAPA R.M. | 138 | 73 | ZoneEC | 752
22881 | BUE GEN 1 | SANDIEGO | 138 | 22 | SDG&E Northeast | 225
22865 | GRNT HLL | SANDIEGO | 138 | 22 | SDG&E Construction Metro | 222
54596 | ENMX7S7 | ALBERTA | 138 | 54 | AIES-Calgary | 586
22860 | TRABUCO | SANDIEGO | 138 | 22 | SDG&E Orange County | 226
54601 | 2.83 TAP | ALBERTA | 138 | 54 | AIES-Calgary | 586
22852 | TELECYN | SANDIEGO | 138 | 22 | SDG&E Construction Metro | 222
18693 | RILEY | NEVADA | 138 | 18 | ZoneN6 | 186
999949 | TAPGRA11 | LADWP | 138 | 26 | LA BASIN | 281
22842 | TA TAP33 | SANDIEGO | 138 | 22 | SDG&E Orange County | 226
73220 | WINDYGAP | WAPA R.M. | 138 | 73 | ZoneWC | 755
22841 | LAGNA NL TAP | SANDIEGO | 138 | 22 | SDG&E Orange County | 226
73204 | TROUBLE | WAPA R.M. | 138 | 73 | ZoneWC | 755
22840 | TALEGA | SANDIEGO | 138 | 22 | SDG&E Orange County | 226
79001 | ARTESIA TAP | WAPA R.M. | 138 | 73 | ZoneR4 | 790
22831 | SYCAMORE | SANDIEGO | 138 | 22 | SDG&E Beach Cities | 221
22788 | EA GEN1 HV1 | SANDIEGO | 138 | 22 | SDG&E North Coast | 224
79038 | HAYDEN | WAPA R.M. | 138 | 73 | Zone69 | 791
999957 | FAIOLYB1 | LADWP | 138 | 26 | LA BASIN | 281
54645 | BOWMAN3 | ALBERTA | 138 | 54 | AIES-Medicine Hat | 584
73144 | NCWCD | WAPA R.M. | 138 | 73 | ZoneWC | 755
22760 | SHADOWR | SANDIEGO | 138 | 22 | SDG&E North Coast | 224
79056 | RIFLE_CU | PSCOLORADO | 138 | 70 | ZoneRW | 708
54659 | BOWMAN2 | ALBERTA | 138 | 54 | AIES-Medicine Hat | 584
22734 | SANTEE | SANDIEGO | 138 | 22 | SDG&E Eastern | 223
999955 | FAIAIR21 | LADWP | 138 | 26 | LA BASIN | 281
22720 | SANMATEO | SANDIEGO | 138 | 22 | SDG&E Orange County | 226
999961 | FAIGRA11 | LADWP | 138 | 26 | LA BASIN | 281
73102 | KREMLING | WAPA R.M. | 138 | 73 | ZoneWC | 755
22678 | R.MSNVJO | SANDIEGO | 138 | 22 | SDG&E Orange County | 226
73072 | GOREPASS | WAPA R.M. | 138 | 73 | ZoneWC | 755
22672 | PRCTRVLY | SANDIEGO | 138 | 22 | SDG&E Construction Metro | 222
73061 | FRASER | WAPA R.M. | 138 | 73 | ZoneWC | 755
73057 | OAK CREEK TP | WAPA R.M. | 138 | 73 | ZoneWC | 755
22656 | PICO | SANDIEGO | 138 | 22 | SDG&E Orange County | 226
54692 | N LETHB7 | ALBERTA | 138 | 54 | AIES-Lethbridge | 574
22648 | PENSQTOS | SANDIEGO | 138 | 22 | SDG&E Beach Cities | 221
22632 | PALOMAR | SANDIEGO | 138 | 22 | SDG&E North Coast | 224
54697 | LETH593S | ALBERTA | 138 | 54 | AIES-Lethbridge | 574
54698 | LETH674S | ALBERTA | 138 | 54 | AIES-Lethbridge | 574
999953 | HARTAP11 | LADWP | 138 | 26 | LA BASIN | 281
22580 | NORTHCNTYMTR | SANDIEGO | 138 | 22 | SDG&E North Coast | 224
22578 | NRTHCTYMTRTP | SANDIEGO | 138 | 22 | SDG&E North Coast | 224
22500 | MISSION | SANDIEGO | 138 | 22 | SDG&E Beach Cities | 221
22462 | ML60 TAP | SANDIEGO | 138 | 22 | SDG&E Construction Metro | 222
22461 | MIGUEL60 | SANDIEGO | 138 | 22 | SDG&E Bulk Power | 227
22460 | MIGUEL | SANDIEGO | 138 | 22 | SDG&E Bulk Power | 227
54734 | SHELL A1 | ALBERTA | 138 | 54 | AIES-Fort Saskatchewan 2000 | 553
22432 | MARGARTA | SANDIEGO | 138 | 22 | SDG&E Orange County | 226
999965 | SCAAIR11 | LADWP | 138 | 26 | LA BASIN | 281
22412 | LOSCOCHS | SANDIEGO | 138 | 22 | SDG&E Eastern | 223
22396 | LAGNA NL | SANDIEGO | 138 | 22 | SDG&E Orange County | 226
70525 | MTHARRIS | PSCOLORADO | 138 | 70 | ZoneRW | 708
22300 | FRIARS | SANDIEGO | 138 | 22 | SDG&E Beach Cities | 221
14316 | CEDARMT3 | APS | 138 | 14 | APS | 141
14315 | CEDARMT2 | APS | 138 | 14 | APS | 141
22228 | ENCINA | SANDIEGO | 138 | 22 | SDG&E North Coast | 224
22192 | DOUBLTTP | SANDIEGO | 138 | 22 | SDG&E Beach Cities | 221
22184 | DOUBLET | SANDIEGO | 138 | 22 | SDG&E Beach Cities | 221
22124 | CHCARITA | SANDIEGO | 138 | 22 | SDG&E Northeast | 225
22120 | CARLTNHS | SANDIEGO | 138 | 22 | SDG&E Eastern | 223
80282 | END 1B2 | B.C.HYDRO | 138 | 50 | BC HYDRO | 500
80254 | MR2 138 | B.C.HYDRO | 138 | 50 | BC HYDRO | 500
22112 | CAPSTRNO | SANDIEGO | 138 | 22 | SDG&E Orange County | 226
22108 | CANNON | SANDIEGO | 138 | 22 | SDG&E North Coast | 224
54781 | ED1002-1 | ALBERTA | 138 | 54 | AIES-Fort McMurray | 545
80190 | SGP 138 | B.C.HYDRO | 138 | 50 | BC HYDRO | 500
54783 | ED1004-1 | ALBERTA | 138 | 54 | AIES-Fort McMurray | 545
22052 | BATIQTP | SANDIEGO | 138 | 22 | SDG&E North Coast | 224
22048 | BATIQTOS | SANDIEGO | 138 | 22 | SDG&E North Coast | 224
80508 | BRE 138 | B.C.HYDRO | 138 | 50 | BC HYDRO | 500
54794 | MAGRATH9 | ALBERTA | 138 | 54 | AIES-Glenwood | 575
80328 | FOX 1B2 | B.C.HYDRO | 138 | 50 | BC HYDRO | 500
80623 | VLM 1L212 | B.C.HYDRO | 138 | 50 | BC HYDRO | 500
80650 | NWS 138 | B.C.HYDRO | 138 | 50 | BC HYDRO | 500
54803 | 803/804N | ALBERTA | 138 | 54 | AIES-Wetaskiwin | 551
80178 | SRS 1B4 | B.C.HYDRO | 138 | 50 | BC HYDRO | 500
80939 | SCX 138 | B.C.HYDRO | 138 | 50 | BC HYDRO | 500
80934 | HLD 56P | B.C.HYDRO | 138 | 50 | BC HYDRO | 500
54812 | BUCK TAP | ALBERTA | 138 | 54 | AIES-Drayton Valley | 550
81015 | CUM 138 | B.C.HYDRO | 138 | 50 | BC HYDRO | 500
69819 | ELEKTRON SOL | PACE | 138 | 65 | UT TOOELE | 682
69795 | HUNTER_POI | PACE | 138 | 65 | UT HUNT EMER | 685
54820 | FICKL TP | ALBERTA | 138 | 54 | AIES-Hinton/Edson | 549
69791 | COVE MTN II | PACE | 138 | 65 | UT RED PAC | 687
69787 | COVE MTN I | PACE | 138 | 65 | UT SIGURD | 657
69762 | GRANITE MT E | PACE | 138 | 65 | UT SIGURD | 657
54826 | 831A TAP | ALBERTA | 138 | 54 | AIES-Brooks | 567
69761 | GRANITE MT | PACE | 138 | 65 | UT SIGURD | 657
69760 | PINTURA | PACE | 138 | 65 | UT SIGURD | 657
69755 | STEVENSVILLE | PACE | 138 | 65 | UT SIGURD | 657
69750 | IRON SPRINGS | PACE | 138 | 65 | UT SIGURD | 657
55790 | JOHNSON2 | ALBERTA | 138 | 54 | AIES-Didsbury | 559
69725 | HOLT | PACE | 138 | 65 | UT SIGURD | 657
69710 | RED HILLS | PACE | 138 | 65 | UT SIGURD | 657
69708 | CONCHO | PACE | 138 | 65 | UT MOAB PINT | 676
69530 | RIVERDALE NT | PACE | 138 | 65 | UT OGDEN | 661
69150 | SE COMP | PACE | 138 | 65 | WY NAUGHTON | 660
68999 | LP_TAP | PACE | 138 | 65 | UT UTAH VALL | 662
54860 | BATSD_TP | ALBERTA | 138 | 54 | AIES-Wainwright | 552
68995 | CARTER_LEHI | PACE | 138 | 65 | UT UTAH VALL | 662
68994 | LITLFELD | PACE | 138 | 65 | UT UTAH VALL | 662
68991 | PARK SIDE | PACE | 138 | 65 | UT UTAH VALL | 662
68990 | PONY EXPRSS | PACE | 138 | 65 | UT UTAH VALL | 662
68189 | GRAPHITE | PACE | 138 | 65 | UT SALT LAKE | 655
68188 | MTNVIEW | PACE | 138 | 65 | UT SALT LAKE | 655
68158 | SULPHURDALE | PACE | 138 | 65 | UT SIGURD | 657
68136 | NIBLEY | PACE | 138 | 65 | UT NO UT | 654
68135 | TOOELETP | PACE | 138 | 65 | UT TOOELE | 682
68108 | CACHEBRK | PACE | 138 | 65 | UT NO UT | 654
68107 | CACHE | PACE | 138 | 65 | UT NO UT | 654
54881 | RAVEN TP | ALBERTA | 138 | 54 | AIES-Caroline | 558
68069 | LILA T | PACE | 138 | 65 | UT CARB PRIC | 656
68068 | SLCCTP | PACE | 138 | 65 | UT SALT LAKE | 655
68033 | WHITERK | PACE | 138 | 65 | UT NO UT | 654
54887 | CAN L TP | ALBERTA | 138 | 54 | AIES-Edmonton | 580
68017 | PALLADON | PACE | 138 | 65 | UT SIGURD | 657
68009 | SHORELIN | PACE | 138 | 65 | UT UTAH VALL | 662
67998 | JNSWTTP | PACE | 138 | 65 | UT TOOELE | 682
67995 | LITTLMTN | PACE | 138 | 65 | UT OGDEN | 661
67992 | LITLMTNT | PACE | 138 | 65 | UT OGDEN | 661
67953 | ORACLE | PACE | 138 | 65 | UT SALT LAKE | 655
67951 | ORACLETP | PACE | 138 | 65 | UT SALT LAKE | 655
67941 | EBAY NT | PACE | 138 | 65 | UT SALT LAKE | 655
67934 | LIMBER | PACE | 138 | 65 | UT SALT LAKE | 655
67867 | DECADE | PACE | 138 | 65 | UT SALT LAKE | 655
67864 | SOPARK | PACE | 138 | 65 | UT SALT LAKE | 655
54909 | DALEH TP | ALBERTA | 138 | 54 | AIES-Hinton/Edson | 549
67707 | CLRFLDSO | PACE | 138 | 65 | UT OGDEN | 661
81726 | mid_81726 | B.C.HYDRO | 138 | 50 | BC HYDRO | 500
67561 | CRANRFLT | PACE | 138 | 65 | UT TOOELE | 682
54913 | G.ROBB T | ALBERTA | 138 | 54 | AIES-Hinton/Edson | 549
67560 | ATI TP | PACE | 138 | 65 | UT TOOELE | 682
67559 | ATI | PACE | 138 | 65 | UT TOOELE | 682
67557 | HERRIMAN | PACE | 138 | 65 | UT SALT LAKE | 655
67524 | THIRD W | PACE | 138 | 65 | UT SALT LAKE | 655
67510 | EMIG TAP | PACE | 138 | 65 | UT SALT LAKE | 655
67507 | UNIVRSTY | PACE | 138 | 65 | UT SALT LAKE | 655
67506 | UNIV WTP | PACE | 138 | 65 | UT SALT LAKE | 655
67504 | FORTDGLS | PACE | 138 | 65 | UT SALT LAKE | 655
67497 | HERRIMTP | PACE | 138 | 65 | UT SALT LAKE | 655
67479 | COMMERCE | PACE | 138 | 65 | UT SIGURD | 657
67463 | COZYDALE | PACE | 138 | 65 | UT OGDEN | 661
54934 | FLAT TAP | ALBERTA | 138 | 54 | AIES-Athabasca/Lac La Biche | 547
67461 | BDO | PACE | 138 | 65 | UT OGDEN | 661
67454 | PM MINE | PACE | 138 | 65 | WY NAUGHTON | 660
67453 | FORTDSTP | PACE | 138 | 65 | UT SALT LAKE | 655
67445 | WHIT TAP | PACE | 138 | 65 | WY NAUGHTON | 660
67439 | WECCO | PACE | 138 | 65 | UT SIGURD | 657
67438 | WCEDREG | PACE | 138 | 65 | UT SIGURD | 657
67434 | WASHAKIE | PACE | 138 | 65 | UT NO UT | 654
67420 | UNDRGRND | PACE | 138 | 65 | UT SALT LAKE | 655
67418 | TRICITY | PACE | 138 | 65 | UT UTAH VALL | 662
67416 | TRAVERS | PACE | 138 | 65 | UT UTAH VALL | 662
67411 | TIMP | PACE | 138 | 65 | UT UTAH VALL | 662
67383 | DRAPER | PACE | 138 | 65 | UT SALT LAKE | 655
67381 | SKY_FALLT | PACE | 138 | 65 | UT SALT LAKE | 655
67380 | SOUTH MT | PACE | 138 | 65 | UT SALT LAKE | 655
67377 | SOJORDTP | PACE | 138 | 65 | UT SALT LAKE | 655
54960 | HART TAP | ALBERTA | 138 | 54 | AIES-High River | 566
67374 | SOJORDAN | PACE | 138 | 65 | UT SALT LAKE | 655
67367 | SO EAST | PACE | 138 | 65 | UT SALT LAKE | 655
54965 | 54L JNC | ALBERTA | 138 | 54 | AIES-Seebe | 564
67347 | SCHICK | PACE | 138 | 65 | UT OGDEN | 661
67344 | SARATOGA | PACE | 138 | 65 | UT UTAH VALL | 662
67343 | SANDYTAP | PACE | 138 | 65 | UT SALT LAKE | 655
67340 | SANDYPP | PACE | 138 | 65 | UT SALT LAKE | 655
67333 | ROCKYPT | PACE | 138 | 65 | UT NO UT | 654
67328 | RIVRD ST | PACE | 138 | 65 | UT OGDEN | 661
67320 | BECK TAP | PACE | 138 | 65 | UT SALT LAKE | 655
67316 | QUARRY | PACE | 138 | 65 | UT SALT LAKE | 655
67314 | PRAXAIR | PACE | 138 | 65 | UT TOOELE | 682
67312 | PORTROCK | PACE | 138 | 65 | UT SALT LAKE | 655
67311 | PMMINETP | PACE | 138 | 65 | WY NAUGHTON | 660
67308 | PLEASNTG | PACE | 138 | 65 | UT UTAH VALL | 662
67302 | PIONEER | PACE | 138 | 65 | UT OGDEN | 661
67298 | PINECNYN | PACE | 138 | 65 | UT TOOELE | 682
81778 | mid_81778 | B.C.HYDRO | 138 | 50 | BC HYDRO | 500
67287 | PAINTER | PACE | 138 | 65 | WY NAUGHTON | 660
67286 | PAINT RS | PACE | 138 | 65 | WY NAUGHTON | 660
67271 | NUCOR | PACE | 138 | 65 | UT NUCORE | 684
67267 | SLCDPU | PACE | 138 | 65 | UT SALT LAKE | 655
67263 | NAUGHT10 | PACE | 138 | 65 | WY NAUGHTON | 660
67262 | NAUGHT 8 | PACE | 138 | 65 | WY NAUGHTON | 660
67245 | MILFORD | PACE | 138 | 65 | UT SIGURD | 657
67226 | MANILA | PACE | 138 | 65 | UT UTAH VALL | 662
67222 | MAGNA | PACE | 138 | 65 | UT TOOELE | 682
67221 | LONGHOLW | PACE | 138 | 65 | WY NAUGHTON | 660
67219 | LONE PEAK | PACE | 138 | 65 | UT UTAH VALL | 662
67218 | LEHI NORTH | PACE | 138 | 65 | UT UTAH VALL | 662
67217 | LEHI N TAP | PACE | 138 | 65 | UT UTAH VALL | 662
55028 | RBW LAK7 | ALBERTA | 138 | 54 | AIES-Rainbow Lake | 597
67207 | BOEING | PACE | 138 | 65 | UT SALT LAKE | 655
67201 | JORDNPRK | PACE | 138 | 65 | UT SALT LAKE | 655
67199 | JORDANEL | PACE | 138 | 65 | UT PARK CITY | 681
55039 | MELITO7 | ALBERTA | 138 | 54 | AIES-High Level | 598
67195 | STANSBURY | PACE | 138 | 65 | UT TOOELE | 682
67194 | JENSENSW | PACE | 138 | 65 | UT TOOELE | 682
67193 | IRON MT | PACE | 138 | 65 | UT SIGURD | 657
55046 | 7LA183TP | ALBERTA | 138 | 54 | AIES-Fort McMurray | 545
67190 | VAST | PACE | 138 | 65 | UT SALT LAKE | 655
67176 | SHEEP LANE | PACE | 138 | 65 | UT TOOELE | 682
67171 | SOPARKTE | PACE | 138 | 65 | UT SALT LAKE | 655
67155 | GORDNAVT | PACE | 138 | 65 | UT OGDEN | 661
67154 | GLENCO T | PACE | 138 | 65 | WY NAUGHTON | 660
67153 | GLENCO | PACE | 138 | 65 | WY NAUGHTON | 660
67137 | FARMNGTN | PACE | 138 | 65 | UT OGDEN | 661
55075 | SEAL LK7 | ALBERTA | 138 | 54 | AIES-Peace River | 599
67136 | PARRISH TAP | PACE | 138 | 65 | UT OGDEN | 661
67135 | FAIRCHLD | PACE | 138 | 65 | UT SALT LAKE | 655
67130 | STR 98 A | PACE | 138 | 65 | UT OGDEN | 661
67127 | SPRING CREEK | PACE | 138 | 65 | UT UTAH VALL | 662
67126 | EAGLEMTN E | PACE | 138 | 65 | UT UTAH VALL | 662
67110 | SOPARKTP | PACE | 138 | 65 | UT SALT LAKE | 655
67106 | CRHOLLOW | PACE | 138 | 65 | UT SIGURD | 657
55092 | HSMITH7 | ALBERTA | 138 | 54 | AIES-Lake Wabamun Generation | 560
67105 | TUSHAR | PACE | 138 | 65 | UT SIGURD | 657
67099 | COPPERHL | PACE | 138 | 65 | UT SALT LAKE | 655
67097 | COMPRE T | PACE | 138 | 65 | WY NAUGHTON | 660
67089 | COLDWATR | PACE | 138 | 65 | UT OGDEN | 661
67079 | CLEAR CK | PACE | 138 | 65 | WY NAUGHTON | 660
67073 | CHAPHILL | PACE | 138 | 65 | UT SALT LAKE | 655
67071 | CERRO | PACE | 138 | 65 | UT SIGURD | 657
55110 | MERC TAP | ALBERTA | 138 | 54 | AIES-Grande Prairie | 540
67065 | CARTER | PACE | 138 | 65 | WY NAUGHTON | 660
67060 | CAMPWILL | PACE | 138 | 65 | UT SALT LAKE | 655
67059 | AMOCO | PACE | 138 | 65 | WY NAUGHTON | 660
55118 | POPLAR 7 | ALBERTA | 138 | 54 | AIES-Grande Prairie | 540
67052 | BURTONL | PACE | 138 | 65 | UT OGDEN | 661
67037 | BDO T | PACE | 138 | 65 | UT OGDEN | 661
67033 | BANGERTR | PACE | 138 | 65 | UT SALT LAKE | 655
55123 | SADHL TP | ALBERTA | 138 | 54 | AIES-Grande Prairie | 540
67027 | ASHGROVE | PACE | 138 | 65 | UT CLOVER | 683
67022 | SCHICK TAP | PACE | 138 | 65 | UT OGDEN | 661
67014 | AMFORK | PACE | 138 | 65 | UT UTAH VALL | 662
67009 | AMOCOTP | PACE | 138 | 65 | WY NAUGHTON | 660
67005 | 118 S 70 W | PACE | 138 | 65 | UT SALT LAKE | 655
66900 | MAJESTIC | PACE | 138 | 65 | UT RED DGT | 674
66856 | COALVILLE | PACE | 138 | 65 | UT PARK CITY | 681
55137 | AWTAP | ALBERTA | 138 | 54 | AIES-Grande Prairie | 540
66854 | CROYDON | PACE | 138 | 65 | UT PARK CITY | 681
66837 | HOOPERSP | PACE | 138 | 65 | ID BPA | 665
66830 | PURG138 | PACE | 138 | 65 | UT RED PAC | 687
55142 | BEARCK1 | ALBERTA | 138 | 54 | AIES-Grande Prairie | 540
66723 | WSTFIELD | PACE | 138 | 65 | UT UTAH VALL | 662
66680 | WHEELON | PACE | 138 | 65 | UT NO UT | 654
66675 | WESTZIRC | PACE | 138 | 65 | UT OGDEN | 661
55147 | HR MILN7 | ALBERTA | 138 | 54 | AIES-Grande Cache | 542
66661 | WEST GT | PACE | 138 | 65 | UT UTAH VALL | 662
66660 | WEST JOR | PACE | 138 | 65 | UT SALT LAKE | 655
66650 | WARREN | PACE | 138 | 65 | UT OGDEN | 661
66642 | WEST VAL | PACE | 138 | 65 | UT SALT LAKE | 655
66640 | WOGDEN | PACE | 138 | 65 | UT OGDEN | 661
66639 | WOGDN ST | PACE | 138 | 65 | UT OGDEN | 661
66635 | W CEDAR | PACE | 138 | 65 | UT SIGURD | 657
55164 | L.SMOKY7 | ALBERTA | 138 | 54 | AIES-Valleyview | 543
66607 | LEE CREEK | PACE | 138 | 65 | UT SALT LAKE | 655
66606 | SALT AIR | PACE | 138 | 65 | UT SALT LAKE | 655
66605 | GOGGIN A | PACE | 138 | 65 | UT SALT LAKE | 655
55175 | FOX CRK7 | ALBERTA | 138 | 54 | AIES-Fox Creek | 544
66604 | SALT AIR TAP | PACE | 138 | 65 | UT SALT LAKE | 655
66603 | AERIAL TAP | PACE | 138 | 65 | UT SALT LAKE | 655
66601 | GOGGIN B TAP | PACE | 138 | 65 | UT SALT LAKE | 655
55203 | RUTH LK7 | ALBERTA | 138 | 54 | AIES-Fort McMurray | 545
66595 | UPP | PACE | 138 | 65 | UT SALT LAKE | 655
66591 | UPALCO PS | PACE | 138 | 65 | UT UINTAH | 670
66590 | UPALCO | PACE | 138 | 65 | UT UINTAH | 670
66570 | TREASTON | PACE | 138 | 65 | ID SPC | 677
66560 | TOOELE | PACE | 138 | 65 | UT TOOELE | 682
66545 | THIEF TP | PACE | 138 | 65 | WY NAUGHTON | 660
66520 | TERMINAL | PACE | 138 | 65 | UT SALT LAKE | 655
81782 | mid_81782 | B.C.HYDRO | 138 | 50 | BC HYDRO | 500
55547 | ENMX54S7 | ALBERTA | 138 | 54 | AIES-Calgary | 586
20181 | CNZ-161 | MEXICO-CFE | 161 | 20 | ZoneMX | 204
66465 | SWAN VLY | PACE | 161 | 65 | ID BPA | 665
20180 | HGO-161 | MEXICO-CFE | 161 | 20 | ZoneSN | 206
66434 | PAINE | PACE | 161 | 65 | ID NPC | 652
66433 | PAINE TAP | PACE | 161 | 65 | ID NPC | 652
66431 | AMMON | PACE | 161 | 65 | ID NPC | 652
66430 | SUGARMIL | PACE | 161 | 65 | ID NPC | 652
20179 | RZC-161 | MEXICO-CFE | 161 | 20 | ZoneSN | 206
20178 | PID-161 | MEXICO-CFE | 161 | 20 | ZoneSN | 206
66392 | YORK RD | PACE | 161 | 65 | ID IDFL | 666
20159 | MAG-161 | MEXICO-CFE | 161 | 20 | ZoneMX | 204
66333 | HARRISON | PACE | 161 | 65 | ID IDFL | 666
20155 | KCH-161 | MEXICO-CFE | 161 | 20 | ZoneMX | 204
66295 | RIGBY | PACE | 161 | 65 | ID NPC | 652
66294 | WESTWOOD | PACE | 161 | 65 | ID NPC | 652
66289 | REXBURG | PACE | 161 | 65 | ID NPC | 652
20154 | SIS-161 | MEXICO-CFE | 161 | 20 | ZoneMX | 204
20153 | GOR-161 | MEXICO-CFE | 161 | 20 | ZoneMX | 204
20152 | MOE-161 | MEXICO-CFE | 161 | 20 | ZoneMX | 204
20151 | PKD-161 | MEXICO-CFE | 161 | 20 | ZoneMX | 204
20150 | CRO-161 | MEXICO-CFE | 161 | 20 | ZoneMX | 204
20148 | NZI-161 | MEXICO-CFE | 161 | 20 | ZoneMX | 204
99060 | mid_99060 | WAPA U.W. | 161 | 63 | NOGF_WAUW | 631
20147 | CTY-161 | MEXICO-CFE | 161 | 20 | ZoneMX | 204
20142 | CPC-161 | MEXICO-CFE | 161 | 20 | ZoneMX | 204
20139 | SKW-161 | MEXICO-CFE | 161 | 20 | ZoneMX | 204
20136 | CPU-161 | MEXICO-CFE | 161 | 20 | ZoneMX | 204
20135 | MXI-161 | MEXICO-CFE | 161 | 20 | ZoneMX | 204
65860 | JFRSNPHA | PACE | 161 | 65 | ID NPC | 652
65850 | JEFFERSN | PACE | 161 | 65 | ID NPC | 652
65690 | GRACE | PACE | 161 | 65 | ID SPC | 677
65670 | GOSHEN | PACE | 161 | 65 | ID NPC | 652
65635 | GEMSTATE | PACE | 161 | 65 | ID IDFL | 666
65630 | GEMST# | PACE | 161 | 65 | ID IDFL | 666
65560 | FISHCREK | PACE | 161 | 65 | ID SPC | 677
65485 | EAGLE RK | PACE | 161 | 65 | ID NPC | 652
65195 | BONNEVIL | PACE | 161 | 65 | ID NPC | 652
65080 | ANTLOPE | PACE | 161 | 65 | ID NPC | 652
20016 | RIN-161 | MEXICO-CFE | 161 | 20 | ZoneMX | 204
19206 | HEADGATE | WAPA L.C. | 161 | 19 | WAPA-DSW | 191
60030 | BLACKFT | IDAHO | 161 | 60 | ZoneIP Eastern | 614
19105 | GLT TAP | WAPA L.C. | 161 | 19 | WAPA-DSW | 191
19100 | KOFA | WAPA L.C. | 161 | 19 | WAPA-DSW | 191
19070 | DOME TAP | WAPA L.C. | 161 | 19 | WAPA-DSW | 191
19063 | WLTNMOHK | WAPA L.C. | 161 | 19 | WAPA-DSW | 191
19051 | KNOB | WAPA L.C. | 161 | 19 | WAPA-DSW | 191
19050 | GILA | WAPA L.C. | 161 | 19 | WAPA-DSW | 191
19046 | BOUSE | WAPA L.C. | 161 | 19 | WAPA-DSW | 191
19041 | PARKER | WAPA L.C. | 161 | 19 | WAPA-DSW | 191
19020 | BLYTHE | WAPA L.C. | 161 | 19 | WAPA-DSW | 191
65155 | BIGGRASS | PACE | 161 | 65 | ID NPC | 652
99056 | mid_99056 | WAPA U.W. | 161 | 63 | NOGF_WAUW | 631
53998 | mid_53998 | FORTISBC | 161 | 52 | CEN-KOOT | 521
53997 | mid_53997 | FORTISBC | 161 | 52 | CEN-KOOT | 521
53995 | mid_53995 | FORTISBC | 161 | 52 | S OKAN | 523
53990 | mid_53990 | FORTISBC | 161 | 52 | KOOT-BOU | 522
53978 | mid_53978 | FORTISBC | 161 | 52 | KOOT-BOU | 522
52999 | PND 161 | FORTISBC | 161 | 52 | KOOT-BOU | 522
52263 | KET 161 | FORTISBC | 161 | 52 | KOOT-BOU | 522
52261 | BEN 161 | FORTISBC | 161 | 52 | S OKAN | 523
52227 | GFT 161 | FORTISBC | 161 | 52 | KOOT-BOU | 522
52225 | ASM 161 | FORTISBC | 161 | 52 | CEN-KOOT | 521
621003 | SOUTH BUTTE | MONTANA | 161 | 62 | BUTTE_MT | 621
621178 | SHERIDANAUTO | MONTANA | 161 | 62 | BUTTE_MT | 621
623004 | PHSHFT RIMRK | MONTANA | 161 | 62 | BILLINGS_MT | 623
97966 | mid_97966 | MONTANA | 161 | 62 | BILLINGS_MT | 623
623111 | COLUMBS-RPLJ | MONTANA | 161 | 62 | BILLINGS_MT | 623
626002 | CLYDE PARK | MONTANA | 161 | 62 | BOZEMAN_MT | 626
626069 | BIGTIMBER AT | MONTANA | 161 | 62 | BOZEMAN_MT | 626
626068 | BZM EGALLATN | MONTANA | 161 | 62 | BOZEMAN_MT | 626
626142 | EMIGRANT | MONTANA | 161 | 62 | BOZEMAN_MT | 626
626163 | BIGTMBRWINDT | MONTANA | 161 | 62 | BOZEMAN_MT | 626
626161 | LOWERDUK PEC | MONTANA | 161 | 62 | BOZEMAN_MT | 626
629005 | KERR B | MONTANA | 161 | 62 | MISSOULA_MT | 629
632008 | GTF WAPA | WAPA U.W. | 161 | 63 | NOGF_WAUW | 631
632004 | ASSINIBOINE | WAPA U.W. | 161 | 63 | NOGF_WAUW | 631
631080 | VERONA | WAPA U.W. | 161 | 63 | NOGF_WAUW | 631
631050 | HAVRE WAPA | WAPA U.W. | 161 | 63 | NOGF_WAUW | 631
631040 | HARLEM AUTO | WAPA U.W. | 161 | 63 | NOGF_WAUW | 631
631030 | MALTA AUTO | WAPA U.W. | 161 | 63 | NOGF_WAUW | 631
631010 | RICH COULEE | WAPA U.W. | 161 | 63 | NOGF_WAUW | 631
629183 | HAMILTONHGTS | MONTANA | 161 | 62 | MISSOULA_MT | 629
629109 | MSL RESERVST | MONTANA | 161 | 62 | MISSOULA_MT | 629
629080 | BONNER | MONTANA | 161 | 62 | MISSOULA_MT | 629
629078 | MSL MILLERCK | MONTANA | 161 | 62 | MISSOULA_MT | 629
629047 | MSL TARGTRNG | MONTANA | 161 | 62 | MISSOULA_MT | 629
629003 | KERR A | MONTANA | 161 | 62 | MISSOULA_MT | 629
629002 | RATTLESNAKE | MONTANA | 161 | 62 | MISSOULA_MT | 629
626180 | ENNIS AUTO | MONTANA | 161 | 62 | BOZEMAN_MT | 626
626172 | LONEMOUNTAIN | MONTANA | 161 | 62 | BOZEMAN_MT | 626
626171 | MEADOW VLG | MONTANA | 161 | 62 | BOZEMAN_MT | 626
626128 | BZM JCKRABIT | MONTANA | 161 | 62 | BOZEMAN_MT | 626
626123 | BELGRADEWEST | MONTANA | 161 | 62 | BOZEMAN_MT | 626
626079 | BZM WESTSIDE | MONTANA | 161 | 62 | BOZEMAN_MT | 626
626001 | THREE RIVERS | MONTANA | 161 | 62 | BOZEMAN_MT | 626
623612 | ALKALI CREEK | MONTANA | 161 | 62 | BILLINGS_MT | 623
623005 | BLG RIMROCK | MONTANA | 161 | 62 | BILLINGS_MT | 623
622224 | CROOKEDFALLS | MONTANA | 161 | 62 | GTFALLS_MT | 622
621251 | APEX_CS1 | MONTANA | 161 | 62 | BUTTE_MT | 621
621202 | GOLDENSUNLGT | MONTANA | 161 | 62 | BUTTE_MT | 621
621100 | ASIMI | MONTANA | 161 | 62 | BUTTE_MT | 621
621084 | BASINCREEKGN | MONTANA | 161 | 62 | BUTTE_MT | 621
621053 | DELL VEC | MONTANA | 161 | 62 | BUTTE_MT | 621
621025 | BTE MHD | MONTANA | 161 | 62 | BUTTE_MT | 621
621004 | DILLONSALMON | MONTANA | 161 | 62 | BUTTE_MT | 621
621002 | MILL CREEK | MONTANA | 161 | 62 | BUTTE_MT | 621
626204 | WILSALL | MONTANA | 161 | 62 | BOZEMAN_MT | 626
626182 | BRADLEYCREEK | MONTANA | 161 | 62 | BOZEMAN_MT | 626
631000 | FTPK-W5 | WAPA U.W. | 161 | 63 | NOGF_WAUW | 631
97897 | mid_97897 | MONTANA | 161 | 62 | MISSOULA_MT | 629
97904 | mid_97904 | MONTANA | 161 | 62 | BOZEMAN_MT | 626
97988 | mid_97988 | MONTANA | 161 | 62 | BUTTE_MT | 621
97967 | mid_97967 | MONTANA | 161 | 62 | BILLINGS_MT | 623
99059 | mid_99059 | WAPA U.W. | 161 | 63 | NOGF_WAUW | 631
99058 | mid_99058 | WAPA U.W. | 161 | 63 | NOGF_WAUW | 631
99057 | mid_99057 | WAPA U.W. | 161 | 63 | NOGF_WAUW | 631
99055 | mid_99055 | WAPA U.W. | 161 | 63 | NOGF_WAUW | 631
99054 | mid_99054 | WAPA U.W. | 161 | 63 | NOGF_WAUW | 631
97993 | mid_97993 | MONTANA | 161 | 62 | BUTTE_MT | 621
97991 | mid_97991 | MONTANA | 161 | 62 | BUTTE_MT | 621
97990 | mid_97990 | MONTANA | 161 | 62 | BUTTE_MT | 621
97989 | mid_97989 | MONTANA | 161 | 62 | BUTTE_MT | 621
97987 | mid_97987 | MONTANA | 161 | 62 | BUTTE_MT | 621
97981 | mid_97981 | MONTANA | 161 | 62 | BUTTE_MT | 621
97980 | mid_97980 | MONTANA | 161 | 62 | BUTTE_MT | 621
97933 | mid_97933 | MONTANA | 161 | 62 | BILLINGS_MT | 623
97932 | mid_97932 | MONTANA | 161 | 62 | BILLINGS_MT | 623
97920 | mid_97920 | MONTANA | 161 | 62 | BOZEMAN_MT | 626
97919 | mid_97919 | MONTANA | 161 | 62 | BOZEMAN_MT | 626
97905 | mid_97905 | MONTANA | 161 | 62 | BOZEMAN_MT | 626
97903 | mid_97903 | MONTANA | 161 | 62 | BOZEMAN_MT | 626
97896 | mid_97896 | MONTANA | 161 | 62 | MISSOULA_MT | 629
97895 | mid_97895 | MONTANA | 161 | 62 | MISSOULA_MT | 629
97894 | mid_97894 | MONTANA | 161 | 62 | MISSOULA_MT | 629
97893 | mid_97893 | MONTANA | 161 | 62 | MISSOULA_MT | 629
97992 | mid_97992 | MONTANA | 161 | 62 | BUTTE_MT | 621
98279 | mid_98279 | PACE | 161 | 65 | ID NPC | 652
24035 | EAGLEMTN | SOCALIF | 161 | 24 | MWD Colorado River Aqueduct | 949
24017 | BLYTHESC | SOCALIF | 161 | 24 | MWD Colorado River Aqueduct | 949
14303 | BLYTHEAZ | APS | 161 | 14 | APS: LA PAZ | 846
14301 | BLACK PK | APS | 161 | 14 | APS | 141
21808 | CVSUB161 | IID | 161 | 21 | IID Coachella Valley Area | 212
21807 | AVE58TP2 | IID | 161 | 21 | IID Coachella Valley Area | 212
21806 | AVE58TP1 | IID | 161 | 21 | IID Coachella Valley Area | 212
21805 | AVE58 | IID | 161 | 21 | IID Coachella Valley Area | 212
21331 | EC161_SS | IID | 161 | 21 | IID Imperial Valley Area | 213
21212 | ARKANSAS | IID | 161 | 21 | IID Imperial Valley Area | 213
21211 | ALHAMBRA | IID | 161 | 21 | IID Imperial Valley Area | 213
21204 | ARKANSAS_SS | IID | 161 | 21 | IID Imperial Valley Area | 213
21203 | ALHAMBRA_SS | IID | 161 | 21 | IID Imperial Valley Area | 213
21072 | YUCCA161 | IID | 161 | 21 | IID Imperial Valley Area | 213
69524 | MEADOWCK | PACE | 161 | 65 | ID NPC | 652
21059 | PILOT_KNB161 | IID | 161 | 21 | IID Imperial Valley Area | 213
69513 | JOLLYHILL | PACE | 161 | 65 | ID NPC | 652
21047 | NILAND161 | IID | 161 | 21 | IID Imperial Valley Area | 213
20920 | BYPASS-161 | MEXICO-CFE | 161 | 20 | ZoneMX | 204
67672 | CINDER B | PACE | 161 | 65 | ID NPC | 652
20491 | GTW-161 | MEXICO-CFE | 161 | 20 | ZoneMX | 204
67512 | WOLVERIN | PACE | 161 | 65 | ID NPC | 652
66843 | DRUMMOND | PACE | 161 | 65 | ID BPA | 665
66755 | YELOWTLP | PACE | 161 | 65 | WY NORTH | 650
66695 | WIDFALLS | PACE | 161 | 65 | ID IDFL | 666
20213 | FEV-161 | MEXICO-CFE | 161 | 20 | ZoneMX | 204
20212 | ENT-FEV | MEXICO-CFE | 161 | 20 | ZoneMX | 204
38951 | TBC_POT2 | PG AND E | 180.5 | 30 | City of Pittsburg | 351
38950 | TBC_PTB2 | PG AND E | 180.5 | 30 | City of Pittsburg | 351
14240 | FORTROCK | APS | 230 | 14 | APS | 141
66410 | SPENCE | PACE | 230 | 65 | WY EAST | 679
14239 | WPHXAPSN | APS | 230 | 14 | APS | 141
20177 | PID-230 | MEXICO-CFE | 230 | 20 | ZoneSN | 206
66355 | SIGURDPS | PACE | 230 | 65 | UT SIGURD | 657
66345 | SIGURD | PACE | 230 | 65 | UT SIGURD | 657
66335 | SHERIDAN | PACE | 230 | 65 | WY NORTH | 650
14238 | PANDA | APS | 230 | 14 | APS | 141
66325 | S. TRONA | PACE | 230 | 65 | WY TRONA | 668
66315 | ROCKSPGS | PACE | 230 | 65 | WY CENTRAL | 651
66305 | RIVERTON | PACE | 230 | 65 | WY EAST | 679
14237 | RUNWAY | APS | 230 | 14 | APS | 141
66270 | RAILROAD | PACE | 230 | 65 | WY NAUGHTON | 660
66266 | RAVEN | PACE | 230 | 65 | WY TRONA | 668
66250 | PT ROCKS | PACE | 230 | 65 | WY CENTRAL | 651
66240 | PLATTE | PACE | 230 | 65 | WY CENTRAL | 651
14235 | GILABEND | APS | 230 | 14 | APS | 141
66210 | PAVANT | PACE | 230 | 65 | UT PAV BLACK | 686
14234 | YAVAPAI | APS | 230 | 14 | APS | 141
66195 | PAROWAN | PACE | 230 | 65 | UT SIGURD | 657
66180 | PALISADE | PACE | 230 | 65 | WY TRONA | 668
66145 | OREBASIN | PACE | 230 | 65 | WY NORTH | 650
20149 | TJI-230 | MEXICO-CFE | 230 | 20 | ZoneTJ | 203
66050 | NAUGHTON | PACE | 230 | 65 | WY NAUGHTON | 660
66020 | MUSTANG | PACE | 230 | 65 | WY CENTRAL | 651
14233 | WPHXAPSS | APS | 230 | 14 | APS | 141
66011 | MONU PST | PACE | 230 | 65 | WY TRONA | 668
66010 | MONUMENT | PACE | 230 | 65 | WY TRONA | 668
14232 | WHTNKAPS | APS | 230 | 14 | APS | 141
65977 | MINERS TAP | PACE | 230 | 65 | WY EAST | 679
65975 | MINERS | PACE | 230 | 65 | WY EAST | 679
65955 | MIDWEST | PACE | 230 | 65 | WY NORTH | 650
65954 | CLAIMJMP | PACE | 230 | 65 | WY NORTH | 650
42568 | BALDI | NORTHWEST | 230 | 40 | S.KINGI | 429
14231 | WESTWNGW | APS | 230 | 14 | APS | 141
65910 | LOST RIV | PACE | 230 | 65 | ID BPA | 665
65895 | LITTLEMT | PACE | 230 | 65 | WY CENTRAL | 651
42516 | OBRIEN S | NORTHWEST | 230 | 40 | S.KING | 428
65875 | KAYCEE | PACE | 230 | 65 | WY NORTH | 650
20134 | MIS-230 | MEXICO-CFE | 230 | 20 | ZoneTJ | 203
14230 | VERDE | APS | 230 | 14 | APS | 141
42507 | BERYDALE | NORTHWEST | 230 | 40 | S.KING | 428
20118 | ROA-230 | MEXICO-CFE | 230 | 20 | ZoneMX | 204
14229 | TATMOMLI | APS | 230 | 14 | APS | 141
42505 | CHRISTOP | NORTHWEST | 230 | 40 | S.KING | 428
42503 | OBRIEN N | NORTHWEST | 230 | 40 | S.KING | 428
20117 | CRO-230 | MEXICO-CFE | 230 | 20 | ZoneMX | 204
42500 | TALBOT230 | NORTHWEST | 230 | 40 | S.KING | 428
20116 | CTY-230 | MEXICO-CFE | 230 | 20 | ZoneMX | 204
65720 | GRASS CK | PACE | 230 | 65 | WY NORTH | 650
20115 | MXI-230 | MEXICO-CFE | 230 | 20 | ZoneMX | 204
14228 | SURPRISE | APS | 230 | 14 | APS | 141
65620 | GARLAND | PACE | 230 | 65 | WY NORTH | 650
65580 | FT CREEK | PACE | 230 | 65 | WY EAST | 679
65575 | FRANNIE | PACE | 230 | 65 | WY NORTH | 650
20114 | CSC-230 | MEXICO-CFE | 230 | 20 | ZoneMX | 204
65555 | FIREHOLE | PACE | 230 | 65 | WY CENTRAL | 651
65545 | EXXON WY | PACE | 230 | 65 | WY TRONA | 668
20113 | OZA-230 | MEXICO-CFE | 230 | 20 | ZoneMX | 204
14227 | SUNYSLOP | APS | 230 | 14 | APS | 141
20112 | STB-230 | MEXICO-CFE | 230 | 20 | ZoneMX | 204
14226 | SNTAROSA | APS | 230 | 14 | APS | 141
65460 | DIFICULT | PACE | 230 | 65 | WY EAST | 679
20111 | TEK-230 | MEXICO-CFE | 230 | 20 | ZoneMX | 204
46105 | NQUINCY | NORTHWEST | 230 | 40 | Grant County, WA | 482
65420 | DAVEJOHN | PACE | 230 | 65 | WY EAST | 679
20110 | APD-230 | MEXICO-CFE | 230 | 20 | ZoneMX | 204
20107 | CPT-230 | MEXICO-CFE | 230 | 20 | ZoneMX | 204
14225 | SAGUARO | APS | 230 | 14 | APS | 141
65374 | CRAVENCK | PACE | 230 | 65 | WY NAUGHTON | 660
65320 | CHAPPELC | PACE | 230 | 65 | WY NAUGHTON | 660
20104 | CPD-230 | MEXICO-CFE | 230 | 20 | ZoneMX | 204
20103 | WIS-230 | MEXICO-CFE | 230 | 20 | ZoneMX | 204
14223 | ROUNDVLY | APS | 230 | 14 | APS | 141
65300 | CASPERPP | PACE | 230 | 65 | WY EAST | 679
65293 | CARR DRA | PACE | 230 | 65 | WY EAST | 679
14222 | PRESCOTT | APS | 230 | 14 | APS | 141
20102 | RUM-230 | MEXICO-CFE | 230 | 20 | ZoneMX | 204
65235 | BUFFALO | PACE | 230 | 65 | WY NORTH | 650
65220 | BRIDGER | PACE | 230 | 65 | WY CENTRAL | 651
65215 | BRDGR PP | PACE | 230 | 65 | WY TRONA | 668
65175 | BLUE RIM | PACE | 230 | 65 | WY TRONA | 668
65165 | BLACKSFK | PACE | 230 | 65 | WY TRONA | 668
42412 | KLAHANIE | NORTHWEST | 230 | 40 | N.KING | 426
65160 | BIRCH CK | PACE | 230 | 65 | WY NAUGHTON | 660
65140 | BENLOMND | PACE | 230 | 65 | UT OGDEN | 661
65105 | BAR-X | PACE | 230 | 65 | WY CENTRAL | 651
14221 | PPAPS W | APS | 230 | 14 | APS | 141
46108 | NQUINCYT | NORTHWEST | 230 | 40 | Grant County, WA | 482
65096 | BUFFALO HEAD | PACE | 230 | 65 | WY EAST | 679
65095 | BADWATER | PACE | 230 | 65 | WY NORTH | 650
65090 | ATLANTIC | PACE | 230 | 65 | WY CENTRAL | 651
65075 | ANTLOPE | PACE | 230 | 65 | ID NPC | 652
65060 | ANT MINE | PACE | 230 | 65 | WY EAST | 679
65025 | AMPS | PACE | 230 | 65 | ID NPC | 652
14220 | REACH | APS | 230 | 14 | APS | 141
64955 | MCGINESS | SIERRA | 230 | 64 | SPP-East Tie | 642
14218 | MEADOWBK | APS | 230 | 14 | APS | 141
64924 | TUNGSTEN | SIERRA | 230 | 64 | SPP-East Tie | 642
64922 | MCGINESS2 | SIERRA | 230 | 64 | SPP-East Tie | 642
14217 | LONEPEAK | APS | 230 | 14 | APS | 141
30994 | WHEELER | PG AND E | 230 | 30 | Conf Load (Kern) | 315
30977 | MIDWAY-R13 | PG AND E | 230 | 30 | Conf Load (Kern) | 315
30976 | MIDWAY-R12 | PG AND E | 230 | 30 | Conf Load (Kern) | 315
46120 | WHEEL_DROP | NORTHWEST | 230 | 40 | Grant County, WA | 482
42374 | SCHNEBLY | NORTHWEST | 230 | 40 | N.KING | 426
42373 | POISN SP | NORTHWEST | 230 | 40 | N.KING | 426
30975 | MIDWAY-R11 | PG AND E | 230 | 30 | Conf Load (Kern) | 315
42363 | WLD HORS | NORTHWEST | 230 | 40 | N.KING | 426
30973 | SUNST | PG AND E | 230 | 30 | Conf Load (Kern) | 315
42361 | WIND RDG | NORTHWEST | 230 | 40 | N.KING | 426
30971 | MIDWAY-F | PG AND E | 230 | 30 | Conf Load (Kern) | 315
30970 | MIDWAY-E | PG AND E | 230 | 30 | Conf Load (Kern) | 315
14216 | LINCSTRT | APS | 230 | 14 | APS | 141
64531 | OSCEOLA | SIERRA | 230 | 64 | SPP-East Tie | 642
30969 | MIDWAY-DBAAH | PG AND E | 230 | 30 | Conf Load (Kern) | 315
64501 | SALTWELL | SIERRA | 230 | 64 | SPP-East Tie | 642
64500 | SALTWELL T | SIERRA | 230 | 64 | SPP-East Tie | 642
30968 | MIDWAY-DDBSB | PG AND E | 230 | 30 | Conf Load (Kern) | 315
42321 | HRNCHTAP | NORTHWEST | 230 | 40 | N.KING | 426
42320 | HORSRNCH | NORTHWEST | 230 | 40 | N.KING | 426
30951 | BKRSFLDB | PG AND E | 230 | 30 | Conf Load (Kern) | 315
42319 | SAMMSH E | NORTHWEST | 230 | 40 | N.KING | 426
64460 | ROBINSON | SIERRA | 230 | 64 | SPP-East Tie | 642
42318 | SAMMSH W | NORTHWEST | 230 | 40 | N.KING | 426
30950 | BKRSFLDA | PG AND E | 230 | 30 | Conf Load (Kern) | 315
14215 | LEUPP | APS | 230 | 14 | APS | 141
30948 | ELKHIL_G | PG AND E | 230 | 30 | Conf Load (Kern) | 315
42312 | CASCADEP | NORTHWEST | 230 | 40 | N.KING | 426
30947 | TEX_SUN | PG AND E | 230 | 30 | Conf Load (Kern) | 315
30946 | LAPALOMA | PG AND E | 230 | 30 | Conf Load (Kern) | 315
64379 | CRSNT DUNE | SIERRA | 230 | 64 | SPP-East Tie | 642
30945 | KERN PP | PG AND E | 230 | 30 | Conf Load (Kern) | 315
14212 | GLENDALE | APS | 230 | 14 | APS | 141
42304 | NOVELTY | NORTHWEST | 230 | 40 | N.KING | 426
30944 | BKRSFDJ2 | PG AND E | 230 | 30 | Conf Load (Kern) | 315
42302 | RICHCREEK | NORTHWEST | 230 | 40 | N.KING | 426
30943 | STCKDLJ2 | PG AND E | 230 | 30 | Conf Load (Kern) | 315
64308 | ALPINE | SIERRA | 230 | 64 | SPP-East Tie | 642
42300 | SAMMAMSH | NORTHWEST | 230 | 40 | PSEOTHER | 439
30942 | STCKDLJ1 | PG AND E | 230 | 30 | Conf Load (Kern) | 315
30941 | STCKDLEB | PG AND E | 230 | 30 | Conf Load (Kern) | 315
14211 | FOURCORN | APS | 230 | 14 | APS | 141
30940 | STCKDLEA | PG AND E | 230 | 30 | Conf Load (Kern) | 315
30935 | ARCO | PG AND E | 230 | 30 | Conf Load (Kern) | 315
64248 | ROUNDMTN | SIERRA | 230 | 64 | SPP-East Tie | 642
30930 | MESA PGE | PG AND E | 230 | 30 | Conf Load (Los Padres) | 320
30925 | DIABLOCN | PG AND E | 230 | 30 | Conf Load (Los Padres) | 320
14210 | EL SOL | APS | 230 | 14 | APS | 141
64205 | GONDER1 | SIERRA | 230 | 64 | SPP-East Tie | 642
30922 | TOPAZB | PG AND E | 230 | 30 | Conf Load (Los Padres) | 320
30921 | TOPAZA | PG AND E | 230 | 30 | Conf Load (Los Padres) | 320
30919 | CVSR | PG AND E | 230 | 30 | Conf Load (Los Padres) | 320
30918 | CALNTESS | PG AND E | 230 | 30 | Conf Load (Los Padres) | 320
14209 | EAGLEYE | APS | 230 | 14 | APS | 141
30916 | SOLARSS | PG AND E | 230 | 30 | Conf Load (Los Padres) | 320
30915 | MORROBAY | PG AND E | 230 | 30 | Conf Load (Los Padres) | 320
20063 | CIP-230 | MEXICO-CFE | 230 | 20 | ZoneEN | 205
30906 | GATES F | PG AND E | 230 | 30 | Conf Load (Fresno) | 314
30905 | TEMPLETN | PG AND E | 230 | 30 | Conf Load (Los Padres) | 320
20051 | PAP-TAP | MEXICO-CFE | 230 | 20 | ZoneTJ | 203
14207 | DEERVALY | APS | 230 | 14 | APS | 141
30904 | CALFLATS-STH | PG AND E | 230 | 30 | Conf Load (Fresno) | 314
30903 | CALFLTSN | PG AND E | 230 | 30 | Conf Load (Fresno) | 314
30902 | GATES E | PG AND E | 230 | 30 | Conf Load (Fresno) | 314
14206 | CTRYCLUB | APS | 230 | 14 | APS | 141
30900 | GATES D | PG AND E | 230 | 30 | Conf Load (Fresno) | 314
64124 | UTAH-NEV | SIERRA | 230 | 64 | SPP-East Tie | 642
30899 | GATESBK11JCT | PG AND E | 230 | 30 | Conf Load (Fresno) | 314
30889 | CALFLATSSS | PG AND E | 230 | 30 | Conf Load (Fresno) | 314
14205 | COCONINO | APS | 230 | 14 | APS | 141
30887 | HENRIETTA_F | PG AND E | 230 | 30 | Conf Load (Fresno) | 314
30886 | REMUSTANG | PG AND E | 230 | 30 | Conf Load (Fresno) | 314
30885 | MUSTANGSS | PG AND E | 230 | 30 | Conf Load (Fresno) | 314
30884 | HENRIETTA_E | PG AND E | 230 | 30 | Conf Load (Fresno) | 314
64069 | MACHACEK | SIERRA | 230 | 64 | SPP-East Tie | 642
20018 | RUB-230 | MEXICO-CFE | 230 | 20 | ZoneTJ | 203
14204 | CHOLLA | APS | 230 | 14 | APS | 141
30881 | HENRIETTA_D | PG AND E | 230 | 30 | Conf Load (Fresno) | 314
20017 | MEP-230 | MEXICO-CFE | 230 | 20 | ZoneTJ | 203
64056 | GONDER | SIERRA | 230 | 64 | SPP-East Tie | 642
64054 | FT CHUR | SIERRA | 230 | 64 | SPP-Carson City | 648
42113 | FREDONIA | NORTHWEST | 230 | 40 | SKAGIT | 422
30880 | HENTAP2 | PG AND E | 230 | 30 | Conf Load (Fresno) | 314
64045 | FRONTIER | SIERRA | 230 | 64 | SPP-East Tie | 642
30879 | HENTAP1 | PG AND E | 230 | 30 | Conf Load (Fresno) | 314
14203 | CASGRAPS | APS | 230 | 14 | APS | 141
42104 | MARCH PT | NORTHWEST | 230 | 40 | SKAGIT | 422
42103 | SEDRO# | NORTHWEST | 230 | 40 | SKAGIT | 422
20015 | PAP-230 | MEXICO-CFE | 230 | 20 | ZoneTJ | 203
42100 | SEDRO | NORTHWEST | 230 | 40 | SKAGIT | 422
30875 | MC CALL | PG AND E | 230 | 30 | Conf Load (Fresno) | 314
20001 | PJZ-230 | MEXICO-CFE | 230 | 20 | ZoneTJ | 203
30873 | HELM | PG AND E | 230 | 30 | Conf Load (Fresno) | 314
14202 | CACTUS | APS | 230 | 14 | APS | 141
46139 | WQ_FLYTAP | NORTHWEST | 230 | 40 | Grant County, WA | 482
30871 | PINEFLAT | PG AND E | 230 | 30 | Conf Load (CDWR) | 327
64006 | AUSTIN | SIERRA | 230 | 64 | SPP-East Tie | 642
64005 | ANACONDA | SIERRA | 230 | 64 | SPP-East Tie | 642
30870 | PINEFLATJCT | PG AND E | 230 | 30 | Conf Load (CDWR) | 327
30865 | BALCH2-2 | PG AND E | 230 | 30 | Conf Load (Fresno) | 314
30861 | BALCH2-3 | PG AND E | 230 | 30 | Conf Load (Fresno) | 314
14201 | BUCKEYE | APS | 230 | 14 | APS | 141
30860 | BALCH3TP | PG AND E | 230 | 30 | Conf Load (Fresno) | 314
30855 | HAAS | PG AND E | 230 | 30 | Conf Load (Fresno) | 314
14195 | CCAFX | APS | 230 | 14 | APS | 141
30850 | ASHLAN | PG AND E | 230 | 30 | Conf Load (Fresno) | 314
30846 | FIGRDN 2 | PG AND E | 230 | 30 | Conf Load (Fresno) | 314
19886 | TNS-GSU-HV | WAPA L.C. | 230 | 19 | WAPA-DSW | 191
10291 | SAN_JUAN | NEW MEXICO | 230 | 10 | PNM: EHV and Gen | 100
30845 | FGRDN T2 | PG AND E | 230 | 30 | Conf Load (Fresno) | 314
61829 | NAMPA | IDAHO | 230 | 60 | ZoneIP Central | 612
61828 | NAMPA TP | IDAHO | 230 | 60 | ZoneIP Central | 612
30841 | FIGRDN 1 | PG AND E | 230 | 30 | Conf Load (Fresno) | 314
19787 | LNGHOUSE | WAPA L.C. | 230 | 19 | WAPA-DSW | 191
61813 | CLOVRDAL | IDAHO | 230 | 60 | ZoneIP Central | 612
30840 | FGRDN T1 | PG AND E | 230 | 30 | Conf Load (Fresno) | 314
30835 | HERNDON | PG AND E | 230 | 30 | Conf Load (Fresno) | 314
14194 | CCLSS | APS | 230 | 14 | APS | 141
30830 | KEARNEY | PG AND E | 230 | 30 | Conf Load (Fresno) | 314
30825 | MCMULLN1 | PG AND E | 230 | 30 | Conf Load (Fresno) | 314
19784 | KAYENTA | WAPA L.C. | 230 | 19 | WAPA-DSW | 191
30823 | HELMS PP3 | PG AND E | 230 | 30 | Conf Load (Fresno) | 314
30822 | HELMS PP2 | PG AND E | 230 | 30 | Conf Load (Fresno) | 314
14166 | LINDE 1 | APS | 230 | 14 | APS | 141
30821 | HELMS PP1 | PG AND E | 230 | 30 | Conf Load (Fresno) | 314
30810 | GREGG | PG AND E | 230 | 30 | Conf Load (Fresno) | 314
19782 | GLENCANY | WAPA L.C. | 230 | 19 | WAPA-DSW | 191
30805 | BORDEN | PG AND E | 230 | 30 | Conf Load (Yosemite) | 313
30802 | STOREYJCT2 | PG AND E | 230 | 30 | Conf Load (Yosemite) | 313
19781 | GLEN PS | WAPA L.C. | 230 | 19 | WAPA-DSW | 191
14161 | TSMC 2 | APS | 230 | 14 | APS | 141
30801 | STOREYJCT1 | PG AND E | 230 | 30 | Conf Load (Yosemite) | 313
30800 | WILSON | PG AND E | 230 | 30 | Conf Load (Yosemite) | 313
14160 | TSMC 1 | APS | 230 | 14 | APS | 141
41754 | G_COULE_1418 | NORTHWEST | 230 | 40 | Central Washington | 403
30797 | LASAGUILASS | PG AND E | 230 | 30 | Conf Load (Yosemite) | 313
41753 | G_COULE_1013 | NORTHWEST | 230 | 40 | Central Washington | 403
41752 | G_COULE_0609 | NORTHWEST | 230 | 40 | Central Washington | 403
30796 | STOREY 1 | PG AND E | 230 | 30 | Conf Load (Yosemite) | 313
19502 | ROGSWAPA | WAPA L.C. | 230 | 19 | WAPA-DSW | 191
41751 | G_COULE_0105 | NORTHWEST | 230 | 40 | Central Washington | 403
30795 | STOREY 2 | PG AND E | 230 | 30 | Conf Load (Yosemite) | 313
19501 | RNDVLYTP | WAPA L.C. | 230 | 19 | WAPA-DSW | 191
30794 | RETRQLTY | PG AND E | 230 | 30 | Conf Load (Yosemite) | 313
30793 | PANO_EC | PG AND E | 230 | 30 | Conf Load (Yosemite) | 313
19500 | HASSYTAP | WAPA L.C. | 230 | 19 | WAPA-DSW | 191
30792 | TRANQLTYSS | PG AND E | 230 | 30 | Conf Load (Yosemite) | 313
30791 | PNCHE 1M | PG AND E | 230 | 30 | Conf Load (Yosemite) | 313
41402 | ROCK CK | NORTHWEST | 230 | 40 | Lower Columbia Basin | 404
30790 | PANOCHE | PG AND E | 230 | 30 | Conf Load (Yosemite) | 313
19410 | SUN ARIZ | WAPA L.C. | 230 | 19 | WAPA-DSW | 191
30787 | DUKE ML2 | PG AND E | 230 | 30 | Conf Load (Central Coast) | 319
19343 | BUCKEYE2 | WAPA L.C. | 230 | 19 | WAPA-DSW | 191
30780 | DUKE ML1 | PG AND E | 230 | 30 | Conf Load (Central Coast) | 319
46144 | SILIC TP | NORTHWEST | 230 | 40 | Grant County, WA | 482
41358 | GND_COULE_S3 | NORTHWEST | 230 | 40 | Central Washington | 403
30767 | WRIGHTFRMN | PG AND E | 230 | 30 | Conf Load (Yosemite) | 313
41357 | GND_COULE_S2 | NORTHWEST | 230 | 40 | Central Washington | 403
41356 | GND_COULE_S1 | NORTHWEST | 230 | 40 | Central Washington | 403
30766 | PADREFLATSSS | PG AND E | 230 | 30 | Conf Load (Yosemite) | 313
19341 | EASTSIDE | WAPA L.C. | 230 | 19 | WAPA-DSW | 191
41354 | HAT_ROCK | NORTHWEST | 230 | 40 | PAC:HERM | 415
30765 | LOSBANOS | PG AND E | 230 | 30 | Conf Load (Yosemite) | 313
41353 | MCNRY S3 | NORTHWEST | 230 | 40 | Lower Columbia Basin | 404
41352 | MCNRY S2 | NORTHWEST | 230 | 40 | Lower Columbia Basin | 404
30764 | QUINTOSLR | PG AND E | 230 | 30 | Conf Load (Yosemite) | 313
19321 | NEWPORT | WAPA L.C. | 230 | 19 | WAPA-DSW | 191
41351 | MCNRY S1 | NORTHWEST | 230 | 40 | Lower Columbia Basin | 404
41350 | QUARRYSW | NORTHWEST | 230 | 40 | PAC:HERM | 415
30763 | QUINTO_SS | PG AND E | 230 | 30 | Conf Load (Yosemite) | 313
41348 | MIDWAYB3 | NORTHWEST | 230 | 40 | Lower Columbia Basin | 404
41347 | MIDWAYB2 | NORTHWEST | 230 | 40 | Lower Columbia Basin | 404
30760 | COBURN | PG AND E | 230 | 30 | Conf Load (Central Coast) | 319
19320 | TOPOCK | WAPA L.C. | 230 | 19 | WAPA-DSW | 191
41346 | MIDWAYB1 | NORTHWEST | 230 | 40 | Lower Columbia Basin | 404
41344 | BIG_EDDY4 | NORTHWEST | 230 | 40 | Lower Columbia Basin | 404
30755 | MOSSLNSW | PG AND E | 230 | 30 | Conf Load (Central Coast) | 319
41343 | BIG_EDDY3 | NORTHWEST | 230 | 40 | Lower Columbia Basin | 404
41342 | BIG_EDDY2 | NORTHWEST | 230 | 40 | Lower Columbia Basin | 404
30741 | CAL MEC | PG AND E | 230 | 30 | Conf Load (San Jose) | 318
19316 | SOPOINT | WAPA L.C. | 230 | 19 | WAPA-DSW | 191
41341 | BIG_EDDY1 | NORTHWEST | 230 | 40 | Lower Columbia Basin | 404
30735 | METCALF | PG AND E | 230 | 30 | Conf Load (San Jose) | 318
41330 | SNOHOMISH_S4 | NORTHWEST | 230 | 40 | Seattle Area, Olympic Peninsula | 400
30733 | VASONA | PG AND E | 230 | 30 | Conf Load (De Anza) | 317
41329 | SNOHOMISH_S3 | NORTHWEST | 230 | 40 | Seattle Area, Olympic Peninsula | 400
41328 | SNOHOMISH_S2 | NORTHWEST | 230 | 40 | Seattle Area, Olympic Peninsula | 400
30731 | LS ESTRS | PG AND E | 230 | 30 | Conf Load (San Jose) | 318
41327 | SNOHOMISH_S1 | NORTHWEST | 230 | 40 | Seattle Area, Olympic Peninsula | 400
30730 | HICKS | PG AND E | 230 | 30 | Conf Load (San Jose) | 318
19314 | PEACOCK | WAPA L.C. | 230 | 19 | WAPA-DSW | 191
41321 | MARC SW2 | NORTHWEST | 230 | 40 | Western Oregon | 402
30726 | C.COSTAPPF | PG AND E | 230 | 30 | Conf Load (Diablo) | 308
30725 | C.COSTAPPE | PG AND E | 230 | 30 | Conf Load (Diablo) | 308
19310 | GRIFFITH | WAPA L.C. | 230 | 19 | WAPA-DSW | 191
19224 | LONGTIN | WAPA L.C. | 230 | 19 | WAPA-DSW | 191
60407 | MTNAIR W | IDAHO | 230 | 60 | ZoneIP Central | 612
30720 | SARATOGA | PG AND E | 230 | 30 | Conf Load (De Anza) | 317
60405 | MTNAIRTP | IDAHO | 230 | 60 | ZoneIP Central | 612
60400 | GARNET | IDAHO | 230 | 60 | ZoneIP Western | 611
60396 | BNET MTN | IDAHO | 230 | 60 | ZoneIP Central | 612
60395 | RTLSNAKE | IDAHO | 230 | 60 | ZoneIP Central | 612
30717 | TRAN230B | PG AND E | 230 | 30 | Conf Load (Peninsula) | 310
150050 | SIDWINDR | SRP | 230 | 15 | SRP EHV 230 KV | 1504
60394 | DANSKIN | IDAHO | 230 | 60 | ZoneIP Central | 612
41291 | WINECTRY | NORTHWEST | 230 | 40 | Lower Columbia Basin | 404
30716 | TRAN230A | PG AND E | 230 | 30 | Conf Load (Peninsula) | 310
41276 | WESTBPA2 | NORTHWEST | 230 | 40 | Spokane Area Publics | 491
30715 | JEFFERSN | PG AND E | 230 | 30 | Conf Load (Peninsula) | 310
41275 | WESTBPA1 | NORTHWEST | 230 | 40 | Spokane Area Publics | 491
30714 | JMDAMCX2 | PG AND E | 230 | 30 | Conf Load (Peninsula) | 310
30713 | JMDAMCX1 | PG AND E | 230 | 30 | Conf Load (Peninsula) | 310
150031 | VAH KI | SRP | 230 | 15 | SRP EHV 230 KV | 1504
30712 | SLACTAP2 | PG AND E | 230 | 30 | Conf Load (Peninsula) | 310
19218 | CASAGRND | WAPA L.C. | 230 | 19 | WAPA-DSW | 191
60312 | N POWDER | IDAHO | 230 | 60 | ZoneIP Western | 611
30711 | S.L.A.C. | PG AND E | 230 | 30 | Conf Load (Peninsula) | 310
60310 | QUARTZTP | IDAHO | 230 | 60 | ZoneIP Western | 611
60306 | QUARTZ | IDAHO | 230 | 60 | ZoneIP Western | 611
30710 | SLACTAP1 | PG AND E | 230 | 30 | Conf Load (Peninsula) | 310
60288 | OXBIMN13 | IDAHO | 230 | 60 | ZoneIP Western | 611
30705 | MONTAVIS | PG AND E | 230 | 30 | Conf Load (De Anza) | 317
60287 | OXBIMN12 | IDAHO | 230 | 60 | ZoneIP Western | 611
60286 | OXBIMN11 | IDAHO | 230 | 60 | ZoneIP Western | 611
30703 | RAVENSWD | PG AND E | 230 | 30 | Conf Load (Peninsula) | 310
30700 | SANMATEO | PG AND E | 230 | 30 | Conf Load (Peninsula) | 310
60279 | ONTLAN11 | IDAHO | 230 | 60 | ZoneIP Western | 611
60278 | IMNAHA | IDAHO | 230 | 60 | ZoneIP Western | 611
60275 | OXBOW | IDAHO | 230 | 60 | ZoneIP Western | 611
60274 | CALLAN11 | IDAHO | 230 | 60 | ZoneIP Central | 612
30699 | PTR_SHNT | PG AND E | 230 | 30 | Conf Load (S.F.) | 309
60273 | BROONT13 | IDAHO | 230 | 60 | ZoneIP Western | 611
60272 | BROONT12 | IDAHO | 230 | 60 | ZoneIP Western | 611
60271 | BROONT11 | IDAHO | 230 | 60 | ZoneIP Western | 611
30698 | POTRERO | PG AND E | 230 | 30 | Conf Load (S.F.) | 309
150019 | GRANDCTL | SRP | 230 | 15 | SRP OTHER SUB 69kV | 1508
60266 | LANGLEY | IDAHO | 230 | 60 | ZoneIP Western | 611
60265 | ONTARIO | IDAHO | 230 | 60 | ZoneIP Western | 611
30696 | MRT RCTR | PG AND E | 230 | 30 | Conf Load (S.F.) | 309
30695 | MARTIN C | PG AND E | 230 | 30 | Conf Load (S.F.) | 309
60249 | HUBBARD | IDAHO | 230 | 60 | ZoneIP Central | 612
30685 | EMBRCDRD | PG AND E | 230 | 30 | Conf Load (S.F.) | 309
60244 | MIDBOI32 | IDAHO | 230 | 60 | ZoneIP Southern | 613
60243 | MIDBOI31 | IDAHO | 230 | 60 | ZoneIP Southern | 613
30670 | WESTLEY | PG AND E | 230 | 30 | Conf Load (TID) | 324
30656 | PPASSWND | PG AND E | 230 | 30 | Conf Load (Stockton) | 311
60234 | MIDBOI22 | IDAHO | 230 | 60 | ZoneIP Southern | 613
60233 | MIDBOI21 | IDAHO | 230 | 60 | ZoneIP Southern | 613
60232 | MIDPOINT | IDAHO | 230 | 60 | ZoneIP Southern | 613
30655 | PPASSJCT | PG AND E | 230 | 30 | Conf Load (Stockton) | 311
30640 | TESLA C | PG AND E | 230 | 30 | Conf Load (Stockton) | 311
60207 | LOCUST | IDAHO | 230 | 60 | ZoneIP Central | 612
41165 | WREN+ | NORTHWEST | 230 | 40 | Western Oregon | 402
30635 | NWK DIST | PG AND E | 230 | 30 | Conf Load (Mission) | 316
154722 | Q55-HV | SRP | 230 | 15 | SRP EHV 230 KV | 1504
152016 | AF230BK4 | SRP | 230 | 15 | SRP EHV 230 KV | 1504
41161 | WOODLAND | NORTHWEST | 230 | 40 | Portland Area | 401
60186 | KINPT MP | IDAHO | 230 | 60 | ZoneIP Eastern | 614
30631 | NEWARK E | PG AND E | 230 | 30 | Conf Load (Mission) | 316
60185 | KINPORT | IDAHO | 230 | 60 | ZoneIP Eastern | 614
19208 | N.WADDEL | WAPA L.C. | 230 | 19 | WAPA-DSW | 191
60177 | JUSTICE | IDAHO | 230 | 60 | ZoneIP Southern | 613
41155 | CASCADE_STL | NORTHWEST | 230 | 40 | Portland Area | 401
30630 | NEWARK D | PG AND E | 230 | 30 | Conf Load (Mission) | 316
60165 | HUNT | IDAHO | 230 | 60 | ZoneIP Southern | 613
60156 | HEMINWAY | IDAHO | 230 | 60 | ZoneIP Central | 612
30625 | TESLA D | PG AND E | 230 | 30 | Conf Load (Stockton) | 311
41149 | WHITE BL | NORTHWEST | 230 | 40 | Lower Columbia Basin | 404
60150 | HELLSCYN | IDAHO | 230 | 60 | ZoneIP Western | 611
30624 | TESLA E | PG AND E | 230 | 30 | Conf Load (Stockton) | 311
60130 | DRAM | IDAHO | 230 | 60 | ZoneIP Central | 612
41141 | WENDSON | NORTHWEST | 230 | 40 | Western Oregon | 402
30622 | EIGHT MI | PG AND E | 230 | 30 | Conf Load (Stockton) | 311
30600 | TRES VAQ | PG AND E | 230 | 30 | Conf Load (Diablo) | 308
19204 | HARCUVAR | WAPA L.C. | 230 | 19 | WAPA-DSW | 191
60112 | BOIHOR42 | IDAHO | 230 | 60 | ZoneIP Central | 612
60111 | BOIHOR41 | IDAHO | 230 | 60 | ZoneIP Central | 612
60110 | CALDWELL | IDAHO | 230 | 60 | ZoneIP Central | 612
30595 | FLOWIND2 | PG AND E | 230 | 30 | Conf Load (Stockton) | 311
60109 | BOIBRO32 | IDAHO | 230 | 60 | ZoneIP Central | 612
60108 | BOIBRO31 | IDAHO | 230 | 60 | ZoneIP Central | 612
41135 | WARNER | NORTHWEST | 230 | 40 | Southern Oregon | 405
60107 | BOIBRO22 | IDAHO | 230 | 60 | ZoneIP Central | 612
60106 | BOIBRO21 | IDAHO | 230 | 60 | ZoneIP Central | 612
30590 | USWP-JRW | PG AND E | 230 | 30 | Conf Load (Mission) | 316
154725 | Q55-Mid | SRP | 230 | 15 | SRP EHV 230 KV | 1504
60104 | BOIBRO12 | IDAHO | 230 | 60 | ZoneIP Central | 612
60103 | BOIBRO11 | IDAHO | 230 | 60 | ZoneIP Central | 612
60102 | HORSEFLT | IDAHO | 230 | 60 | ZoneIP Western | 611
30585 | LS PSTAS | PG AND E | 230 | 30 | Conf Load (Mission) | 316
60095 | BROWNLEE | IDAHO | 230 | 60 | ZoneIP Western | 611
60073 | BRADY | IDAHO | 230 | 60 | ZoneIP Southern | 613
60072 | BRADY TP | IDAHO | 230 | 60 | ZoneIP Eastern | 614
30581 | SANDHLW | PG AND E | 230 | 30 | Conf Load (Stockton) | 311
60064 | BOWMONT | IDAHO | 230 | 60 | ZoneIP Central | 612
60062 | BORAH | IDAHO | 230 | 60 | ZoneIP Eastern | 614
30580 | SANDHLWJCT | PG AND E | 230 | 30 | Conf Load (Stockton) | 311
60045 | BOISEBCH | IDAHO | 230 | 60 | ZoneIP Central | 612
30575 | BVISTAWNDC1 | PG AND E | 230 | 30 | Conf Load (Diablo) | 308
30574 | WINDMASTERJT | PG AND E | 230 | 30 | Conf Load (Diablo) | 308
19169 | ED5-230 | WAPA L.C. | 230 | 19 | WAPA-DSW | 191
41112 | VANTAGE_S | NORTHWEST | 230 | 40 | Central Washington | 403
41111 | VANTAGE_N | NORTHWEST | 230 | 40 | Central Washington | 403
30571 | RALPH | PG AND E | 230 | 30 | Conf Load (Stockton) | 311
30570 | RALPHJCT | PG AND E | 230 | 30 | Conf Load (Stockton) | 311
19107 | GAVLINWA | WAPA L.C. | 230 | 19 | WAPA-DSW | 191
155339 | GCL_HB | SRP | 230 | 15 | SRP OTHER SUB 69kV | 1508
30569 | KELSO | PG AND E | 230 | 30 | Conf Load (Stockton) | 311
30568 | MARIPOSA | PG AND E | 230 | 30 | Conf Load (Stockton) | 311
30567 | LONETREE | PG AND E | 230 | 30 | Conf Load (Diablo) | 308
19106 | PRSCOTWA | WAPA L.C. | 230 | 19 | WAPA-DSW | 191
41094 | TROUTD W | NORTHWEST | 230 | 40 | Portland Area | 401
30565 | BRENTWOD | PG AND E | 230 | 30 | Conf Load (Diablo) | 308
41092 | TROUTD E | NORTHWEST | 230 | 40 | Portland Area | 401
41091 | TROUT_CREEK+ | NORTHWEST | 230 | 40 | Spokane Area, N Idaho, W Montana | 406
30563 | RESEARCH | PG AND E | 230 | 30 | Conf Load (Diablo) | 308
30562 | SRRC JCT | PG AND E | 230 | 30 | Conf Load (Diablo) | 308
41083 | TOLEDO | NORTHWEST | 230 | 40 | Western Oregon | 402
41079 | TUMBL_CREEK+ | NORTHWEST | 230 | 40 | Western Oregon | 402
30561 | TASSAJAR | PG AND E | 230 | 30 | Conf Load (Diablo) | 308
41075 | TILLAMOK | NORTHWEST | 230 | 40 | Portland Area | 401
30560 | E. SHORE | PG AND E | 230 | 30 | Conf Load (Mission) | 316
30559 | RUSCTYEC | PG AND E | 230 | 30 | Conf Load (Mission) | 316
154845 | Q47_JACK | SRP | 230 | 15 | SRP OTHER SUB 69kV | 1508
30556 | CV BART | PG AND E | 230 | 30 | Conf Load (Mission) | 316
30555 | SANRAMON | PG AND E | 230 | 30 | Conf Load (Mission) | 316
19083 | HOVRA1A2 | WAPA L.C. | 230 | 19 | WAPA-DSW | 191
81842 | mid_81842 | B.C.HYDRO | 230 | 50 | BC HYDRO | 500
41061 | TAHKNICH | NORTHWEST | 230 | 40 | Western Oregon | 402
30554 | CASTROVL | PG AND E | 230 | 30 | Conf Load (Mission) | 316
56451 | MATLB2 | ALBERTA | 230 | 54 | AIES-Glenwood | 575
30550 | MORAGA | PG AND E | 230 | 30 | Conf Load (Diablo) | 308
19082 | HOVRN1N2 | WAPA L.C. | 230 | 19 | WAPA-DSW | 191
41055 | S TACOMA | NORTHWEST | 230 | 40 | Seattle Area, Olympic Peninsula | 400
41053 | COWLITZ# | NORTHWEST | 230 | 40 | Seattle Area, Olympic Peninsula | 400
30545 | ROSSMOOR | PG AND E | 230 | 30 | Conf Load (Diablo) | 308
30544 | ROSSTAP2 | PG AND E | 230 | 30 | Conf Load (Diablo) | 308
41050 | TACOMA S | NORTHWEST | 230 | 40 | Seattle Area, Olympic Peninsula | 400
19081 | HOVRN3N4 | WAPA L.C. | 230 | 19 | WAPA-DSW | 191
41049 | TACOMA N | NORTHWEST | 230 | 40 | Seattle Area, Olympic Peninsula | 400
30543 | ROSSTAP1 | PG AND E | 230 | 30 | Conf Load (Diablo) | 308
30540 | SOBRANTE | PG AND E | 230 | 30 | Conf Load (Diablo) | 308
19080 | HOVRN5N6 | WAPA L.C. | 230 | 19 | WAPA-DSW | 191
30537 | NDUBLIN | PG AND E | 230 | 30 | Conf Load (Mission) | 316
19079 | HOVRN7N8 | WAPA L.C. | 230 | 19 | WAPA-DSW | 191
30536 | TESORO | PG AND E | 230 | 30 | Conf Load (Diablo) | 308
30535 | TIDEWATR | PG AND E | 230 | 30 | Conf Load (Diablo) | 308
19075 | HAVASU | WAPA L.C. | 230 | 19 | WAPA-DSW | 191
30531 | 0162-WD | PG AND E | 230 | 30 | Conf Load (Mission) | 316
41021 | ST JOHNS | NORTHWEST | 230 | 40 | Portland Area | 401
30530 | CAYETANO | PG AND E | 230 | 30 | Conf Load (Mission) | 316
30529 | MONTEZUMASS | PG AND E | 230 | 30 | Conf Load (Sacramento) | 304
19074 | N.HAVASU | WAPA L.C. | 230 | 19 | WAPA-DSW | 191
30528 | DEC PTSG | PG AND E | 230 | 30 | Conf Load (Diablo) | 308
159003 | MES3_TWP | SRP | 230 | 15 | SRP OTHER SUB 69kV | 1508
30527 | PITSBG E | PG AND E | 230 | 30 | Conf Load (Diablo) | 308
19072 | HILLTOP | WAPA L.C. | 230 | 19 | WAPA-DSW | 191
30526 | PITSBG D | PG AND E | 230 | 30 | Conf Load (Diablo) | 308
41008 | SNOKING_S3 | NORTHWEST | 230 | 40 | Seattle Area, Olympic Peninsula | 400
30525 | C.COSTAPPD | PG AND E | 230 | 30 | Conf Load (Diablo) | 308
41006 | SNOKING_S2 | NORTHWEST | 230 | 40 | Seattle Area, Olympic Peninsula | 400
30524 | 0354-WD | PG AND E | 230 | 30 | Conf Load (Diablo) | 308
41004 | SNOKING_S1 | NORTHWEST | 230 | 40 | Seattle Area, Olympic Peninsula | 400
30523 | CC SUB | PG AND E | 230 | 30 | Conf Load (Diablo) | 308
30520 | GATEWAY | PG AND E | 230 | 30 | Conf Load (Diablo) | 308
30519 | MARSHLD2 | PG AND E | 230 | 30 | Conf Load (Diablo) | 308
19068 | TESTTRAK | WAPA L.C. | 230 | 19 | WAPA-DSW | 191
30518 | MARSHLD1 | PG AND E | 230 | 30 | Conf Load (Diablo) | 308
40987 | SILVR CK | NORTHWEST | 230 | 40 | Seattle Area, Olympic Peninsula | 400
40986 | SLATT | NORTHWEST | 230 | 40 | Lower Columbia Basin | 404
30516 | WILSONRCTR | PG AND E | 230 | 30 | Conf Load (Yosemite) | 313
14045 | Q292 STA | APS | 230 | 14 | APS | 141
403040 | COV_CRE_CIO | NORTHWEST | 230 | 40 | Seattle Area, Olympic Peninsula | 400
81867 | mid_81867 | B.C.HYDRO | 230 | 50 | BC HYDRO | 500
40983 | SIFTON_W | NORTHWEST | 230 | 40 | Portland Area | 401
30515 | WARNERVL | PG AND E | 230 | 30 | City and County of San Francisco | 357
40981 | SIFTON_E | NORTHWEST | 230 | 40 | Portland Area | 401
30510 | CAMANCH | PG AND E | 230 | 30 | Conf Load (Stockton) | 311
40977 | SIFTON2# | NORTHWEST | 230 | 40 | Portland Area | 401
40975 | SIFTON1# | NORTHWEST | 230 | 40 | Portland Area | 401
30506 | 0227-WD | PG AND E | 230 | 30 | Conf Load (Stockton) | 311
40974 | SICKLER TX | NORTHWEST | 230 | 40 | Central Washington | 403
30505 | WEBER | PG AND E | 230 | 30 | Conf Load (Stockton) | 311
40971 | SHELTON | NORTHWEST | 230 | 40 | Seattle Area, Olympic Peninsula | 400
30503 | COLLERVL | PG AND E | 230 | 30 | Conf Load (Stockton) | 311
30500 | BELLOTA | PG AND E | 230 | 30 | Conf Load (Stockton) | 311
40963 | HORSERANCH# | NORTHWEST | 230 | 40 | Seattle Area, Olympic Peninsula | 400
30499 | STAGG-E | PG AND E | 230 | 30 | Conf Load (Stockton) | 311
30498 | STAGG-D | PG AND E | 230 | 30 | Conf Load (Stockton) | 311
159000 | MESSOLAR | SRP | 230 | 15 | SRP OTHER SUB 69kV | 1508
30497 | STAGG-F | PG AND E | 230 | 30 | Conf Load (Stockton) | 311
19062 | PINPK | WAPA L.C. | 230 | 19 | WAPA-DSW | 191
30496 | STAGG-H | PG AND E | 230 | 30 | Conf Load (Stockton) | 311
30495 | STAGG-J1 | PG AND E | 230 | 30 | Conf Load (Stockton) | 311
40947 | SATSOP | NORTHWEST | 230 | 40 | Seattle Area, Olympic Peninsula | 400
19061 | PHXWAPA | WAPA L.C. | 230 | 19 | WAPA-DSW | 191
40944 | SANTIAM TX | NORTHWEST | 230 | 40 | Western Oregon | 402
30490 | VLLY SPS | PG AND E | 230 | 30 | Conf Load (Stockton) | 311
40942 | SANTIAM# | NORTHWEST | 230 | 40 | Western Oregon | 402
30489 | STAGG-J2 | PG AND E | 230 | 30 | Conf Load (Stockton) | 311
40939 | SANTIAM WEST | NORTHWEST | 230 | 40 | Western Oregon | 402
40938 | SANTIAM EAST | NORTHWEST | 230 | 40 | Western Oregon | 402
30487 | ELECTRA | PG AND E | 230 | 30 | Conf Load (Stockton) | 311
40937 | SANTIAM_JMP | NORTHWEST | 230 | 40 | Western Oregon | 402
30486 | TIGR CKM | PG AND E | 230 | 30 | Conf Load (Stockton) | 311
30485 | TIGR CRK | PG AND E | 230 | 30 | Conf Load (Stockton) | 311
30482 | LOCKFORD | PG AND E | 230 | 30 | Conf Load (Stockton) | 311
30480 | RUSSELLSMUD | PG AND E | 230 | 30 | Conf Load (Sacramento) | 304
30479 | BDLSWSTA | PG AND E | 230 | 30 | Conf Load (Sacramento) | 304
40923 | SALEM | NORTHWEST | 230 | 40 | Portland Area | 401
30478 | LAMBIESWSTA | PG AND E | 230 | 30 | Conf Load (Sacramento) | 304
19056 | MCCONICO | WAPA L.C. | 230 | 19 | WAPA-DSW | 191
81904 | mid_81904 | B.C.HYDRO | 230 | 50 | BC HYDRO | 500
19055 | LONE BUT | WAPA L.C. | 230 | 19 | WAPA-DSW | 191
30477 | SHILOH1 | PG AND E | 230 | 30 | Conf Load (Sacramento) | 304
30476 | SHILOH2 | PG AND E | 230 | 30 | Conf Load (Sacramento) | 304
40909 | SACHEEN | NORTHWEST | 230 | 40 | Spokane Area, N Idaho, W Montana | 406
30474 | MONTZMA2 | PG AND E | 230 | 30 | Conf Load (Sacramento) | 304
40905 | ROUNDUP | NORTHWEST | 230 | 40 | Southeast Washington | 407
19054 | LIBTYPHS | WAPA L.C. | 230 | 19 | WAPA-DSW | 191
30473 | HIGHWINDS | PG AND E | 230 | 30 | Conf Load (Sacramento) | 304
24106 | ORMOND | SOCALIF | 230 | 24 | SCE Ventura/Santa Barbara | 259
40900 | ROSS_E | NORTHWEST | 230 | 40 | Clark County, WA | 456
40899 | ROSS_W | NORTHWEST | 230 | 40 | Clark County, WA | 456
30472 | PEABODY | PG AND E | 230 | 30 | Conf Load (Sacramento) | 304
40895 | ROGUE | NORTHWEST | 230 | 40 | Western Oregon | 402
30471 | SHILOH4 | PG AND E | 230 | 30 | Conf Load (Sacramento) | 304
30470 | SHILOH4JCT | PG AND E | 230 | 30 | Conf Load (Sacramento) | 304
19052 | LIBERTY | WAPA L.C. | 230 | 19 | WAPA-DSW | 191
30469 | SHILOH3 | PG AND E | 230 | 30 | Conf Load (Sacramento) | 304
40883 | RESTON | NORTHWEST | 230 | 40 | Western Oregon | 402
40881 | RESTON# | NORTHWEST | 230 | 40 | Western Oregon | 402
30468 | SHILOH3JCT | PG AND E | 230 | 30 | Conf Load (Sacramento) | 304
30467 | PARKWAY | PG AND E | 230 | 30 | Conf Load (North Bay) | 306
40876 | RDMND_W | NORTHWEST | 230 | 40 | Southern Oregon | 405
30465 | BAHIA | PG AND E | 230 | 30 | Conf Load (North Bay) | 306
40875 | RDMND_E | NORTHWEST | 230 | 40 | Southern Oregon | 405
30460 | VACA-DIX | PG AND E | 230 | 30 | Conf Load (Sacramento) | 304
30451 | CRTNA M | PG AND E | 230 | 30 | Conf Load (Sacramento) | 304
40870 | RAVER | NORTHWEST | 230 | 40 | Seattle Area, Olympic Peninsula | 400
30450 | CORTINA | PG AND E | 230 | 30 | Conf Load (Sacramento) | 304
30445 | IGNACIO | PG AND E | 230 | 30 | Conf Load (North Bay) | 306
30440 | TULUCAY | PG AND E | 230 | 30 | Conf Load (North Bay) | 306
30438 | C&H | PG AND E | 230 | 30 | Conf Load (East Bay) | 307
30437 | CROCKETT | PG AND E | 230 | 30 | Conf Load (East Bay) | 307
30435 | LAKEVILE | PG AND E | 230 | 30 | Conf Load (N. Coast) | 302
40851 | POTHOLES | NORTHWEST | 230 | 40 | Central Washington | 403
30432 | T22_93 | PG AND E | 230 | 30 | Conf Load (N. Coast) | 302
19045 | COOLIDGE | WAPA L.C. | 230 | 19 | WAPA-DSW | 191
40845 | PORT_ANG_1 | NORTHWEST | 230 | 40 | Seattle Area, Olympic Peninsula | 400
30430 | FULTON | PG AND E | 230 | 30 | Conf Load (N. Coast) | 302
40839 | PORT_ANG_2 | NORTHWEST | 230 | 40 | Seattle Area, Olympic Peninsula | 400
40838 | PONDROSA_GIS | NORTHWEST | 230 | 40 | Southern Oregon | 405
30427 | GEYSR17 | PG AND E | 230 | 30 | Conf Load (N. Coast) | 302
30426 | BOTTLERK | PG AND E | 230 | 30 | Conf Load (N. Coast) | 302
40836 | PONDROSA_AIS | NORTHWEST | 230 | 40 | Southern Oregon | 405
30413 | SONOMAPPGEO | PG AND E | 230 | 30 | Conf Load (N. Coast) | 302
19043 | HVRA3A4 | WAPA L.C. | 230 | 19 | WAPA-DSW | 191
408360 | PON_COR1_CIO | NORTHWEST | 230 | 40 | Southern Oregon | 405
30410 | GEYSR20 | PG AND E | 230 | 30 | Conf Load (N. Coast) | 302
30409 | GEYSR13 | PG AND E | 230 | 30 | Conf Load (N. Coast) | 302
40826 | PEARL W | NORTHWEST | 230 | 40 | Portland Area | 401
19042 | PARKER | WAPA L.C. | 230 | 19 | WAPA-DSW | 191
40824 | PEARL E | NORTHWEST | 230 | 40 | Portland Area | 401
30408 | SANTAFE | PG AND E | 230 | 30 | Conf Load (N. Coast) | 302
30407 | G13TT1_8 | PG AND E | 230 | 30 | Conf Load (N. Coast) | 302
30406 | G13TT1_9 | PG AND E | 230 | 30 | Conf Load (N. Coast) | 302
40813 | PARKDALE | NORTHWEST | 230 | 40 | Lower Columbia Basin | 404
40810 | OSTRNDER | NORTHWEST | 230 | 40 | Portland Area | 401
30405 | G9CRT111 | PG AND E | 230 | 30 | Conf Load (N. Coast) | 302
30404 | NCPA2 | PG AND E | 230 | 30 | Conf Load (N. Coast) | 302
30403 | GEYSR16 | PG AND E | 230 | 30 | Conf Load (N. Coast) | 302
19030 | HOVRA7-9 | WAPA L.C. | 230 | 19 | WAPA-DSW | 191
30402 | WSFRDFLT | PG AND E | 230 | 30 | Conf Load (N. Coast) | 302
30401 | BEARCNYN | PG AND E | 230 | 30 | Conf Load (N. Coast) | 302
40794 | OLYMPIA_E | NORTHWEST | 230 | 40 | Seattle Area, Olympic Peninsula | 400
40793 | OLYMPIA | NORTHWEST | 230 | 40 | Seattle Area, Olympic Peninsula | 400
40792 | OLYMPIA_W | NORTHWEST | 230 | 40 | Seattle Area, Olympic Peninsula | 400
30400 | G16T0_2 | PG AND E | 230 | 30 | Conf Load (N. Coast) | 302
19029 | HOVRA5A6 | WAPA L.C. | 230 | 19 | WAPA-DSW | 191
30399 | NCPATT2 | PG AND E | 230 | 30 | Conf Load (N. Coast) | 302
30398 | NCPA1 | PG AND E | 230 | 30 | Conf Load (N. Coast) | 302
40787 | NOXON_WEST | NORTHWEST | 230 | 40 | AVA: Coeur D'Alene | 441
30397 | CR2T3_18 | PG AND E | 230 | 30 | Conf Load (N. Coast) | 302
19022 | DAVIS | WAPA L.C. | 230 | 19 | WAPA-DSW | 191
30396 | GEYSR14 | PG AND E | 230 | 30 | Conf Load (N. Coast) | 302
30395 | GEYSR18 | PG AND E | 230 | 30 | Conf Load (N. Coast) | 302
19019 | BLK MESA | WAPA L.C. | 230 | 19 | WAPA-DSW | 191
30394 | GEYSR12 | PG AND E | 230 | 30 | Conf Load (N. Coast) | 302
40767 | MURRAY | NORTHWEST | 230 | 40 | Seattle Area, Olympic Peninsula | 400
30393 | G14CRT15 | PG AND E | 230 | 30 | Conf Load (N. Coast) | 302
30392 | G9CRT2_9 | PG AND E | 230 | 30 | Conf Load (N. Coast) | 302
19012 | MEAD S | WAPA L.C. | 230 | 19 | WAPA-DSW | 191
30391 | CR1T3_18 | PG AND E | 230 | 30 | Conf Load (N. Coast) | 302
19011 | MEAD N | WAPA L.C. | 230 | 19 | WAPA-DSW | 191
40751 | MONROE_JMP | NORTHWEST | 230 | 40 | Seattle Area, Olympic Peninsula | 400
30348 | BRIGHTON | PG AND E | 230 | 30 | Conf Load (Sacramento) | 304
40747 | MONROE | NORTHWEST | 230 | 40 | Seattle Area, Olympic Peninsula | 400
30346 | MDDLFK M | PG AND E | 230 | 30 | Conf Load (Sierra) | 305
81948 | mid_81948 | B.C.HYDRO | 230 | 50 | BC HYDRO | 500
30345 | MIDLFORK | PG AND E | 230 | 30 | Conf Load (Sierra) | 305
30340 | RALSTON | PG AND E | 230 | 30 | Conf Load (Sierra) | 305
30337 | GOLDHILL | PG AND E | 230 | 30 | Conf Load (Sierra) | 305
30335 | ATLANTC | PG AND E | 230 | 30 | Conf Load (Sierra) | 305
30330 | RIO OSO | PG AND E | 230 | 30 | Conf Load (Sierra) | 305
30329 | COLGTE2 | PG AND E | 230 | 30 | Conf Load (Sierra) | 305
40709 | MAUPIN | NORTHWEST | 230 | 40 | Lower Columbia Basin | 404
30328 | COLGTE1 | PG AND E | 230 | 30 | Conf Load (Sierra) | 305
40705 | MARTN CR | NORTHWEST | 230 | 40 | Western Oregon | 402
30327 | COLGATE | PG AND E | 230 | 30 | Conf Load (Sierra) | 305
18870 | SILV_ST | NEVADA | 230 | 18 | ZoneN2 | 182
40701 | MARTIN# | NORTHWEST | 230 | 40 | Western Oregon | 402
30325 | PALERMO | PG AND E | 230 | 30 | Conf Load (N. Valley) | 303
30303 | TABLE MTN E | PG AND E | 230 | 30 | Conf Load (N. Valley) | 303
18850 | CLARK GN | NEVADA | 230 | 18 | ZoneN1 | 181
40692 | MAPLEVLY_V12 | NORTHWEST | 230 | 40 | Seattle Area, Olympic Peninsula | 400
30302 | TABLE MTN5JT | PG AND E | 230 | 30 | Conf Load (N. Valley) | 303
40689 | MAPLE V3 | NORTHWEST | 230 | 40 | Seattle Area, Olympic Peninsula | 400
30301 | TBL MT2M | PG AND E | 230 | 30 | Conf Load (N. Valley) | 303
30300 | TABLE MTN D | PG AND E | 230 | 30 | Conf Load (N. Valley) | 303
40686 | SPRING_CK | NORTHWEST | 230 | 40 | Lower Columbia Basin | 404
18793 | EGLESHDW2_MI | NEVADA | 230 | 18 | ZoneN1 | 181
40685 | MABTON+ | NORTHWEST | 230 | 40 | Lower Columbia Basin | 404
30280 | POE | PG AND E | 230 | 30 | Conf Load (N. Valley) | 303
18790 | EGLESHDW1_MI | NEVADA | 230 | 18 | ZoneN1 | 181
30275 | CRESTA | PG AND E | 230 | 30 | Conf Load (N. Valley) | 303
30272 | RK C JT2 | PG AND E | 230 | 30 | Conf Load (N. Valley) | 303
40673 | LONGVIEW# | NORTHWEST | 230 | 40 | Portland Area | 401
40672 | LONGVANX | NORTHWEST | 230 | 40 | Cowlitz County, WA | 457
40671 | LONGVIEW_M | NORTHWEST | 230 | 40 | Cowlitz County, WA | 457
30270 | ROCKCK 2 | PG AND E | 230 | 30 | Conf Load (N. Valley) | 303
40670 | LONGVIEW_S | NORTHWEST | 230 | 40 | Cowlitz County, WA | 457
30268 | ROCKCK 1 | PG AND E | 230 | 30 | Conf Load (N. Valley) | 303
18780 | EGLESHDW | NEVADA | 230 | 18 | ZoneN1 | 181
30265 | BCKS CRK | PG AND E | 230 | 30 | Conf Load (N. Valley) | 303
40664 | CEN FERY | NORTHWEST | 230 | 40 | Southeast Washington | 407
40657 | LIBBY | NORTHWEST | 230 | 40 | Western Montana | 486
30262 | RK C JT1 | PG AND E | 230 | 30 | Conf Load (N. Valley) | 303
40651 | LEXINGTN | NORTHWEST | 230 | 40 | Portland Area | 401
30261 | BELDENTP | PG AND E | 230 | 30 | Conf Load (N. Valley) | 303
30260 | BELDEN | PG AND E | 230 | 30 | Conf Load (N. Valley) | 303
81952 | mid_81952 | B.C.HYDRO | 230 | 50 | BC HYDRO | 500
30255 | CARBOU M | PG AND E | 230 | 30 | Conf Load (N. Valley) | 303
30250 | CARIBOU | PG AND E | 230 | 30 | Conf Load (N. Valley) | 303
40635 | LAPINE | NORTHWEST | 230 | 40 | Southern Oregon | 405
30245 | ROUND MT | PG AND E | 230 | 30 | Conf Load (N. Valley) | 303
30232 | COVE_RD. | PG AND E | 230 | 30 | Conf Load (N. Valley) | 303
30231 | COVERDTP | PG AND E | 230 | 30 | Conf Load (N. Valley) | 303
40628 | LANE S2 | NORTHWEST | 230 | 40 | Western Oregon | 402
40627 | LANE S1 | NORTHWEST | 230 | 40 | Western Oregon | 402
30230 | PIT 6 JT | PG AND E | 230 | 30 | Conf Load (N. Valley) | 303
65176 | MANSFACE | PACE | 230 | 65 | WY TRONA | 668
40624 | LANCASTR | NORTHWEST | 230 | 40 | Spokane Area, N Idaho, W Montana | 406
30225 | PIT 4 JT | PG AND E | 230 | 30 | Conf Load (N. Valley) | 303
40621 | LAGRANDE | NORTHWEST | 230 | 40 | Southeast Washington | 407
30223 | PIT 7JT2 | PG AND E | 230 | 30 | Conf Load (N. Valley) | 303
40615 | KITSAP 2 | NORTHWEST | 230 | 40 | Seattle Area, Olympic Peninsula | 400
40613 | KITSAP | NORTHWEST | 230 | 40 | Seattle Area, Olympic Peninsula | 400
30222 | PIT 7 JT | PG AND E | 230 | 30 | Conf Load (N. Valley) | 303
30220 | PIT 7 | PG AND E | 230 | 30 | Conf Load (N. Valley) | 303
30215 | PIT 6 | PG AND E | 230 | 30 | Conf Load (N. Valley) | 303
30210 | PIT 5 JT | PG AND E | 230 | 30 | Conf Load (N. Valley) | 303
30209 | PIT5JT2 | PG AND E | 230 | 30 | Conf Load (N. Valley) | 303
40599 | KEELER W | NORTHWEST | 230 | 40 | Portland Area | 401
40598 | KEELER E | NORTHWEST | 230 | 40 | Portland Area | 401
30205 | BLACK | PG AND E | 230 | 30 | Conf Load (N. Valley) | 303
30200 | PIT 4 | PG AND E | 230 | 30 | Conf Load (N. Valley) | 303
30195 | PIT 3 | PG AND E | 230 | 30 | Conf Load (N. Valley) | 303
30190 | SPI-BRNY | PG AND E | 230 | 30 | Conf Load (N. Valley) | 303
18674 | GREENWAY | NEVADA | 230 | 18 | ZoneN5 | 185
40584 | JOHN DAY | NORTHWEST | 230 | 40 | Lower Columbia Basin | 404
30186 | MALACHA2 | PG AND E | 230 | 30 | Conf Load (N. Valley) | 303
30185 | PIT 1 | PG AND E | 230 | 30 | Conf Load (N. Valley) | 303
40573 | INTALCO | NORTHWEST | 230 | 40 | Seattle Area, Olympic Peninsula | 400
30118 | COLUSAPP2 | PG AND E | 230 | 30 | Conf Load (N. Valley) | 303
30117 | HRIDGE | PG AND E | 230 | 30 | Conf Load (N. Valley) | 303
40557 | HUNGRY H | NORTHWEST | 230 | 40 | Western Montana | 486
30116 | CARBERY | PG AND E | 230 | 30 | Conf Load (N. Valley) | 303
30115 | COLUSAPP1 | PG AND E | 230 | 30 | Conf Load (N. Valley) | 303
40551 | HOT SPR | NORTHWEST | 230 | 40 | Western Montana | 486
40549 | HORSE HV | NORTHWEST | 230 | 40 | Lower Columbia Basin | 404
30114 | DELEVAN | PG AND E | 230 | 30 | Conf Load (N. Valley) | 303
30111 | LOGAN CR | PG AND E | 230 | 30 | Conf Load (N. Valley) | 303
40537 | HILL TOP | NORTHWEST | 230 | 40 | Southern Oregon | 405
30110 | GLENN | PG AND E | 230 | 30 | Conf Load (N. Valley) | 303
30108 | BRNY_FST | PG AND E | 230 | 30 | Conf Load (N. Valley) | 303
30107 | COTWD_F2 | PG AND E | 230 | 30 | Conf Load (N. Valley) | 303
30106 | COTWD_F | PG AND E | 230 | 30 | Conf Load (N. Valley) | 303
30105 | COTWD_E | PG AND E | 230 | 30 | Conf Load (N. Valley) | 303
40519 | HATWAI | NORTHWEST | 230 | 40 | AVA: Lewiston/Clarkston | 444
30104 | COTWD_E2 | PG AND E | 230 | 30 | Conf Load (N. Valley) | 303
40513 | HASKILL+ | NORTHWEST | 230 | 40 | Western Montana | 486
40511 | HARVALUM | NORTHWEST | 230 | 40 | Lower Columbia Basin | 404
40505 | HAPPY_V+ | NORTHWEST | 230 | 40 | Seattle Area, Olympic Peninsula | 400
40487 | GRN_VALLEY+ | NORTHWEST | 230 | 40 | Western Oregon | 402
10248 | PILLAR | NEW MEXICO | 230 | 10 | PNM: Northwestern | 107
29959 | SUNWARD_2 | SOCALIF | 230 | 24 | SCE Windhub 230kV | 253
18618 | SINATRA | NEVADA | 230 | 18 | ZoneN2 | 182
81978 | mid_81978 | B.C.HYDRO | 230 | 50 | BC HYDRO | 500
29927 | BELLEFIELD | SOCALIF | 230 | 24 | SCE Windhub 230kV | 253
464272 | EASTPNE2 | NORTHWEST | 230 | 40 | Seattle City Light | 464
29906 | ELSEG78 | SOCALIF | 230 | 24 | SCE Los Angeles Basin 230kV | 241
29905 | ELSEG56 | SOCALIF | 230 | 24 | SCE Los Angeles Basin 230kV | 241
29802 | TOT727_3i | SOCALIF | 230 | 24 | SCE Whirlwind 230kV | 254
40457 | GARRISON | NORTHWEST | 230 | 40 | Western Montana | 486
29797 | VALENTINE_S | SOCALIF | 230 | 24 | SCE Whirlwind 230kV | 254
29796 | VALENTINE_TP | SOCALIF | 230 | 24 | SCE Whirlwind 230kV | 254
29795 | NORTH BIGSKY | SOCALIF | 230 | 24 | SCE South of Magunden 230kV | 252
29794 | ANTLOP2_C1i | SOCALIF | 230 | 24 | SCE South of Magunden 230kV | 252
464035 | BOTHELL230_5 | NORTHWEST | 230 | 40 | Seattle City Light | 464
40443 | FRANKLIN | NORTHWEST | 230 | 40 | Lower Columbia Basin | 404
29793 | ANTLOP2_C2i | SOCALIF | 230 | 24 | SCE South of Magunden 230kV | 252
18600 | EQUEST | NEVADA | 230 | 18 | ZoneN2 | 182
29789 | ANTLOP2_C4i | SOCALIF | 230 | 24 | SCE South of Magunden 230kV | 252
29784 | ANTLOP2_C3i | SOCALIF | 230 | 24 | SCE South of Magunden 230kV | 252
29755 | TOT727_2i | SOCALIF | 230 | 24 | SCE Whirlwind 230kV | 254
18595 | NSO | NEVADA | 230 | 18 | ZoneN2 | 182
29746 | GASKEL_WEST | SOCALIF | 230 | 24 | SCE Whirlwind 230kV | 254
40421 | FLATHEAD | NORTHWEST | 230 | 40 | Western Montana | 486
29713 | Garlnd | SOCALIF | 230 | 24 | SCE Whirlwind 230kV | 254
18560 | COPPRMT_5 | NEVADA | 230 | 18 | ZoneN2 | 182
29698 | BIG SKY | SOCALIF | 230 | 24 | SCE South of Magunden 230kV | 252
40410 | FAIRVEW2 | NORTHWEST | 230 | 40 | Western Oregon | 402
29691 | DESRT_STR | SOCALIF | 230 | 24 | SCE Whirlwind 230kV | 254
18557 | SWITCH2 | NEVADA | 230 | 18 | ZoneN2 | 182
40409 | FAIRVIEW | NORTHWEST | 230 | 40 | Western Oregon | 402
29684 | ROY_SUB | SOCALIF | 230 | 24 | SCE Whirlwind 230kV | 254
65557 | ARROWHEAD | PACE | 230 | 65 | WY CENTRAL | 651
96156 | mid_96156 | WAPA R.M. | 230 | 73 | ZoneEW | 753
40403 | FAIRMONT | NORTHWEST | 230 | 40 | Seattle Area, Olympic Peninsula | 400
29683 | ROY_TAP | SOCALIF | 230 | 24 | SCE Whirlwind 230kV | 254
18556 | SWITCH1 | NEVADA | 230 | 18 | ZoneN2 | 182
29676 | RATTLSNK | SOCALIF | 230 | 24 | SCE Whirlwind 230kV | 254
18555 | AUDETTE | NEVADA | 230 | 18 | ZoneN2 | 182
29670 | DSTFLWER | SOCALIF | 230 | 24 | SCE Whirlwind 230kV | 254
96160 | mid_96160 | WAPA R.M. | 230 | 73 | ZoneEW | 753
29665 | TEDDY | SOCALIF | 230 | 24 | SCE Whirlwind 230kV | 254
29630 | SOLEIL | SOCALIF | 230 | 24 | SCE Whirlwind 230kV | 254
18540 | TECHREN | NEVADA | 230 | 18 | ZoneN2 | 182
29600 | SOLAR RN | SOCALIF | 230 | 24 | SCE Whirlwind 230kV | 254
10111 | GALLEGOS | NEW MEXICO | 230 | 10 | PNM: Other | 108
29575 | SUB 6E | SOCALIF | 230 | 24 | SCE Windhub 230kV | 253
18516 | BASIC B | NEVADA | 230 | 18 | ZoneN8 | 188
29574 | SUB 6D | SOCALIF | 230 | 24 | SCE Windhub 230kV | 253
40375 | ALVEY_JMP | NORTHWEST | 230 | 40 | Western Oregon | 402
29572 | SUB 6B | SOCALIF | 230 | 24 | SCE Windhub 230kV | 253
18515 | BASIC A | NEVADA | 230 | 18 | ZoneN8 | 188
40373 | E OMAK | NORTHWEST | 230 | 40 | Central Washington | 403
29571 | SUB 6A | SOCALIF | 230 | 24 | SCE Windhub 230kV | 253
18512 | BASIC3 | NEVADA | 230 | 18 | ZoneN8 | 188
29570 | SUNCREEK | SOCALIF | 230 | 24 | SCE Windhub 230kV | 253
29550 | ROSE MDW | SOCALIF | 230 | 24 | SCE Whirlwind 230kV | 254
40357 | DRISCOL# | NORTHWEST | 230 | 40 | Portland Area | 401
40355 | DRISCOLL | NORTHWEST | 230 | 40 | Portland Area | 401
29530 | AVENUE | SOCALIF | 230 | 24 | SCE Whirlwind 230kV | 254
18511 | BASIC2 | NEVADA | 230 | 18 | ZoneN8 | 188
29516 | VINCNT2 | SOCALIF | 230 | 24 | SCE Los Angeles Basin 230kV | 241
29485 | RSTREE | SOCALIF | 230 | 24 | SCE Windhub 230kV | 253
40350 | DETROIT TX2 | NORTHWEST | 230 | 40 | Western Oregon | 402
18510 | BASIC1 | NEVADA | 230 | 18 | ZoneN8 | 188
40348 | DIXON+ | NORTHWEST | 230 | 40 | Western Montana | 486
29469 | NSR_Sub | SOCALIF | 230 | 24 | SCE Windhub 230kV | 253
40345 | DETROIT | NORTHWEST | 230 | 40 | Western Oregon | 402
29468 | MANDIBLE | SOCALIF | 230 | 24 | SCE Windhub 230kV | 253
18506 | AMARGOSA T2 | NEVADA | 230 | 18 | ZoneN8 | 188
40340 | DETROIT TX1 | NORTHWEST | 230 | 40 | Western Oregon | 402
29441 | FREEBIRD | SOCALIF | 230 | 24 | SCE Whirlwind 230kV | 254
29440 | KINGBIRD | SOCALIF | 230 | 24 | SCE Whirlwind 230kV | 254
18505 | AMARGOSA T1 | NEVADA | 230 | 18 | ZoneN8 | 188
29438 | CPC_EAST_6A | SOCALIF | 230 | 24 | SCE Windhub 230kV | 253
40321 | CUSTER | NORTHWEST | 230 | 40 | Seattle Area, Olympic Peninsula | 400
40319 | CUSICK | NORTHWEST | 230 | 40 | Spokane Area, N Idaho, W Montana | 406
29422 | CPC_EAST | SOCALIF | 230 | 24 | SCE Windhub 230kV | 253
29412 | CPC_WEST_4A | SOCALIF | 230 | 24 | SCE Windhub 230kV | 253
40307 | COWFALLS | NORTHWEST | 230 | 40 | Seattle Area, Olympic Peninsula | 400
29411 | CPC_WEST | SOCALIF | 230 | 24 | SCE Windhub 230kV | 253
29408 | WIRLWIND | SOCALIF | 230 | 24 | SCE Whirlwind 230kV | 254
40305 | COVINGTM | NORTHWEST | 230 | 40 | Seattle Area, Olympic Peninsula | 400
40304 | COVINGTE | NORTHWEST | 230 | 40 | Seattle Area, Olympic Peninsula | 400
40303 | COVINGTW | NORTHWEST | 230 | 40 | Seattle Area, Olympic Peninsula | 400
29407 | WINDHUB_A | SOCALIF | 230 | 24 | SCE Windhub 230kV | 253
29406 | HIGHWIND | SOCALIF | 230 | 24 | SCE Windhub 230kV | 253
478180 | WEATFELD_TIE | NORTHWEST | 230 | 40 | Lower Columbia Basin | 404
40280 | G_COULEE_ PG | NORTHWEST | 230 | 40 | Central Washington | 403
29399 | WINDHUB_B | SOCALIF | 230 | 24 | SCE Windhub 230kV | 253
29382 | BIG_BEAU | SOCALIF | 230 | 24 | SCE Whirlwind 230kV | 254
12181 | GLDSTNPS | NEW MEXICO | 230 | 10 | TSGT: North NM | 121
53999 | mid_99727 | B.C.HYDRO | 230 | 50 | BC HYDRO | 500
40267 | CONKELLY | NORTHWEST | 230 | 40 | Western Montana | 486
29293 | SUNWARD | SOCALIF | 230 | 24 | SCE Windhub 230kV | 253
53996 | mid_53996 | FORTISBC | 230 | 52 | S OKAN | 523
29292 | EDWARDS SUB | SOCALIF | 230 | 24 | SCE Windhub 230kV | 253
53993 | mid_53993 | FORTISBC | 230 | 52 | CEN-KOOT | 521
40262 | COLUMBIA_S | NORTHWEST | 230 | 40 | Central Washington | 403
53992 | mid_53992 | FORTISBC | 230 | 52 | CEN-KOOT | 521
53991 | mid_53991 | FORTISBC | 230 | 52 | S OKAN | 523
40261 | COLUMBIA_N | NORTHWEST | 230 | 40 | Central Washington | 403
29291 | SANBORN SUB | SOCALIF | 230 | 24 | SCE Windhub 230kV | 253
53989 | mid_53989 | FORTISBC | 230 | 52 | S OKAN | 523
53988 | mid_53988 | FORTISBC | 230 | 52 | S OKAN | 523
53987 | mid_53987 | FORTISBC | 230 | 52 | S OKAN | 523
29270 | CRIMSON | SOCALIF | 230 | 24 | SCE Colorado River | 944
12176 | PEGSPV_HV | NEW MEXICO | 230 | 10 | TSGT: Western NM | 122
53986 | mid_53986 | FORTISBC | 230 | 52 | S OKAN | 523
40249 | COLMBA_FLS_W | NORTHWEST | 230 | 40 | Western Montana | 486
53983 | mid_53983 | FORTISBC | 230 | 52 | COMINCO | 530
53982 | mid_53982 | FORTISBC | 230 | 52 | COMINCO | 530
53981 | mid_53981 | FORTISBC | 230 | 52 | CEN-KOOT | 521
40248 | COLMBA_FLS_E | NORTHWEST | 230 | 40 | Western Montana | 486
53980 | mid_53980 | FORTISBC | 230 | 52 | CEN-KOOT | 521
53979 | mid_53979 | FORTISBC | 230 | 52 | S OKAN | 523
52561 | ALH 230 | FORTISBC | 230 | 52 | CEN-KOOT | 521
52560 | WAX 230 | FORTISBC | 230 | 52 | CEN-KOOT | 521
40243 | CLATSOP | NORTHWEST | 230 | 40 | Portland Area | 401
52558 | BRX 230 | FORTISBC | 230 | 52 | CEN-KOOT | 521
52525 | WTS 230 | FORTISBC | 230 | 52 | CEN-KOOT | 521
52502 | BTS 230 | FORTISBC | 230 | 52 | CEN-KOOT | 521
52435 | VAS 230 | FORTISBC | 230 | 52 | S OKAN | 523
52320 | DGB 230 | FORTISBC | 230 | 52 | S OKAN | 523
52316 | LEE 230 | FORTISBC | 230 | 52 | S OKAN | 523
40232 | CHIEF_JO_2 | NORTHWEST | 230 | 40 | Central Washington | 403
40230 | CHIEF_JO_1 | NORTHWEST | 230 | 40 | Central Washington | 403
18410 | BIGHORN | NEVADA | 230 | 18 | ZoneN2 | 182
40220 | CHENOWTH2 | NORTHWEST | 230 | 40 | Lower Columbia Basin | 404
40219 | CHENOWTH1 | NORTHWEST | 230 | 40 | Lower Columbia Basin | 404
52262 | BEN 230 | FORTISBC | 230 | 52 | S OKAN | 523
40213 | CHEMAWA | NORTHWEST | 230 | 40 | Portland Area | 401
40207 | CHEHALIS | NORTHWEST | 230 | 40 | Seattle Area, Olympic Peninsula | 400
52219 | WHS 230 | FORTISBC | 230 | 52 | COMINCO | 530
52211 | RGA 230 | FORTISBC | 230 | 52 | S OKAN | 523
51849 | SBK 230 | B.C.HYDRO | 230 | 50 | BC HYDRO | 500
40185 | CASCADE# | NORTHWEST | 230 | 40 | Portland Area | 401
51779 | MAN 56H | B.C.HYDRO | 230 | 50 | BC HYDRO | 500
51778 | MUR 50H | B.C.HYDRO | 230 | 50 | BC HYDRO | 500
40181 | CARLTON | NORTHWEST | 230 | 40 | Portland Area | 401
51758 | STV 62H | B.C.HYDRO | 230 | 50 | BC HYDRO | 500
51757 | ARN 62H | B.C.HYDRO | 230 | 50 | BC HYDRO | 500
40171 | CANBY# | NORTHWEST | 230 | 40 | Southern Oregon | 405
18135 | GRTETON | NEVADA | 230 | 18 | ZoneN3 | 183
40169 | CANBY | NORTHWEST | 230 | 40 | Southern Oregon | 405
51748 | RUT 2P | B.C.HYDRO | 230 | 50 | BC HYDRO | 500
29206 | BUCK230 | SOCALIF | 230 | 24 | MWD Colorado River Aqueduct | 949
51742 | KI2 64H | B.C.HYDRO | 230 | 50 | BC HYDRO | 500
51731 | KHS 230 | B.C.HYDRO | 230 | 50 | BC HYDRO | 500
29200 | WALCREEK | SOCALIF | 230 | 24 | SCE Los Angeles Basin 230kV | 241
51726 | MTG 129H | B.C.HYDRO | 230 | 50 | BC HYDRO | 500
51725 | MBO 129H | B.C.HYDRO | 230 | 50 | BC HYDRO | 500
51707 | HLT 40H | B.C.HYDRO | 230 | 50 | BC HYDRO | 500
29125 | FILIPPI | SOCALIF | 230 | 24 | SCE Colorado River | 944
51702 | HLT 39H | B.C.HYDRO | 230 | 50 | BC HYDRO | 500
29121 | DSRTSL_MP6 | SOCALIF | 230 | 24 | SCE Red Bluff | 943
29117 | DSRTSL_MP5 | SOCALIF | 230 | 24 | SCE Red Bluff | 943
40146 | BOUNDRYW | NORTHWEST | 230 | 40 | Spokane Area, N Idaho, W Montana | 406
29113 | DSRTSL_MP4 | SOCALIF | 230 | 24 | SCE Red Bluff | 943
40145 | BOUNDRYE | NORTHWEST | 230 | 40 | Spokane Area, N Idaho, W Montana | 406
29109 | DSRTSL_MP3 | SOCALIF | 230 | 24 | SCE Red Bluff | 943
40142 | NBONVL W | NORTHWEST | 230 | 40 | Portland Area | 401
40141 | NBONVL E | NORTHWEST | 230 | 40 | Portland Area | 401
29100 | SENTINEL | SOCALIF | 230 | 24 | SCE EASTERN 500/230kV | 940
40130 | MORROWF | NORTHWEST | 230 | 40 | Lower Columbia Basin | 404
29050 | PSTRIA | SOCALIF | 230 | 24 | SCE South of Magunden 230kV | 252
40129 | BOARDMAN | NORTHWEST | 230 | 40 | Lower Columbia Basin | 404
51596 | RBW 2P | B.C.HYDRO | 230 | 50 | BC HYDRO | 500
40123 | BOARDMAN_2# | NORTHWEST | 230 | 40 | Lower Columbia Basin | 404
40121 | BOARDMAN_1# | NORTHWEST | 230 | 40 | Lower Columbia Basin | 404
51580 | DKT 230 | B.C.HYDRO | 230 | 50 | BC HYDRO | 500
51572 | DKW 230 | B.C.HYDRO | 230 | 50 | BC HYDRO | 500
27225 | SPRINGBOK | LADWP | 230 | 26 | LA OVES | 284
27031 | PT230 | LADWP | 230 | 26 | LA OVES | 284
51536 | MTC 29P | B.C.HYDRO | 230 | 50 | BC HYDRO | 500
51535 | MTC 230 | B.C.HYDRO | 230 | 50 | BC HYDRO | 500
51534 | SAY 230 | B.C.HYDRO | 230 | 50 | BC HYDRO | 500
26983 | Q47_1_HV | LADWP | 230 | 26 | LA BASIN | 281
51533 | ETR 230 | B.C.HYDRO | 230 | 50 | BC HYDRO | 500
40099 | BENTON | NORTHWEST | 230 | 40 | Lower Columbia Basin | 404
51510 | BR1 230 | B.C.HYDRO | 230 | 50 | BC HYDRO | 500
51498 | SAL 230 | B.C.HYDRO | 230 | 50 | BC HYDRO | 500
26962 | RECINCO | LADWP | 230 | 26 | LA OVES | 284
40095 | BELLNGHM | NORTHWEST | 230 | 40 | Seattle Area, Olympic Peninsula | 400
40092 | BELL S4 | NORTHWEST | 230 | 40 | Spokane Area, N Idaho, W Montana | 406
26905 | BEACONTP | LADWP | 230 | 26 | LA OVES | 284
40090 | BELL S3 | NORTHWEST | 230 | 40 | Spokane Area, N Idaho, W Montana | 406
40089 | DAY_MT_SPKN+ | NORTHWEST | 230 | 40 | Spokane Area, N Idaho, W Montana | 406
40088 | BELL S2 | NORTHWEST | 230 | 40 | Spokane Area, N Idaho, W Montana | 406
26645 | VN D HI | LADWP | 230 | 26 | LA SUB-TRANS | 285
51441 | ASL 230 | B.C.HYDRO | 230 | 50 | BC HYDRO | 500
51440 | ASL 12P | B.C.HYDRO | 230 | 50 | BC HYDRO | 500
40086 | BELL S1 | NORTHWEST | 230 | 40 | Spokane Area, N Idaho, W Montana | 406
26640 | CAN C HI | LADWP | 230 | 26 | LA SUB-TRANS | 285
40084 | BELL S0 | NORTHWEST | 230 | 40 | Spokane Area, N Idaho, W Montana | 406
26639 | CAN B HI | LADWP | 230 | 26 | LA SUB-TRANS | 285
51415 | TBY 129H | B.C.HYDRO | 230 | 50 | BC HYDRO | 500
26638 | CAN A HI | LADWP | 230 | 26 | LA SUB-TRANS | 285
51373 | FCN 2B1 | B.C.HYDRO | 230 | 50 | BC HYDRO | 500
51350 | SEV 230B | B.C.HYDRO | 230 | 50 | BC HYDRO | 500
26637 | VN C HI | LADWP | 230 | 26 | LA SUB-TRANS | 285
26636 | VN B HI | LADWP | 230 | 26 | LA SUB-TRANS | 285
51233 | VIT 2B41 | B.C.HYDRO | 230 | 50 | BC HYDRO | 500
51222 | EBT 129H | B.C.HYDRO | 230 | 50 | BC HYDRO | 500
26635 | VN A HI | LADWP | 230 | 26 | LA SUB-TRANS | 285
40065 | ASHE# | NORTHWEST | 230 | 40 | Lower Columbia Basin | 404
40064 | TRS | NORTHWEST | 230 | 40 | Lower Columbia Basin | 404
26634 | MKT D HI | LADWP | 230 | 26 | LA SUB-TRANS | 285
51189 | MLE 2B2 | B.C.HYDRO | 230 | 50 | BC HYDRO | 500
51157 | CAM 4P | B.C.HYDRO | 230 | 50 | BC HYDRO | 500
26633 | MKT C HI | LADWP | 230 | 26 | LA SUB-TRANS | 285
51156 | CAM 56P | B.C.HYDRO | 230 | 50 | BC HYDRO | 500
51155 | CAM 2B5 | B.C.HYDRO | 230 | 50 | BC HYDRO | 500
40059 | ASHE | NORTHWEST | 230 | 40 | Lower Columbia Basin | 404
51150 | NLY TAP | FORTISBC | 230 | 52 | COMINCO | 530
51149 | PEM 1P | B.C.HYDRO | 230 | 50 | BC HYDRO | 500
40058 | WNP1 | NORTHWEST | 230 | 40 | Lower Columbia Basin | 404
26632 | MKT B HI | LADWP | 230 | 26 | LA SUB-TRANS | 285
51146 | RUT 230 | B.C.HYDRO | 230 | 50 | BC HYDRO | 500
26631 | MKT A HI | LADWP | 230 | 26 | LA SUB-TRANS | 285
26286 | HAY N | LADWP | 230 | 26 | LA BASIN | 281
622714 | RIMROCK WEST | MONTANA | 230 | 62 | GTFALLS_MT | 622
40050 | ALVEY_N | NORTHWEST | 230 | 40 | Western Oregon | 402
51068 | ARN 230 | B.C.HYDRO | 230 | 50 | BC HYDRO | 500
40049 | ALVEY_S | NORTHWEST | 230 | 40 | Western Oregon | 402
51061 | HWW 123P | B.C.HYDRO | 230 | 50 | BC HYDRO | 500
97956 | mid_97956 | MONTANA | 230 | 62 | COLSTRIP_MT | 628
51046 | STV 2B2 | B.C.HYDRO | 230 | 50 | BC HYDRO | 500
40044 | ALLSTN W | NORTHWEST | 230 | 40 | Portland Area | 401
40043 | ALLSTN E | NORTHWEST | 230 | 40 | Portland Area | 401
51034 | SYH 6P | B.C.HYDRO | 230 | 50 | BC HYDRO | 500
40039 | ALFALFA+ | NORTHWEST | 230 | 40 | Lower Columbia Basin | 404
51018 | SYH 2T1 | B.C.HYDRO | 230 | 50 | BC HYDRO | 500
51017 | KMI 230 | B.C.HYDRO | 230 | 50 | BC HYDRO | 500
40033 | ALCOA | NORTHWEST | 230 | 40 | Portland Area | 401
50950 | SYH 2T3 | B.C.HYDRO | 230 | 50 | BC HYDRO | 500
50949 | SYH 2T2 | B.C.HYDRO | 230 | 50 | BC HYDRO | 500
40027 | ALBANY | NORTHWEST | 230 | 40 | Western Oregon | 402
40021 | ADDY_N | NORTHWEST | 230 | 40 | Spokane Area, N Idaho, W Montana | 406
40019 | ADDY_S | NORTHWEST | 230 | 40 | Spokane Area, N Idaho, W Montana | 406
26273 | SYL PF BUS 4 | LADWP | 230 | 26 | LA PDCI | 282
50888 | HWW 128P | B.C.HYDRO | 230 | 50 | BC HYDRO | 500
50883 | RBW 1P | B.C.HYDRO | 230 | 50 | BC HYDRO | 500
40011 | ABERDEEN_2 | NORTHWEST | 230 | 40 | Seattle Area, Olympic Peninsula | 400
26272 | SYL PF BUS 3 | LADWP | 230 | 26 | LA PDCI | 282
40009 | ABERDEEN_1 | NORTHWEST | 230 | 40 | Seattle Area, Olympic Peninsula | 400
26271 | SYL PF BUS 2 | LADWP | 230 | 26 | LA PDCI | 282
50837 | KGP 230 | B.C.HYDRO | 230 | 50 | BC HYDRO | 500
40003 | A8 | NORTHWEST | 230 | 40 | Lower Columbia Basin | 404
26270 | SYL PF BUS 1 | LADWP | 230 | 26 | LA PDCI | 282
40002 | A6 | NORTHWEST | 230 | 40 | Lower Columbia Basin | 404
50822 | NLY 2PS2 | B.C.HYDRO | 230 | 50 | BC HYDRO | 500
40001 | A9 | NORTHWEST | 230 | 40 | Lower Columbia Basin | 404
26269 | VEL G | LADWP | 230 | 26 | LA BASIN | 281
26268 | TOL E | LADWP | 230 | 26 | LA BASIN | 281
50789 | AAL 2B2 | B.C.HYDRO | 230 | 50 | BC HYDRO | 500
50788 | KCL 230 | B.C.HYDRO | 230 | 50 | BC HYDRO | 500
50787 | NTL 230 | B.C.HYDRO | 230 | 50 | BC HYDRO | 500
50786 | INV 230 | B.C.HYDRO | 230 | 50 | BC HYDRO | 500
39500 | CAMANCPP | PG AND E | 230 | 30 | Conf Load (Stockton) | 311
50785 | SEV 230A | B.C.HYDRO | 230 | 50 | BC HYDRO | 500
50784 | NLY 230 | B.C.HYDRO | 230 | 50 | BC HYDRO | 500
50783 | SEL 230 | B.C.HYDRO | 230 | 50 | BC HYDRO | 500
50782 | CBK 230 | B.C.HYDRO | 230 | 50 | BC HYDRO | 500
50735 | SYH 63P | B.C.HYDRO | 230 | 50 | BC HYDRO | 500
50734 | SYH 57P | B.C.HYDRO | 230 | 50 | BC HYDRO | 500
38952 | TBC_PTB1 | PG AND E | 230 | 30 | City of Pittsburg | 351
10011 | AMBROSIA | NEW MEXICO | 230 | 10 | PNM: EHV and Gen | 100
50697 | SAM 230 | B.C.HYDRO | 230 | 50 | BC HYDRO | 500
50696 | ILL 230 | B.C.HYDRO | 230 | 50 | BC HYDRO | 500
50695 | SVA 2B4 | B.C.HYDRO | 230 | 50 | BC HYDRO | 500
38901 | SSS | PG AND E | 230 | 30 | Conf Load (Silicon Valley Power) | 321
50694 | VVW 230 | B.C.HYDRO | 230 | 50 | BC HYDRO | 500
50693 | VNT 230 | B.C.HYDRO | 230 | 50 | BC HYDRO | 500
38900 | NRS | PG AND E | 230 | 30 | Conf Load (Silicon Valley Power) | 321
50692 | KLY 230 | B.C.HYDRO | 230 | 50 | BC HYDRO | 500
50691 | NIC 230 | B.C.HYDRO | 230 | 50 | BC HYDRO | 500
38656 | WND GPT2 | PG AND E | 230 | 30 | Conf Load (Kern) | 315
50690 | ACK 230 | B.C.HYDRO | 230 | 50 | BC HYDRO | 500
50689 | REV 230 | B.C.HYDRO | 230 | 50 | BC HYDRO | 500
38655 | WND GPJ2 | PG AND E | 230 | 30 | Conf Load (Kern) | 315
38651 | WND GPT1 | PG AND E | 230 | 30 | Conf Load (Kern) | 315
38650 | WND GPJ1 | PG AND E | 230 | 30 | Conf Load (Kern) | 315
38646 | WHLR RT2 | PG AND E | 230 | 30 | Conf Load (Kern) | 315
97954 | mid_97954 | MONTANA | 230 | 62 | COLSTRIP_MT | 628
97953 | mid_97953 | MONTANA | 230 | 62 | COLSTRIP_MT | 628
81892 | mid_81892 | B.C.HYDRO | 230 | 50 | BC HYDRO | 500
38645 | WHLR RJ2 | PG AND E | 230 | 30 | Conf Load (Kern) | 315
38641 | WHLR RT1 | PG AND E | 230 | 30 | Conf Load (Kern) | 315
38640 | WHLR RJ1 | PG AND E | 230 | 30 | Conf Load (Kern) | 315
38635 | THM JCT | PG AND E | 230 | 30 | Conf Load (CDWR) | 327
38630 | THERMLTO | PG AND E | 230 | 30 | Conf Load (CDWR) | 327
38625 | SN LS PP | PG AND E | 230 | 30 | Conf Load (CDWR) | 327
38623 | THM JCT2 | PG AND E | 230 | 30 | Conf Load (CDWR) | 327
38622 | HYATT3 | PG AND E | 230 | 30 | Conf Load (CDWR) | 327
12101 | GLADSTON | NEW MEXICO | 230 | 10 | TSGT: North NM | 121
623234 | BASELINE | MONTANA | 230 | 62 | BILLINGS_MT | 623
38621 | HYATT2 | PG AND E | 230 | 30 | Conf Load (CDWR) | 327
38620 | HYATT | PG AND E | 230 | 30 | Conf Load (CDWR) | 327
26250 | CASTAIC12 | LADWP | 230 | 26 | LA BASIN | 281
38615 | DS AMIGO | PG AND E | 230 | 30 | Conf Load (CDWR) | 327
38610 | DELTAPMP | PG AND E | 230 | 30 | Conf Load (CDWR) | 327
38606 | BUENAVT2 | PG AND E | 230 | 30 | Conf Load (Kern) | 315
38605 | BUENAVJ2 | PG AND E | 230 | 30 | Conf Load (Kern) | 315
38601 | BUENAVT1 | PG AND E | 230 | 30 | Conf Load (Kern) | 315
38600 | BUENAVJ1 | PG AND E | 230 | 30 | Conf Load (Kern) | 315
26182 | HOLYWD_F | LADWP | 230 | 26 | LA BASIN | 281
26171 | SCATT67 | LADWP | 230 | 26 | LA BASIN | 281
26170 | SCATT45 | LADWP | 230 | 26 | LA BASIN | 281
26156 | HYN1516G | LADWP | 230 | 26 | LA BASIN | 281
50557 | SNK 230 | B.C.HYDRO | 230 | 50 | BC HYDRO | 500
50556 | LAP 230 | B.C.HYDRO | 230 | 50 | BC HYDRO | 500
50555 | TAC 2B1 | B.C.HYDRO | 230 | 50 | BC HYDRO | 500
50554 | RBF 2B2 | B.C.HYDRO | 230 | 50 | BC HYDRO | 500
50553 | BMT 230 | B.C.HYDRO | 230 | 50 | BC HYDRO | 500
50551 | TLR 230 | B.C.HYDRO | 230 | 50 | BC HYDRO | 500
26155 | HYN1314G | LADWP | 230 | 26 | LA BASIN | 281
50550 | QRP 230 | B.C.HYDRO | 230 | 50 | BC HYDRO | 500
50549 | QNT 230 | B.C.HYDRO | 230 | 50 | BC HYDRO | 500
50548 | BLM 230 | B.C.HYDRO | 230 | 50 | BC HYDRO | 500
50547 | HMH 2B6 | B.C.HYDRO | 230 | 50 | BC HYDRO | 500
26154 | HYN1112G | LADWP | 230 | 26 | LA BASIN | 281
50546 | SCK 230 | B.C.HYDRO | 230 | 50 | BC HYDRO | 500
50545 | BLW 230 | B.C.HYDRO | 230 | 50 | BC HYDRO | 500
50544 | SVY 230 | B.C.HYDRO | 230 | 50 | BC HYDRO | 500
50543 | GLN 230 | B.C.HYDRO | 230 | 50 | BC HYDRO | 500
26136 | COTTONWD | LADWP | 230 | 26 | LA OVES | 284
50542 | WSN 230 | B.C.HYDRO | 230 | 50 | BC HYDRO | 500
50541 | KDS 230 | B.C.HYDRO | 230 | 50 | BC HYDRO | 500
50540 | GMS 230 | B.C.HYDRO | 230 | 50 | BC HYDRO | 500
26135 | HSKLLCYN | LADWP | 230 | 26 | LA BASIN | 281
26134 | DWP INYO | LADWP | 230 | 26 | LA OVES | 284
26133 | BARRENRD_SVC | LADWP | 230 | 26 | LA OVES | 284
26132 | BARRENRD | LADWP | 230 | 26 | LA OVES | 284
38400 | WALNT | PG AND E | 230 | 30 | Conf Load (TID) | 324
26131 | OWENSCON | LADWP | 230 | 26 | LA OVES | 284
38257 | ROSEMRE | PG AND E | 230 | 30 | Conf Load (MID) | 323
26130 | OWENSMID | LADWP | 230 | 26 | LA OVES | 284
26129 | OWENS UP | LADWP | 230 | 26 | LA OVES | 284
50457 | TKW 2B2 | B.C.HYDRO | 230 | 50 | BC HYDRO | 500
38210 | PARKER1M | PG AND E | 230 | 30 | Conf Load (MID) | 323
38206 | COTTLE | PG AND E | 230 | 30 | Conf Load (Stanislaus) | 312
38204 | PRKR MID | PG AND E | 230 | 30 | Conf Load (MID) | 323
38202 | PARKER2M | PG AND E | 230 | 30 | Conf Load (MID) | 323
38002 | LODIEC | PG AND E | 230 | 30 | Conf Load (NCPA) | 328
26103 | VALLEY | LADWP | 230 | 26 | LA BASIN | 281
50369 | BNT 145H | B.C.HYDRO | 230 | 50 | BC HYDRO | 500
50368 | ESQ 2B3 | B.C.HYDRO | 230 | 50 | BC HYDRO | 500
38000 | LODI | PG AND E | 230 | 30 | Conf Load (NCPA) | 328
50367 | HSY 230 | B.C.HYDRO | 230 | 50 | BC HYDRO | 500
50366 | GOW 2B1 | B.C.HYDRO | 230 | 50 | BC HYDRO | 500
50365 | PIK 230 | B.C.HYDRO | 230 | 50 | BC HYDRO | 500
50364 | GLD 230 | B.C.HYDRO | 230 | 50 | BC HYDRO | 500
50363 | DMR 230 | B.C.HYDRO | 230 | 50 | BC HYDRO | 500
50362 | KTG 230 | B.C.HYDRO | 230 | 50 | BC HYDRO | 500
50361 | SAT 230 | B.C.HYDRO | 230 | 50 | BC HYDRO | 500
50360 | VIT 230 | B.C.HYDRO | 230 | 50 | BC HYDRO | 500
26099 | SYLMAR2 | LADWP | 230 | 26 | LA PDCI | 282
26098 | SYLMAR220 | LADWP | 230 | 26 | LA BASIN | 281
26097 | SYLMAR1 | LADWP | 230 | 26 | LA PDCI | 282
18055 | BC TAP | NEVADA | 230 | 18 | ZoneN8 | 188
26094 | SYLMAR | LADWP | 230 | 26 | LA BASIN | 281
26093 | TARZANA | LADWP | 230 | 26 | LA BASIN | 281
26087 | OLYMPC | LADWP | 230 | 26 | LA BASIN | 281
37641 | SPRINGCR | PG AND E | 230 | 30 | Conf Load (Western) | 325
26086 | NRTHRDGE | LADWP | 230 | 26 | LA BASIN | 281
37640 | TRINITY | PG AND E | 230 | 30 | Conf Load (Western) | 325
18051 | MCDONLD | NEVADA | 230 | 18 | ZoneN6 | 186
37593 | KE_TBUS | PG AND E | 230 | 30 | Conf Load (Western) | 325
37592 | KE_JBUS | PG AND E | 230 | 30 | Conf Load (Western) | 325
37591 | KE_SOUTH | PG AND E | 230 | 30 | Conf Load (Western) | 325
50190 | CBN 230 | B.C.HYDRO | 230 | 50 | BC HYDRO | 500
50189 | WHY 2B2 | B.C.HYDRO | 230 | 50 | BC HYDRO | 500
50188 | BSY 230 | B.C.HYDRO | 230 | 50 | BC HYDRO | 500
37585 | TRCY PMP | PG AND E | 230 | 30 | Conf Load (Western) | 325
50187 | BRT 230 | B.C.HYDRO | 230 | 50 | BC HYDRO | 500
50186 | ROS 230 | B.C.HYDRO | 230 | 50 | BC HYDRO | 500
37580 | SHASTA | PG AND E | 230 | 30 | Conf Load (Western) | 325
50185 | ALZ 230 | B.C.HYDRO | 230 | 50 | BC HYDRO | 500
50184 | MLN 230 | B.C.HYDRO | 230 | 50 | BC HYDRO | 500
50183 | ING 230 | B.C.HYDRO | 230 | 50 | BC HYDRO | 500
37569 | FLANAGAN | PG AND E | 230 | 30 | Conf Load (Western) | 325
50060 | MPT 230 | B.C.HYDRO | 230 | 50 | BC HYDRO | 500
26082 | HOLYWD_E | LADWP | 230 | 26 | LA BASIN | 281
37568 | FIDDYMNT | PG AND E | 230 | 30 | Conf Load (NCPA) | 328
26081 | ATWATER | LADWP | 230 | 26 | LA BASIN | 281
37567 | ROSEVILL | PG AND E | 230 | 30 | Conf Load (Western) | 325
50039 | CAM 2B4 | B.C.HYDRO | 230 | 50 | BC HYDRO | 500
50038 | RBW 2T1 | B.C.HYDRO | 230 | 50 | BC HYDRO | 500
37565 | OLINDAW | PG AND E | 230 | 30 | Conf Load (Western) | 325
50037 | PEM 230 | B.C.HYDRO | 230 | 50 | BC HYDRO | 500
50036 | RBW 2T2 | B.C.HYDRO | 230 | 50 | BC HYDRO | 500
37563 | MELONES | PG AND E | 230 | 30 | Conf Load (Western) | 325
26080 | VELASCO | LADWP | 230 | 26 | LA BASIN | 281
50035 | HSP 230 | B.C.HYDRO | 230 | 50 | BC HYDRO | 500
50034 | STV 2B4 | B.C.HYDRO | 230 | 50 | BC HYDRO | 500
37560 | LLNL | PG AND E | 230 | 30 | Conf Load (Western) | 325
50033 | CSN 230 | B.C.HYDRO | 230 | 50 | BC HYDRO | 500
50032 | SPG 230 | B.C.HYDRO | 230 | 50 | BC HYDRO | 500
37558 | KE_NORTH | PG AND E | 230 | 30 | Conf Load (Western) | 325
50031 | KI2 230 | B.C.HYDRO | 230 | 50 | BC HYDRO | 500
50030 | MAN 230 | B.C.HYDRO | 230 | 50 | BC HYDRO | 500
37555 | J.F.CARR | PG AND E | 230 | 30 | Conf Load (Western) | 325
50029 | NEL 230 | B.C.HYDRO | 230 | 50 | BC HYDRO | 500
50028 | CSQ 230 | B.C.HYDRO | 230 | 50 | BC HYDRO | 500
37552 | COTWWAP2 | PG AND E | 230 | 30 | Conf Load (Western) | 325
26078 | TOLUCA | LADWP | 230 | 26 | LA BASIN | 281
50027 | BND 2B1 | B.C.HYDRO | 230 | 50 | BC HYDRO | 500
50026 | BND 2B2 | B.C.HYDRO | 230 | 50 | BC HYDRO | 500
37548 | FOLSOM | PG AND E | 230 | 30 | Conf Load (Western) | 325
50025 | MUR 230 | B.C.HYDRO | 230 | 50 | BC HYDRO | 500
50024 | HPN 230 | B.C.HYDRO | 230 | 50 | BC HYDRO | 500
50023 | WLT 230 | B.C.HYDRO | 230 | 50 | BC HYDRO | 500
50022 | CYP 2B2 | B.C.HYDRO | 230 | 50 | BC HYDRO | 500
37546 | ELVERTAW | PG AND E | 230 | 30 | Conf Load (Western) | 325
50021 | LYN 2B1 | B.C.HYDRO | 230 | 50 | BC HYDRO | 500
50020 | CMS 230 | B.C.HYDRO | 230 | 50 | BC HYDRO | 500
37545 | COTWDWAP | PG AND E | 230 | 30 | Conf Load (Western) | 325
50019 | COK 230 | B.C.HYDRO | 230 | 50 | BC HYDRO | 500
50018 | MDN 230 | B.C.HYDRO | 230 | 50 | BC HYDRO | 500
37544 | AIRPORTW | PG AND E | 230 | 30 | Conf Load (Western) | 325
50017 | MSA 230B | B.C.HYDRO | 230 | 50 | BC HYDRO | 500
50016 | CKY 230 | B.C.HYDRO | 230 | 50 | BC HYDRO | 500
37543 | ELVERTAE | PG AND E | 230 | 30 | Conf Load (Western) | 325
37531 | WHISKEYF | PG AND E | 230 | 30 | Conf Load (Western) | 325
37524 | SUTTER | PG AND E | 230 | 30 | Conf Load (Western) | 325
37520 | OBANION | PG AND E | 230 | 30 | Conf Load (Western) | 325
26072 | CNTURYLD | LADWP | 230 | 26 | LA BASIN | 281
48863 | PALOUSE_WIND | NORTHWEST | 230 | 40 | AVA: Palouse | 446
48524 | BOULDER | NORTHWEST | 230 | 40 | AVA: Spokane | 447
48512 | DRYCREEK | NORTHWEST | 230 | 40 | AVA: Lewiston/Clarkston | 444
37457 | SVP_230 | PG AND E | 230 | 30 | Conf Load (SMUD) | 322
37455 | SVS_SW | PG AND E | 230 | 30 | Conf Load (SMUD) | 322
48463 | WEST | NORTHWEST | 230 | 40 | AVA: Spokane | 447
26068 | STJOHN | LADWP | 230 | 26 | LA BASIN | 281
26066 | SCATERGD | LADWP | 230 | 26 | LA BASIN | 281
48451 | WALA AVA | NORTHWEST | 230 | 40 | AVA: Big Bend | 445
48443 | VANT AVA | NORTHWEST | 230 | 40 | AVA: Big Bend | 445
26064 | RS X | LADWP | 230 | 26 | LA BASIN | 281
48432 | THORNTON | NORTHWEST | 230 | 40 | AVA: Palouse | 446
26063 | RIVER | LADWP | 230 | 26 | LA BASIN | 281
37029 | FRANKLN | PG AND E | 230 | 30 | Conf Load (SMUD) | 322
37028 | CORDOVA | PG AND E | 230 | 30 | Conf Load (SMUD) | 322
37024 | COSUMNE3 | PG AND E | 230 | 30 | Conf Load (SMUD) | 322
26061 | RINALDI | LADWP | 230 | 26 | LA BASIN | 281
37023 | COSUMNE2 | PG AND E | 230 | 30 | Conf Load (SMUD) | 322
37022 | COSUMNE1 | PG AND E | 230 | 30 | Conf Load (SMUD) | 322
37021 | NATOMAS | PG AND E | 230 | 30 | Conf Load (SMUD) | 322
37020 | PROCTERJ | PG AND E | 230 | 30 | Conf Load (SMUD) | 322
37019 | PROCTERI | PG AND E | 230 | 30 | Conf Load (SMUD) | 322
37018 | WHITEROK | PG AND E | 230 | 30 | Conf Load (SMUD) | 322
37017 | UNIONVLY | PG AND E | 230 | 30 | Conf Load (SMUD) | 322
48385 | SHAWNEE | NORTHWEST | 230 | 40 | AVA: Palouse | 446
37016 | RNCHSECO | PG AND E | 230 | 30 | Conf Load (SMUD) | 322
37015 | PROCTER | PG AND E | 230 | 30 | Conf Load (SMUD) | 322
37014 | POCKET | PG AND E | 230 | 30 | Conf Load (SMUD) | 322
18032 | MAGNOLIA | NEVADA | 230 | 18 | ZoneN6 | 186
37013 | ORANGEVL | PG AND E | 230 | 30 | Conf Load (SMUD) | 322
37012 | LAKE | PG AND E | 230 | 30 | Conf Load (SMUD) | 322
26052 | OLIVE | LADWP | 230 | 26 | LA BASIN | 281
37011 | JAYBIRD | PG AND E | 230 | 30 | Conf Load (SMUD) | 322
48357 | RATHDRUM | NORTHWEST | 230 | 40 | AVA: Coeur D'Alene | 441
37010 | HURLEY S | PG AND E | 230 | 30 | Conf Load (SMUD) | 322
37009 | HEDGE | PG AND E | 230 | 30 | Conf Load (SMUD) | 322
37008 | FOOTHILL | PG AND E | 230 | 30 | Conf Load (SMUD) | 322
18029 | WINTERWD | NEVADA | 230 | 18 | ZoneN2 | 182
37005 | ELVERTAS | PG AND E | 230 | 30 | Conf Load (SMUD) | 322
37004 | ELKGROVE | PG AND E | 230 | 30 | Conf Load (SMUD) | 322
26046 | MCCULLGH | LADWP | 230 | 26 | LA EASTERN-AC | 286
625321 | SHELBY 2 WAP | MONTANA | 230 | 62 | NOGF_MT | 625
37003 | CARMICAL | PG AND E | 230 | 30 | Conf Load (SMUD) | 322
37002 | CAMPBELL | PG AND E | 230 | 30 | Conf Load (SMUD) | 322
18028 | WESTSIDE | NEVADA | 230 | 18 | ZoneN2 | 182
48317 | PINE CRK | NORTHWEST | 230 | 40 | AVA: Coeur D'Alene | 441
37001 | CAMINO S | PG AND E | 230 | 30 | Conf Load (SMUD) | 322
48310 | SADDLEMTN230 | NORTHWEST | 230 | 40 | AVA: Big Bend | 445
36989 | HPH2_2 | PG AND E | 230 | 30 | City and County of San Francisco | 357
36987 | HPH1_1 | PG AND E | 230 | 30 | City and County of San Francisco | 357
26041 | INTERMT | LADWP | 230 | 26 | LA IPP | 283
36985 | KPH3_11 | PG AND E | 230 | 30 | City and County of San Francisco | 357
36983 | KPH2_10 | PG AND E | 230 | 30 | City and County of San Francisco | 357
26025 | HAYNES | LADWP | 230 | 26 | LA BASIN | 281
18027 | TORTISE | NEVADA | 230 | 18 | ZoneN8 | 188
36981 | KPH1_9 | PG AND E | 230 | 30 | City and County of San Francisco | 357
48289 | NOXON_CON | NORTHWEST | 230 | 40 | AVA: Coeur D'Alene | 441
48282 | NOXON_REACTR | NORTHWEST | 230 | 40 | AVA: Coeur D'Alene | 441
48281 | NOXON_EAST | NORTHWEST | 230 | 40 | AVA: Coeur D'Alene | 441
36974 | MOC_TAP6 | PG AND E | 230 | 30 | City and County of San Francisco | 357
18026 | AVERA | NEVADA | 230 | 18 | ZoneN2 | 182
36973 | MOC_TAP5 | PG AND E | 230 | 30 | City and County of San Francisco | 357
26013 | AIRWAY | LADWP | 230 | 26 | LA BASIN | 281
18025 | RD GDNR | NEVADA | 230 | 18 | ZoneN2 | 182
48255 | N LEWIST | NORTHWEST | 230 | 40 | AVA: Lewiston/Clarkston | 444
48249 | MOSCOW | NORTHWEST | 230 | 40 | AVA: Palouse | 446
18024 | PECOS | NEVADA | 230 | 18 | ZoneN2 | 182
36960 | MOCASIN | PG AND E | 230 | 30 | City and County of San Francisco | 357
26010 | CASTAIC34 | LADWP | 230 | 26 | LA BASIN | 281
36950 | INTAKE | PG AND E | 230 | 30 | City and County of San Francisco | 357
36893 | NRSriser | PG AND E | 230 | 30 | Conf Load (Silicon Valley Power) | 321
18022 | NWEST | NEVADA | 230 | 18 | ZoneN2 | 182
12057 | PEGS | NEW MEXICO | 230 | 10 | TSGT: Western NM | 122
25996 | TWINKLE | SOCALIF | 230 | 24 | SCE NORTH OF LUGO 230kV | 951
48197 | LOLO | NORTHWEST | 230 | 40 | AVA: Lewiston/Clarkston | 444
25955 | TOT896_H | SOCALIF | 230 | 24 | SCE North of Magunden 230kV | 251
18020 | IRONMTN | NEVADA | 230 | 18 | ZoneN2 | 182
48179 | LAKEVIEW | NORTHWEST | 230 | 40 | AVA: Coeur D'Alene | 441
18019 | H ALLEN | NEVADA | 230 | 18 | ZoneN2 | 182
25774 | TOT811_2M | SOCALIF | 230 | 24 | SCE NORTH OF LUGO 230kV | 951
25773 | TOT811_1M | SOCALIF | 230 | 24 | SCE NORTH OF LUGO 230kV | 951
18018 | FAULKNER | NEVADA | 230 | 18 | ZoneN2 | 182
25769 | TOT811H | SOCALIF | 230 | 24 | SCE NORTH OF LUGO 230kV | 951
25765 | TOT810_2M | SOCALIF | 230 | 24 | SCE NORTH OF LUGO 230kV | 951
18017 | TOLSON | NEVADA | 230 | 18 | ZoneN2 | 182
25764 | TOT810_1M | SOCALIF | 230 | 24 | SCE NORTH OF LUGO 230kV | 951
25760 | TOT810H | SOCALIF | 230 | 24 | SCE NORTH OF LUGO 230kV | 951
18015 | DECATUR | NEVADA | 230 | 18 | ZoneN2 | 182
25736 | ARLNGTN_MP2 | SOCALIF | 230 | 24 | SCE Colorado River | 944
25731 | ARLNGTN_MP1 | SOCALIF | 230 | 24 | SCE Colorado River | 944
18014 | CRYSTAL | NEVADA | 230 | 18 | ZoneN2 | 182
25730 | SUNCATCHER | SOCALIF | 230 | 24 | SCE Colorado River | 944
18013 | CRSTL3PS | NEVADA | 230 | 18 | ZoneN2 | 182
25666 | EL CASCO | SOCALIF | 230 | 24 | SCE EASTERN 500/230kV | 940
18012 | CRSTL2PS | NEVADA | 230 | 18 | ZoneN2 | 182
18011 | CLARK W | NEVADA | 230 | 18 | ZoneN2 | 182
25656 | MIRALOME | SOCALIF | 230 | 24 | SCE Los Angeles Basin 230kV | 241
48059 | CAB GORG | NORTHWEST | 230 | 40 | AVA: Coeur D'Alene | 441
25654 | VIEJO | SOCALIF | 230 | 24 | SCE Orange County | 243
18010 | CLARK E | NEVADA | 230 | 18 | ZoneN2 | 182
48037 | BENEWAH | NORTHWEST | 230 | 40 | AVA: Palouse | 446
48031 | BEACON S | NORTHWEST | 230 | 40 | AVA: Spokane | 447
18009 | CLARK 6 | NEVADA | 230 | 18 | ZoneN2 | 182
48025 | BEACON N | NORTHWEST | 230 | 40 | AVA: Spokane | 447
18008 | BELTWAY | NEVADA | 230 | 18 | ZoneN2 | 182
47862 | HSHUB | NORTHWEST | 230 | 40 | Lower Columbia Basin | 404
47861 | S HRLBRT | NORTHWEST | 230 | 40 | Lower Columbia Basin | 404
47860 | N HRLBRT | NORTHWEST | 230 | 40 | Lower Columbia Basin | 404
47858 | HARVST_WIND# | NORTHWEST | 230 | 40 | Lower Columbia Basin | 404
47855 | STAR_POINT_1 | NORTHWEST | 230 | 40 | Lower Columbia Basin | 404
47849 | SHPD FLT | NORTHWEST | 230 | 40 | Lower Columbia Basin | 404
18007 | BC TAPNV | NEVADA | 230 | 18 | ZoneN8 | 188
47844 | BIGLWCYN | NORTHWEST | 230 | 40 | Portland General - BES S/S | 451
47831 | HCAYON# | NORTHWEST | 230 | 40 | Lower Columbia Basin | 404
47830 | KLON_SCHOUSE | NORTHWEST | 230 | 40 | Lower Columbia Basin | 404
47828 | LEANJUN_2B# | NORTHWEST | 230 | 40 | Lower Columbia Basin | 404
47827 | WHITE CK | NORTHWEST | 230 | 40 | Lower Columbia Basin | 404
47824 | WILLIS | NORTHWEST | 230 | 40 | Lower Columbia Basin | 404
47823 | ENRGZR | NORTHWEST | 230 | 40 | Lower Columbia Basin | 404
18006 | HENDRSON | NEVADA | 230 | 18 | ZoneN8 | 188
47822 | IMRIE | NORTHWEST | 230 | 40 | Lower Columbia Basin | 404
47819 | BIGHORN | NORTHWEST | 230 | 40 | Lower Columbia Basin | 404
47814 | JONESCYN | NORTHWEST | 230 | 40 | Lower Columbia Basin | 404
47748 | CENTRALA_SS# | NORTHWEST | 230 | 40 | Seattle Area, Olympic Peninsula | 400
25616 | PEARBLSM | SOCALIF | 230 | 24 | SCE Los Angeles Basin 230kV | 241
18004 | ARDEN | NEVADA | 230 | 18 | ZoneN2 | 182
47677 | MINTFARM | NORTHWEST | 230 | 40 | Portland Area | 401
25613 | EDMONSTN | SOCALIF | 230 | 24 | SCE South of Magunden 230kV | 252
47600 | BLUERDG_SUB | NORTHWEST | 230 | 40 | Lower Columbia Basin | 404
47595 | GRAYS_HRBR_1 | NORTHWEST | 230 | 40 | Seattle Area, Olympic Peninsula | 400
18003 | AMARGOSA | NEVADA | 230 | 18 | ZoneN8 | 188
47578 | FREDST | NORTHWEST | 230 | 40 | Seattle Area, Olympic Peninsula | 400
47572 | NINEMILE | NORTHWEST | 230 | 40 | PAC:DALR | 475
10052 | BURNHAM | NEW MEXICO | 230 | 10 | PNM: Other | 108
25597 | PBLOSM_TAP | SOCALIF | 230 | 24 | SCE Los Angeles Basin 230kV | 241
25591 | COLUSA | SOCALIF | 230 | 24 | SCE NORTH OF LUGO 230kV | 951
25590 | HIDESERT_TAP | SOCALIF | 230 | 24 | SCE NORTH OF LUGO 230kV | 951
25529 | ALMITOS_ES | SOCALIF | 230 | 24 | SCE Los Angeles Basin 230kV | 241
25512 | JHINDMWD | SOCALIF | 230 | 24 | MWD Colorado River Aqueduct | 949
17676 | NEWTUCSN | AEPCO | 230 | 17 | AEPCO: Trico | 171
47492 | GOL_BIG_CIO | NORTHWEST | 230 | 40 | Lower Columbia Basin | 404
47486 | GOLDEN_HILLS | NORTHWEST | 230 | 40 | Lower Columbia Basin | 404
25432 | GENE LX2 | SOCALIF | 230 | 24 | MWD Colorado River Aqueduct | 949
47465 | DOOLEY | NORTHWEST | 230 | 40 | Lower Columbia Basin | 404
47442 | COFFINRK | NORTHWEST | 230 | 40 | Cowlitz County, WA | 457
47441 | CHEMICAL | NORTHWEST | 230 | 40 | Cowlitz County, WA | 457
25431 | GENE LX1 | SOCALIF | 230 | 24 | MWD Colorado River Aqueduct | 949
97969 | mid_97969 | MONTANA | 230 | 62 | BILLINGS_MT | 623
47440 | HYCOM | NORTHWEST | 230 | 40 | Cowlitz County, WA | 457
47439 | NORPAC | NORTHWEST | 230 | 40 | Cowlitz County, WA | 457
25430 | JH LX2 | SOCALIF | 230 | 24 | MWD Colorado River Aqueduct | 949
25429 | JH LX1 | SOCALIF | 230 | 24 | MWD Colorado River Aqueduct | 949
25428 | EM LX2 | SOCALIF | 230 | 24 | MWD Colorado River Aqueduct | 949
25427 | EM LX1 | SOCALIF | 230 | 24 | MWD Colorado River Aqueduct | 949
17542 | SCHIEFFELIN | AEPCO | 230 | 17 | AEPCO: SSVEC | 172
25406 | J.HINDS | SOCALIF | 230 | 24 | MWD Colorado River Aqueduct | 949
25405 | IRON MTN | SOCALIF | 230 | 24 | MWD Colorado River Aqueduct | 949
47398 | MONTAGUE_2 | NORTHWEST | 230 | 40 | Lower Columbia Basin | 404
47394 | MONTAGUE_1 | NORTHWEST | 230 | 40 | Lower Columbia Basin | 404
25404 | GENE BK2 | SOCALIF | 230 | 24 | MWD Colorado River Aqueduct | 949
47390 | BRICKOVEN | NORTHWEST | 230 | 40 | Lower Columbia Basin | 404
47386 | JUNPER_CAN_1 | NORTHWEST | 230 | 40 | Lower Columbia Basin | 404
47385 | LUND_HILL# | NORTHWEST | 230 | 40 | Lower Columbia Basin | 404
47381 | LINDEN | NORTHWEST | 230 | 40 | Lower Columbia Basin | 404
25403 | GENE BK1 | SOCALIF | 230 | 24 | MWD Colorado River Aqueduct | 949
47380 | LINDEN_SW | NORTHWEST | 230 | 40 | Lower Columbia Basin | 404
25402 | GENE | SOCALIF | 230 | 24 | MWD Colorado River Aqueduct | 949
25401 | EAGLEMTN | SOCALIF | 230 | 24 | MWD Colorado River Aqueduct | 949
47367 | LAKESIDE+ | NORTHWEST | 230 | 40 | Western Montana | 486
25299 | ATHOS_SUB1N | SOCALIF | 230 | 24 | SCE Red Bluff | 943
47360 | TRUMBUL_CRK+ | NORTHWEST | 230 | 40 | Western Montana | 486
47359 | LION_MTN+ | NORTHWEST | 230 | 40 | Western Montana | 486
25278 | ATHOS_SUB2 | SOCALIF | 230 | 24 | SCE Red Bluff | 943
25277 | ATHOS | SOCALIF | 230 | 24 | SCE Red Bluff | 943
47329 | EECLOUSE | NORTHWEST | 230 | 40 | Lower Columbia Basin | 404
25265 | ALMASOL_TAP | SOCALIF | 230 | 24 | SCE Red Bluff | 943
47302 | LINCOLN ROCK | NORTHWEST | 230 | 40 | Central Washington | 403
25240 | ALMASOL | SOCALIF | 230 | 24 | SCE Red Bluff | 943
25234 | TOT789_H | SOCALIF | 230 | 24 | SCE EASTERN 500/230kV | 940
47284 | MARCOLA | NORTHWEST | 230 | 40 | Western Oregon | 402
25233 | TOT789 | SOCALIF | 230 | 24 | SCE EASTERN 500/230kV | 940
25201 | LEWIS | SOCALIF | 230 | 24 | City of Anaheim | 244
25130 | CENTIPEDE | SOCALIF | 230 | 24 | SCE Colorado River | 944
25116 | CMS4 HS | SOCALIF | 230 | 24 | SCE Eldorado 230kV | 958
47260 | WAUNA | NORTHWEST | 230 | 40 | Portland Area | 401
25108 | CMS2 HS | SOCALIF | 230 | 24 | SCE Eldorado 230kV | 958
25103 | CMS1_HS | SOCALIF | 230 | 24 | SCE Eldorado 230kV | 958
25100 | MERCHANT | SOCALIF | 230 | 24 | SCE Eldorado 230kV | 958
17173 | HASSY-AZ | AEPCO | 230 | 17 | CAP | 179
25029 | BLACK_RANCH | SOCALIF | 230 | 24 | SCE Red Bluff | 943
25003 | DSRTSTLN | SOCALIF | 230 | 24 | SCE Ivanpah | 957
17172 | HARCU-AZ | AEPCO | 230 | 17 | CAP | 179
25001 | GOODRICH | SOCALIF | 230 | 24 | City of Pasadena | 242
24979 | DRACKER | SOCALIF | 230 | 24 | SCE Colorado River | 944
17105 | WINCHESTER | AEPCO | 230 | 17 | AEPCO | 170
24973 | GENESIS H1 | SOCALIF | 230 | 24 | SCE Colorado River | 944
24972 | GENESIS | SOCALIF | 230 | 24 | SCE Colorado River | 944
17102 | SAHUARIT | AEPCO | 230 | 17 | AEPCO: Trico | 171
24971 | BLACK CREEK | SOCALIF | 230 | 24 | SCE Colorado River | 944
24960 | DSRTSUNLIGHT | SOCALIF | 230 | 24 | SCE Red Bluff | 943
24957 | COLRIVER | SOCALIF | 230 | 24 | SCE Colorado River | 944
24920 | MNTVIEW3 | SOCALIF | 230 | 24 | SCE EASTERN 500/230kV | 940
17087 | RIVIERA | AEPCO | 230 | 17 | AEPCO: MEC | 173
35219 | VINEYARD | PG AND E | 230 | 30 | Conf Load (Mission) | 316
17044 | HACKBERY | AEPCO | 230 | 17 | AEPCO: Graham/Duncan | 174
24901 | VSTA | SOCALIF | 230 | 24 | SCE EASTERN 500/230kV | 940
24880 | MNTVIEW4 | SOCALIF | 230 | 24 | SCE EASTERN 500/230kV | 940
24856 | SILVERST | SOCALIF | 230 | 24 | SCE Ivanpah | 957
24855 | PRIMM | SOCALIF | 230 | 24 | SCE Ivanpah | 957
17020 | SAN_RAF | AEPCO | 230 | 17 | AEPCO: SSVEC | 172
47102 | WELLS B2 | NORTHWEST | 230 | 40 | Central Washington | 403
47100 | WELLS B1 | NORTHWEST | 230 | 40 | Central Washington | 403
47096 | URBAN INDU~1 | NORTHWEST | 230 | 40 | Central Washington | 403
47091 | USK | NORTHWEST | 230 | 40 | AVA: Pend Oreille PUD | 448
17018 | REDTAIL | AEPCO | 230 | 17 | AEPCO: SSVEC | 172
47082 | RAPIDS | NORTHWEST | 230 | 40 | Central Washington | 403
17016 | PANTANO | AEPCO | 230 | 17 | AEPCO: SSVEC | 172
34817 | OXY_230 | PG AND E | 230 | 30 | Conf Load (Kern) | 315
24806 | MIRAGE | SOCALIF | 230 | 24 | SCE EASTERN 500/230kV | 940
17014 | MORENCI | AEPCO | 230 | 17 | AEPCO: Graham/Duncan | 174
24804 | DEVERS | SOCALIF | 230 | 24 | SCE EASTERN 500/230kV | 940
47050 | HWY730SWYD | NORTHWEST | 230 | 40 | PAC:HERM | 415
47049 | GLENOMA | NORTHWEST | 230 | 40 | Seattle Area, Olympic Peninsula | 400
24797 | OCASO | SOCALIF | 230 | 24 | SCE NORTH OF LUGO 230kV | 951
17009 | GREEN-AE | AEPCO | 230 | 17 | AEPCO: Graham/Duncan | 174
24796 | ALBA | SOCALIF | 230 | 24 | SCE NORTH OF LUGO 230kV | 951
999963 | SCAOLY21 | LADWP | 230 | 26 | LA BASIN | 281
24795 | SANDLOT | SOCALIF | 230 | 24 | SCE NORTH OF LUGO 230kV | 951
47031 | DOUGLAS | NORTHWEST | 230 | 40 | Central Washington | 403
999950 | TAROLY31 | LADWP | 230 | 26 | LA BASIN | 281
999946 | TOLHOL11 | LADWP | 230 | 26 | LA BASIN | 281
999945 | TOLHOL31 | LADWP | 230 | 26 | LA BASIN | 281
17008 | DOSCONDO | AEPCO | 230 | 17 | AEPCO: Graham/Duncan | 174
999935 | COVBER11 | NORTHWEST | 230 | 40 | Seattle Area, Olympic Peninsula | 400
999931 | BOTSAM11 | NORTHWEST | 230 | 40 | Seattle City Light | 464
999930 | BOTHRN11 | NORTHWEST | 230 | 40 | N.KING | 426
17007 | BUTERFLD | AEPCO | 230 | 17 | AEPCO | 170
999926 | E. PIT11 | PG AND E | 230 | 30 | Conf Load (Diablo) | 308
999924 | NWKLS 11 | PG AND E | 230 | 30 | Conf Load (San Jose) | 318
999923 | NWKLS 12 | PG AND E | 230 | 30 | Conf Load (San Jose) | 318
999922 | NWKLS 13 | PG AND E | 230 | 30 | Conf Load (San Jose) | 318
999920 | EMBPTR12 | PG AND E | 230 | 30 | Conf Load (S.F.) | 309
999919 | MRTMAR12 | PG AND E | 230 | 30 | Conf Load (S.F.) | 309
999918 | MRTMAR11 | PG AND E | 230 | 30 | Conf Load (S.F.) | 309
24781 | NAVYCOSO | SOCALIF | 230 | 24 | SCE NORTH OF LUGO 230kV | 951
999916 | SANMAR13 | PG AND E | 230 | 30 | Conf Load (S.F.) | 309
999915 | SANMAR12 | PG AND E | 230 | 30 | Conf Load (S.F.) | 309
999914 | SANMAR11 | PG AND E | 230 | 30 | Conf Load (S.F.) | 309
999912 | METLS 13 | PG AND E | 230 | 30 | Conf Load (San Jose) | 318
999911 | METLS 12 | PG AND E | 230 | 30 | Conf Load (San Jose) | 318
999910 | METLS 11 | PG AND E | 230 | 30 | Conf Load (San Jose) | 318
24780 | LUZ9 | SOCALIF | 230 | 24 | SCE NORTH OF LUGO 230kV | 951
999909 | COBLAS11 | PG AND E | 230 | 30 | Conf Load (Yosemite) | 313
999908 | RETTRA11 | PG AND E | 230 | 30 | Conf Load (Yosemite) | 313
24779 | LUZ8 | SOCALIF | 230 | 24 | SCE NORTH OF LUGO 230kV | 951
999886 | OTATJI11 | MEXICO-CFE | 230 | 20 | ZoneTJ | 203
999883 | CHIMIR31 | SOCALIF | 230 | 24 | SCE Los Angeles Basin 230kV | 241
999881 | MESVIN21 | SOCALIF | 230 | 24 | SCE Los Angeles Basin 230kV | 241
999880 | VINRIO21 | SOCALIF | 230 | 24 | SCE Los Angeles Basin 230kV | 241
999871 | KAYSHI11 | WAPA R.M. | 230 | 73 | WAPA-RMRAZ | 792
999870 | KAYLNG11 | WAPA L.C. | 230 | 19 | WAPA-DSW | 191
17004 | BICKNELL | AEPCO | 230 | 17 | AEPCO: Trico | 171
17002 | APACHE | AEPCO | 230 | 17 | AEPCO | 170
640253 | RDMGH | SIERRA | 230 | 64 | SPP-East Tie | 642
640250 | TUNGSTEN2_HV | SIERRA | 230 | 64 | SPP-East Tie | 642
640130 | SPRING VAL | SIERRA | 230 | 64 | SPP-East Tie | 642
630041 | PHSHFT XOVER | WAPA U.W. | 230 | 63 | MTSE_WAUW | 630
630040 | CROSSOVER | WAPA U.W. | 230 | 63 | MTSE_WAUW | 630
630030 | CUSTER WAPA | WAPA U.W. | 230 | 63 | MTSE_WAUW | 630
630020 | ROSEBUD MDU | WAPA U.W. | 230 | 63 | MTSE_WAUW | 630
630010 | MILESCITY W | WAPA U.W. | 230 | 63 | MTSE_WAUW | 630
629106 | RATTLESNAKE | MONTANA | 230 | 62 | MISSOULA_MT | 629
629104 | PLACID LAKE | MONTANA | 230 | 62 | MISSOULA_MT | 629
24760 | OXBOW B | SOCALIF | 230 | 24 | SCE Control | 952
629001 | OVANDO | MONTANA | 230 | 62 | MISSOULA_MT | 629
15261 | CPGS0912 | SRP | 230 | 15 | SRP EHV 230 KV | 1504
627107 | LANDERS FORK | MONTANA | 230 | 62 | HELENA_MT | 627
15260 | CPGS0508 | SRP | 230 | 15 | SRP EHV 230 KV | 1504
46860 | AYORK230 | NORTHWEST | 230 | 40 | Central Washington | 403
46856 | ROCR1011 | NORTHWEST | 230 | 40 | Central Washington | 403
46855 | ROCR0709 | NORTHWEST | 230 | 40 | Central Washington | 403
626102 | WILSALL | MONTANA | 230 | 62 | BOZEMAN_MT | 626
46854 | ROCR0506 | NORTHWEST | 230 | 40 | Central Washington | 403
626101 | THREE RIVERS | MONTANA | 230 | 62 | BOZEMAN_MT | 626
46853 | ROCR0304 | NORTHWEST | 230 | 40 | Central Washington | 403
46852 | ROCR0102 | NORTHWEST | 230 | 40 | Central Washington | 403
46833 | ROCKYRH3 | NORTHWEST | 230 | 40 | Central Washington | 403
46832 | ROCKYRH2 | NORTHWEST | 230 | 40 | Central Washington | 403
625054 | PETERSON IPC | MONTANA | 230 | 62 | BUTTE_MT | 621
46831 | ROCKYRH1 | NORTHWEST | 230 | 40 | Central Washington | 403
24748 | OXBOW A | SOCALIF | 230 | 24 | SCE Control | 952
624118 | JUDITHGAP SO | MONTANA | 230 | 62 | LEWSTN_MT | 624
624108 | JUDITHGAP AT | MONTANA | 230 | 62 | LEWSTN_MT | 624
15259 | CPGS0104 | SRP | 230 | 15 | SRP EHV 230 KV | 1504
623413 | HARDIN AUTO | MONTANA | 230 | 62 | BILLINGS_MT | 623
623412 | ALKALI CREEK | MONTANA | 230 | 62 | BILLINGS_MT | 623
623312 | BROADVIEW | MONTANA | 230 | 62 | BILLINGS_MT | 623
15240 | RANDOLPH | SRP | 230 | 15 | SRP EHV 230 KV | 1504
623271 | BDVWSOLR 1 | MONTANA | 230 | 62 | BILLINGS_MT | 623
623220 | SO HUNTLEY | MONTANA | 230 | 62 | BILLINGS_MT | 623
46809 | MCKENZIE | NORTHWEST | 230 | 40 | Central Washington | 403
24736 | LUZ LSP | SOCALIF | 230 | 24 | SCE NORTH OF LUGO 230kV | 951
623210 | COLUMBS-RPLJ | MONTANA | 230 | 62 | BILLINGS_MT | 623
623181 | STLWTR WIND | MONTANA | 230 | 62 | BILLINGS_MT | 623
623174 | SHOREY ROAD | MONTANA | 230 | 62 | BILLINGS_MT | 623
15235 | DBG | SRP | 230 | 15 | SRP EHV 230 KV | 1504
623107 | COLSTRIP 230 | MONTANA | 230 | 62 | COLSTRIP_MT | 628
623079 | BLG WICKS LN | MONTANA | 230 | 62 | BILLINGS_MT | 623
623002 | PHSHFT STMPL | MONTANA | 230 | 62 | BILLINGS_MT | 623
623001 | BLG STEAMPLT | MONTANA | 230 | 62 | BILLINGS_MT | 623
622715 | RIMROCK EAST | MONTANA | 230 | 62 | GTFALLS_MT | 622
24729 | INYO | SOCALIF | 230 | 24 | SCE Control | 952
622704 | HAYLAKE | MONTANA | 230 | 62 | GTFALLS_MT | 622
622703 | HAYLAKE N | MONTANA | 230 | 62 | GTFALLS_MT | 622
622702 | MARIAS | MONTANA | 230 | 62 | GTFALLS_MT | 622
622701 | MARIAS S | MONTANA | 230 | 62 | GTFALLS_MT | 622
622307 | CONRAD WAPA | MONTANA | 230 | 62 | NOGF_MT | 625
622303 | BOLE WAPA | MONTANA | 230 | 62 | NOGF_MT | 625
15232 | DUKE | SRP | 230 | 15 | SRP EHV 230 KV | 1504
622174 | SPIONKOPSWYD | MONTANA | 230 | 62 | GTFALLS_MT | 622
622173 | HIGHWOODSWYD | MONTANA | 230 | 62 | GTFALLS_MT | 622
622001 | GTF 230SWYD | MONTANA | 230 | 62 | GTFALLS_MT | 622
15231 | PINAL_C | SRP | 230 | 15 | SRP EHV 230 KV | 1504
621201 | PHSHFT MLCRK | MONTANA | 230 | 62 | BUTTE_MT | 621
621154 | PETERSON SC | MONTANA | 230 | 62 | BUTTE_MT | 621
621054 | PETERSON NWE | MONTANA | 230 | 62 | BUTTE_MT | 621
621006 | SOUTH BUTTE | MONTANA | 230 | 62 | BUTTE_MT | 621
621001 | MILL CREEK | MONTANA | 230 | 62 | BUTTE_MT | 621
621000 | ANACONDA | MONTANA | 230 | 62 | BUTTE_MT | 621
15230 | RUDD | SRP | 230 | 15 | SRP EHV 230 KV | 1504
24717 | COLWATER | SOCALIF | 230 | 24 | SCE NORTH OF LUGO 230kV | 951
15228 | PARLETT | SRP | 230 | 15 | SRP EHV 230 KV | 1504
15227 | HENSHAW | SRP | 230 | 15 | SRP EHV 230 KV | 1504
482891 | NOX_NOX_CIO | NORTHWEST | 230 | 40 | AVA: Coeur D'Alene | 441
478170 | RATLSNAK_TIE | NORTHWEST | 230 | 40 | Lower Columbia Basin | 404
475950 | GRA_SAT_CIO | NORTHWEST | 230 | 40 | Seattle Area, Olympic Peninsula | 400
474390 | NDP | NORTHWEST | 230 | 40 | Cowlitz County, WA | 457
473850 | LUND_HILL | NORTHWEST | 230 | 40 | Lower Columbia Basin | 404
473800 | LINDEN_SW# | NORTHWEST | 230 | 40 | Lower Columbia Basin | 404
24707 | BLM WEST | SOCALIF | 230 | 24 | SCE NORTH OF LUGO 230kV | 951
96180 | mid_96180 | WAPA R.M. | 230 | 73 | ZoneEW | 753
464274 | EASTPNE4 | NORTHWEST | 230 | 40 | Seattle City Light | 464
464273 | EASTPNE3 | NORTHWEST | 230 | 40 | Seattle City Light | 464
24706 | BLM EAST | SOCALIF | 230 | 24 | SCE NORTH OF LUGO 230kV | 951
464271 | EASTPNE1 | NORTHWEST | 230 | 40 | Seattle City Light | 464
464037 | BOTHELL230_7 | NORTHWEST | 230 | 40 | Seattle City Light | 464
464036 | BOTHELL230_6 | NORTHWEST | 230 | 40 | Seattle City Light | 464
464034 | BOTHELL230_4 | NORTHWEST | 230 | 40 | Seattle City Light | 464
464033 | BOTHELL230_3 | NORTHWEST | 230 | 40 | Seattle City Light | 464
464032 | BOTHELL230_2 | NORTHWEST | 230 | 40 | Seattle City Light | 464
15225 | SCOTT | SRP | 230 | 15 | SRP EHV 230 KV | 1504
464031 | BOTHELL230_1 | NORTHWEST | 230 | 40 | Seattle City Light | 464
24701 | KRAMER | SOCALIF | 230 | 24 | SCE NORTH OF LUGO 230kV | 951
24655 | MANZANA | SOCALIF | 230 | 24 | SCE Whirlwind 230kV | 254
434590 | KEE_RIV_OWN | NORTHWEST | 230 | 40 | Portland General - BES S/S | 451
432150 | GRE_TRO1_CIO | NORTHWEST | 230 | 40 | Portland General - BES S/S | 451
15224 | ABEL | SRP | 230 | 15 | SRP EHV 230 KV | 1504
96179 | mid_96179 | WAPA R.M. | 230 | 73 | ZoneEW | 753
424120 | KLA_SAM_OWN | NORTHWEST | 230 | 40 | N.KING | 426
413506 | COTTONWD | NORTHWEST | 230 | 40 | PAC:HERM | 415
413505 | COTTONWDSW | NORTHWEST | 230 | 40 | PAC:HERM | 415
413500 | QUARRY | NORTHWEST | 230 | 40 | PAC:HERM | 415
413430 | BIG_MCL_CIO | NORTHWEST | 230 | 40 | Lower Columbia Basin | 404
413271 | NOR_SNO1_CIO | NORTHWEST | 230 | 40 | Seattle Area, Olympic Peninsula | 400
413270 | BOT_SNO1_CIO | NORTHWEST | 230 | 40 | Seattle Area, Olympic Peninsula | 400
411120 | VANTAGE_S_LS | NORTHWEST | 230 | 40 | Central Washington | 403
411110 | VANTAGE_N_LS | NORTHWEST | 230 | 40 | Central Washington | 403
15223 | DINOSAUR | SRP | 230 | 15 | SRP EHV 230 KV | 1504
410551 | STAC_STC_CIO | NORTHWEST | 230 | 40 | THURSTN | 432
410550 | STAC_WRT_CIO | NORTHWEST | 230 | 40 | PIERCE | 430
410490 | TAC_SOU_CIO | NORTHWEST | 230 | 40 | Seattle Area, Olympic Peninsula | 400
410081 | MAP_SK3_CIO2 | NORTHWEST | 230 | 40 | Seattle Area, Olympic Peninsula | 400
410080 | BOT_SK3_CIO | NORTHWEST | 230 | 40 | Seattle Area, Olympic Peninsula | 400
410041 | MAP_SK1_CIO2 | NORTHWEST | 230 | 40 | Seattle Area, Olympic Peninsula | 400
410040 | BOT_SK1_CIO | NORTHWEST | 230 | 40 | Seattle Area, Olympic Peninsula | 400
409710 | SBR_SHE_CIO | NORTHWEST | 230 | 40 | Seattle Area, Olympic Peninsula | 400
409630 | HOR_HRJ_CIO | NORTHWEST | 230 | 40 | Seattle Area, Olympic Peninsula | 400
409390 | BET_SAN_CIO | NORTHWEST | 230 | 40 | Central Washington | 403
15222 | BROWNING | SRP | 230 | 15 | SRP EHV 230 KV | 1504
408361 | PON_COR2_CIO | NORTHWEST | 230 | 40 | Southern Oregon | 405
24647 | IVANPAH | SOCALIF | 230 | 24 | SCE Ivanpah | 957
408261 | PEA_PEA_JMP | NORTHWEST | 230 | 40 | Portland Area | 401
408260 | PEA_SHE_CIO | NORTHWEST | 230 | 40 | Portland Area | 401
408240 | PEA_PEA_CIO | NORTHWEST | 230 | 40 | Portland Area | 401
24646 | ELDORDO2 | SOCALIF | 230 | 24 | SCE Eldorado 230kV | 958
15219 | KNOX | SRP | 230 | 15 | SRP EHV 230 KV | 1504
407930 | OLY_STC_CIO | NORTHWEST | 230 | 40 | THURSTN | 432
407470 | MON_NOV_CIO | NORTHWEST | 230 | 40 | Seattle Area, Olympic Peninsula | 400
406922 | MAP_TAL_CIO1 | NORTHWEST | 230 | 40 | Seattle Area, Olympic Peninsula | 400
406921 | MAP_SK1_CIO1 | NORTHWEST | 230 | 40 | Seattle Area, Olympic Peninsula | 400
24627 | CIMA | SOCALIF | 230 | 24 | SCE EAST OF LUGO 500/230kV | 955
406920 | DUW_MAP_CIO | NORTHWEST | 230 | 40 | Seattle Area, Olympic Peninsula | 400
406892 | MAP_TAL_CIO2 | NORTHWEST | 230 | 40 | Seattle Area, Olympic Peninsula | 400
406891 | MAP_SK3_CIO1 | NORTHWEST | 230 | 40 | Seattle Area, Olympic Peninsula | 400
406710 | LON_CHE_CIO | NORTHWEST | 230 | 40 | Cowlitz County, WA | 457
406570 | LIB_NOX_CIO | NORTHWEST | 230 | 40 | Spokane Area Publics | 491
15218 | WHITETNK | SRP | 230 | 15 | SRP EHV 230 KV | 1504
406350 | CHI_LAP_CIO | NORTHWEST | 230 | 40 | Southern Oregon | 405
24601 | VICTOR | SOCALIF | 230 | 24 | SCE NORTH OF LUGO 230kV | 951
15217 | WARD | SRP | 230 | 15 | SRP EHV 230 KV | 1504
15216 | THUNDRST | SRP | 230 | 15 | SRP EHV 230 KV | 1504
403030 | COV_DUW_CIO | NORTHWEST | 230 | 40 | Seattle Area, Olympic Peninsula | 400
46645 | SOUTHWST | NORTHWEST | 230 | 40 | Tacoma Power - General | 466
46642 | S_TAC-SW | NORTHWEST | 230 | 40 | Tacoma Power - General | 466
402190 | QUENETT_CK | NORTHWEST | 230 | 40 | Lower Columbia Basin | 404
401460 | BOU_NLY_CIO | NORTHWEST | 230 | 40 | Spokane Area, N Idaho, W Montana | 406
401450 | BOU_WAN_CIO | NORTHWEST | 230 | 40 | Spokane Area, N Idaho, W Montana | 406
46633 | CANYONTA | NORTHWEST | 230 | 40 | Tacoma Power - General | 466
15215 | SILVERKG | SRP | 230 | 15 | SRP EHV 230 KV | 1504
400950 | SED_BHM_CIO | NORTHWEST | 230 | 40 | WHATCOM | 420
46630 | MOSSYRCK | NORTHWEST | 230 | 40 | Tacoma Power - General | 466
46629 | MOSSYRK | NORTHWEST | 230 | 40 | Tacoma Power - General | 466
366359 | Q1398 | PG AND E | 230 | 30 | Conf Load (Kern) | 315
46625 | MAYFIELD | NORTHWEST | 230 | 40 | Tacoma Power - General | 466
366001 | Q1391 | PG AND E | 230 | 30 | Conf Load (Yosemite) | 313
365942 | WPSN | PG AND E | 230 | 30 | Conf Load (Fresno) | 314
365941 | CASTANEA | PG AND E | 230 | 30 | Conf Load (Fresno) | 314
15214 | SCHRADER | SRP | 230 | 15 | SRP EHV 230 KV | 1504
365770 | Q1111 | PG AND E | 230 | 30 | Conf Load (Diablo) | 308
365691 | SLATE | PG AND E | 230 | 30 | Conf Load (Fresno) | 314
24578 | AES_HB_ENGY | SOCALIF | 230 | 24 | SCE Orange County | 243
365580 | PNCHVLY | PG AND E | 230 | 30 | Conf Load (Yosemite) | 313
365531 | Q954 | PG AND E | 230 | 30 | Conf Load (Fresno) | 314
365521 | MUSTANG3N4 | PG AND E | 230 | 30 | Conf Load (Fresno) | 314
365505 | TRNQ8OCHO | PG AND E | 230 | 30 | Conf Load (Yosemite) | 313
46609 | COWLITZ | NORTHWEST | 230 | 40 | Tacoma Power - General | 466
24574 | ALMITOS_ENGY | SOCALIF | 230 | 24 | SCE Los Angeles Basin 230kV | 241
15213 | SANTAN | SRP | 230 | 15 | SRP EHV 230 KV | 1504
15212 | ROGERS | SRP | 230 | 15 | SRP EHV 230 KV | 1504
46486 | BOUNDPH6 | NORTHWEST | 230 | 40 | Seattle City Light | 464
46484 | BOUNDPH5 | NORTHWEST | 230 | 40 | Seattle City Light | 464
46482 | BOUNDPH4 | NORTHWEST | 230 | 40 | Seattle City Light | 464
46480 | BOUNDPH3 | NORTHWEST | 230 | 40 | Seattle City Light | 464
46478 | BOUNDPH2 | NORTHWEST | 230 | 40 | Seattle City Light | 464
46476 | BOUNDPH1 | NORTHWEST | 230 | 40 | Seattle City Light | 464
24403 | BAILEY | SOCALIF | 230 | 24 | SCE South of Magunden 230kV | 252
46463 | NORTHMTN | NORTHWEST | 230 | 40 | Snohomish PUD | 468
46461 | ROSS 42 | NORTHWEST | 230 | 40 | Seattle City Light | 464
15211 | PINPKSRP | SRP | 230 | 15 | SRP EHV 230 KV | 1504
46460 | ROSS 44 | NORTHWEST | 230 | 40 | Seattle City Light | 464
24401 | ANTELOPE | SOCALIF | 230 | 24 | SCE South of Magunden 230kV | 252
189160 | TROUT CANYON | SOCALIF | 230 | 24 | VEA-Main | 890
189115 | Q1341_HV2 | SOCALIF | 230 | 24 | VEA-Main | 890
24393 | MESACALS | SOCALIF | 230 | 24 | SCE Los Angeles Basin 230kV | 241
189114 | Q1341_HV1 | SOCALIF | 230 | 24 | VEA-Main | 890
46445 | SOUTH | NORTHWEST | 230 | 40 | Seattle City Light | 464
189043 | GAMEBIRD | SOCALIF | 230 | 24 | VEA-Main | 890
189040 | SLOAN CANYON | SOCALIF | 230 | 24 | VEA-Main | 890
46435 | MASS | NORTHWEST | 230 | 40 | Seattle City Light | 464
15210 | KYR-WEST | SRP | 230 | 15 | SRP EHV 230 KV | 1504
96176 | mid_96176 | WAPA R.M. | 230 | 73 | ZoneEC | 752
189021 | DESERT VIEW | SOCALIF | 230 | 24 | VEA-Main | 890
46431 | GORGE | NORTHWEST | 230 | 40 | Seattle City Light | 464
189016 | INNOVATION | SOCALIF | 230 | 24 | VEA-Main | 890
46423 | DUWAMISH | NORTHWEST | 230 | 40 | Seattle City Light | 464
46421 | DIABLO | NORTHWEST | 230 | 40 | Seattle City Light | 464
46417 | DELRIDGE | NORTHWEST | 230 | 40 | Seattle City Light | 464
46415 | CRESTON | NORTHWEST | 230 | 40 | Seattle City Light | 464
189000 | PAHRUMP | SOCALIF | 230 | 24 | VEA-Main | 890
15209 | PAPAGOBT | SRP | 230 | 15 | SRP EHV 230 KV | 1504
185800 | HASOLAR | NEVADA | 230 | 18 | ZoneN2 | 182
181050 | PROSPECTOR | NEVADA | 230 | 18 | ZoneN2 | 182
181030 | DRYLAKE SOLA | NEVADA | 230 | 18 | ZoneN2 | 182
181001 | PLAYA | NEVADA | 230 | 18 | ZoneN2 | 182
180980 | SBHPVS HV | NEVADA | 230 | 18 | ZoneN2 | 182
180940 | CHUCKWALLA_S | NEVADA | 230 | 18 | ZoneN2 | 182
24381 | CIMAT2 | SOCALIF | 230 | 24 | SCE EAST OF LUGO 500/230kV | 955
180650 | ARRWCANYN | NEVADA | 230 | 18 | ZoneN2 | 182
46293 | MCKENZEW | NORTHWEST | 230 | 40 | Eugene, OR | 480
164202 | PD_MORENCI | TEP | 230 | 16 | FMI(TEP) | 164
164201 | FRISCO | TEP | 230 | 16 | FMI(TEP) | 164
164200 | COPPER_VERDE | TEP | 230 | 16 | FMI(TEP) | 164
24380 | CIMAT1 | SOCALIF | 230 | 24 | SCE EAST OF LUGO 500/230kV | 955
15208 | ORME | SRP | 230 | 15 | SRP EHV 230 KV | 1504
181005 | BOULDER-PV | NEVADA | 230 | 18 | ZoneN2 | 182
162200 | HARRIS_UES | TEP | 230 | 16 | UES (Kingman) | 162
24375 | REDBLUFF | SOCALIF | 230 | 24 | SCE Red Bluff | 943
15207 | KYR-EAST | SRP | 230 | 15 | SRP EHV 230 KV | 1504
185801 | HASOLAR GSU | NEVADA | 230 | 18 | ZoneN2 | 182
24369 | HUNTBCH_ENGY | SOCALIF | 230 | 24 | SCE Orange County | 243
160202 | VAIL | TEP | 230 | 16 | TEP | 160
160201 | DMP | TEP | 230 | 16 | TEP | 160
160200 | TORTOLITA | TEP | 230 | 16 | TEP | 160
24350 | HIDESERT | SOCALIF | 230 | 24 | SCE NORTH OF LUGO 230kV | 951
15206 | GOLDFELD | SRP | 230 | 15 | SRP EHV 230 KV | 1504
24320 | EASTWOOD | SOCALIF | 230 | 24 | SCE North of Magunden 230kV | 251
24316 | MAMMOTH | SOCALIF | 230 | 24 | SCE North of Magunden 230kV | 251
15205 | CORBELL | SRP | 230 | 15 | SRP EHV 230 KV | 1504
24305 | BIG CRK8 | SOCALIF | 230 | 24 | SCE North of Magunden 230kV | 251
24304 | BIG CRK4 | SOCALIF | 230 | 24 | SCE North of Magunden 230kV | 251
15204 | BRANDOW | SRP | 230 | 15 | SRP EHV 230 KV | 1504
46169 | WANAPUM | NORTHWEST | 230 | 40 | Grant County, WA | 482
24303 | BIG CRK3 | SOCALIF | 230 | 24 | SCE North of Magunden 230kV | 251
46166 | POTHOLEG | NORTHWEST | 230 | 40 | Grant County, WA | 482
46165 | PRIESTRT | NORTHWEST | 230 | 40 | Grant County, WA | 482
24302 | BIG CRK2 | SOCALIF | 230 | 24 | SCE North of Magunden 230kV | 251
15203 | ANDERSON | SRP | 230 | 15 | SRP EHV 230 KV | 1504
46164 | FRENCHMN | NORTHWEST | 230 | 40 | Grant County, WA | 482
46163 | WAHLUKE | NORTHWEST | 230 | 40 | Grant County, WA | 482
46162 | BKSAND T | NORTHWEST | 230 | 40 | Grant County, WA | 482
46161 | BK SANDS | NORTHWEST | 230 | 40 | Grant County, WA | 482
24301 | BIG CRK1 | SOCALIF | 230 | 24 | SCE North of Magunden 230kV | 251
46160 | WHEELERG | NORTHWEST | 230 | 40 | Grant County, WA | 482
46159 | UPPER C | NORTHWEST | 230 | 40 | Grant County, WA | 482
15202 | ALEXANDR | SRP | 230 | 15 | SRP EHV 230 KV | 1504
46158 | SIELER | NORTHWEST | 230 | 40 | Grant County, WA | 482
159041 | ELEVENMILE | SRP | 230 | 15 | SRP EHV 230 KV | 1504
46157 | WHEELSWD | NORTHWEST | 230 | 40 | Grant County, WA | 482
24273 | SKYRIVER | SOCALIF | 230 | 24 | SCE Windhub 230kV | 253
46156 | ROCKYFD | NORTHWEST | 230 | 40 | Grant County, WA | 482
159002 | MES2_TWP | SRP | 230 | 15 | SRP OTHER SUB 69kV | 1508
159001 | MES1_TWP | SRP | 230 | 15 | SRP OTHER SUB 69kV | 1508
46154 | ROCKYFDG | NORTHWEST | 230 | 40 | Grant County, WA | 482
24269 | TEHACHAPI | SOCALIF | 230 | 24 | SCE Sagebrush (Vincent) 230kV | 255
15201 | AGUAFRIA | SRP | 230 | 15 | SRP EHV 230 KV | 1504
46152 | MCDONALD | NORTHWEST | 230 | 40 | Grant County, WA | 482
152075 | KYEB2CTR | SRP | 230 | 15 | SRP EHV 230 KV | 1504
46151 | LARSON | NORTHWEST | 230 | 40 | Grant County, WA | 482
152011 | AF230BK5 | SRP | 230 | 15 | SRP EHV 230 KV | 1504
150225 | DBG-CT45 | SRP | 230 | 15 | SRP EHV 230 KV | 1504
150221 | Q_AF0102 | SRP | 230 | 15 | SRP EHV 230 KV | 1504
46149 | WQUIN_TAP | NORTHWEST | 230 | 40 | Grant County, WA | 482
24265 | WINDSTAR2 | SOCALIF | 230 | 24 | SCE Sagebrush (Vincent) 230kV | 255
46147 | WANAPH3 | NORTHWEST | 230 | 40 | Grant County, WA | 482
150004 | HALO | SRP | 230 | 15 | SRP OTHER SUB 69kV | 1508
46146 | WANAPH2 | NORTHWEST | 230 | 40 | Grant County, WA | 482
46145 | WANAPH1 | NORTHWEST | 230 | 40 | Grant County, WA | 482
24264 | WLDRNESS TAP | SOCALIF | 230 | 24 | SCE Sagebrush (Vincent) 230kV | 255
46143 | SILICON | NORTHWEST | 230 | 40 | Grant County, WA | 482
46142 | WQ_MTNVIEW | NORTHWEST | 230 | 40 | Grant County, WA | 482
24260 | WINDSTAR1 | SOCALIF | 230 | 24 | SCE Sagebrush (Vincent) 230kV | 255
24250 | WESTWIND | SOCALIF | 230 | 24 | SCE Sagebrush (Vincent) 230kV | 255
24249 | EASTWEST TAP | SOCALIF | 230 | 24 | SCE Sagebrush (Vincent) 230kV | 255
24245 | EASTWIND | SOCALIF | 230 | 24 | SCE Sagebrush (Vincent) 230kV | 255
24237 | RANCHVST | SOCALIF | 230 | 24 | SCE Los Angeles Basin 230kV | 241
46113 | PRIEST T | NORTHWEST | 230 | 40 | Grant County, WA | 482
46107 | W_QUINCY | NORTHWEST | 230 | 40 | Grant County, WA | 482
46106 | MNT VIEW | NORTHWEST | 230 | 40 | Grant County, WA | 482
15163 | MESQUITE | SRP | 230 | 15 | SRP EHV 230 KV | 1504
46104 | QPLAINS | NORTHWEST | 230 | 40 | Grant County, WA | 482
24235 | RECTOR | SOCALIF | 230 | 24 | SCE North of Magunden 230kV | 251
99605 | mid_99605 | PSCOLORADO | 230 | 70 | Zone69 | 791
24234 | RECTRSVC | SOCALIF | 230 | 24 | SCE North of Magunden 230kV | 251
46089 | SANDUNES | NORTHWEST | 230 | 40 | Grant County, WA | 482
99536 | TITAN230_mdp | PSCOLORADO | 230 | 70 | ZoneRD | 700
99062 | mid_99062 | WAPA U.W. | 230 | 63 | MTSE_WAUW | 630
99061 | mid_99061 | WAPA U.W. | 230 | 63 | MTSE_WAUW | 630
99011 | mid_99011 | PSCOLORADO | 230 | 70 | CSU | 785
99010 | mid_99010 | PSCOLORADO | 230 | 70 | ZoneCS | 757
24219 | PISGAH | SOCALIF | 230 | 24 | SCE EAST OF LUGO 500/230kV | 955
46069 | PRIESTR2 | NORTHWEST | 230 | 40 | Grant County, WA | 482
46066 | PRIESTR1 | NORTHWEST | 230 | 40 | Grant County, WA | 482
24218 | WARNE | SOCALIF | 230 | 24 | SCE South of Magunden 230kV | 252
98274 | mid_98274 | PACE | 230 | 65 | ID SPC | 677
46065 | PRIEST R | NORTHWEST | 230 | 40 | Grant County, WA | 482
98273 | mid_98273 | PACE | 230 | 65 | ID SPC | 677
97995 | mid_97995 | MONTANA | 230 | 62 | BUTTE_MT | 621
97994 | mid_97994 | MONTANA | 230 | 62 | BUTTE_MT | 621
24217 | WARNETAP | SOCALIF | 230 | 24 | SCE South of Magunden 230kV | 252
97986 | mid_97986 | MONTANA | 230 | 62 | BUTTE_MT | 621
97979 | mid_97979 | MONTANA | 230 | 62 | GTFALLS_MT | 622
97978 | mid_97978 | MONTANA | 230 | 62 | GTFALLS_MT | 622
97977 | mid_97977 | MONTANA | 230 | 62 | GTFALLS_MT | 622
24200 | SAUG TAP | SOCALIF | 230 | 24 | SCE Los Angeles Basin 230kV | 241
97968 | mid_97968 | MONTANA | 230 | 62 | BILLINGS_MT | 623
46045 | MATTAWA | NORTHWEST | 230 | 40 | Grant County, WA | 482
46044 | GENEVA | NORTHWEST | 230 | 40 | Grant County, WA | 482
97955 | mid_97955 | MONTANA | 230 | 62 | COLSTRIP_MT | 628
46043 | MAE VL T | NORTHWEST | 230 | 40 | Grant County, WA | 482
24198 | CHEVMAIN | SOCALIF | 230 | 24 | SCE Los Angeles Basin 230kV | 241
46041 | MAE VL | NORTHWEST | 230 | 40 | Grant County, WA | 482
97952 | mid_97952 | MONTANA | 230 | 62 | COLSTRIP_MT | 628
97946 | mid_97946 | MONTANA | 230 | 62 | BILLINGS_MT | 623
97945 | mid_97945 | MONTANA | 230 | 62 | BILLINGS_MT | 623
97944 | mid_97944 | MONTANA | 230 | 62 | BILLINGS_MT | 623
97942 | mid_97942 | MONTANA | 230 | 62 | BILLINGS_MT | 623
97938 | mid_97938 | MONTANA | 230 | 62 | BILLINGS_MT | 623
97937 | mid_97937 | MONTANA | 230 | 62 | BILLINGS_MT | 623
97936 | mid_97936 | MONTANA | 230 | 62 | BILLINGS_MT | 623
97935 | mid_97935 | MONTANA | 230 | 62 | BILLINGS_MT | 623
97934 | mid_97934 | MONTANA | 230 | 62 | BILLINGS_MT | 623
97925 | mid_97925 | MONTANA | 230 | 62 | LEWSTN_MT | 624
97924 | mid_97924 | MONTANA | 230 | 62 | LEWSTN_MT | 624
97907 | mid_97907 | MONTANA | 230 | 62 | BOZEMAN_MT | 626
24158 | WALNUT | SOCALIF | 230 | 24 | SCE Los Angeles Basin 230kV | 241
97906 | mid_97906 | MONTANA | 230 | 62 | BOZEMAN_MT | 626
46018 | CLD VIEW | NORTHWEST | 230 | 40 | Grant County, WA | 482
24155 | VINCENT | SOCALIF | 230 | 24 | SCE Los Angeles Basin 230kV | 241
189116 | Q1341_STR | SOCALIF | 230 | 24 | VEA-Main | 890
46005 | ANCIENTL | NORTHWEST | 230 | 40 | Grant County, WA | 482
96178 | mid_96178 | WAPA R.M. | 230 | 73 | ZoneFH | 754
96175 | mid_96175 | WAPA R.M. | 230 | 73 | ZoneEC | 752
96174 | mid_96174 | WAPA R.M. | 230 | 73 | ZoneBK | 751
46001 | ANC LK T | NORTHWEST | 230 | 40 | Grant County, WA | 482
24154 | VILLA PK | SOCALIF | 230 | 24 | SCE Los Angeles Basin 230kV | 241
96171 | mid_96171 | WAPA R.M. | 230 | 73 | ZoneEC | 752
96170 | mid_96170 | WAPA R.M. | 230 | 73 | ZoneBK | 751
96169 | mid_96169 | WAPA R.M. | 230 | 73 | ZoneBK | 751
96168 | mid_96168 | WAPA R.M. | 230 | 73 | ZoneBK | 751
96166 | mid_96166 | WAPA R.M. | 230 | 73 | ZoneBK | 751
96165 | mid_96165 | WAPA R.M. | 230 | 73 | ZoneBK | 751
24153 | VESTAL | SOCALIF | 230 | 24 | SCE North of Magunden 230kV | 251
96162 | mid_96162 | WAPA R.M. | 230 | 73 | ZoneEC | 752
96161 | mid_96161 | WAPA R.M. | 230 | 73 | ZoneBK | 751
96159 | mid_96159 | WAPA R.M. | 230 | 73 | ZoneEW | 753
96158 | mid_96158 | WAPA R.M. | 230 | 73 | ZoneEW | 753
96157 | mid_96157 | WAPA R.M. | 230 | 73 | ZoneEW | 753
96155 | mid_96155 | WAPA R.M. | 230 | 73 | ZoneEW | 753
96154 | mid_96154 | WAPA R.M. | 230 | 73 | ZoneEW | 753
96153 | mid_96153 | WAPA R.M. | 230 | 73 | ZoneBK | 751
96152 | mid_96152 | WAPA R.M. | 230 | 73 | ZoneBK | 751
96151 | mid_96151 | WAPA R.M. | 230 | 73 | ZoneBK | 751
96147 | mid_96147 | WAPA R.M. | 230 | 73 | Zone69 | 791
24142 | SYC CYN | SOCALIF | 230 | 24 | SCE North of Magunden 230kV | 251
96145 | mid_96145 | WAPA R.M. | 230 | 73 | WAPA-RMRAZ | 792
96141 | mid_96141 | WAPA R.M. | 230 | 73 | Zone69 | 791
24141 | SPRINGVL | SOCALIF | 230 | 24 | SCE North of Magunden 230kV | 251
81997 | mid_81997 | B.C.HYDRO | 230 | 50 | BC HYDRO | 500
81996 | mid_81996 | B.C.HYDRO | 230 | 50 | BC HYDRO | 500
81994 | mid_81994 | B.C.HYDRO | 230 | 50 | BC HYDRO | 500
81993 | mid_81993 | B.C.HYDRO | 230 | 50 | BC HYDRO | 500
81987 | mid_81987 | B.C.HYDRO | 230 | 50 | BC HYDRO | 500
81986 | mid_81986 | B.C.HYDRO | 230 | 50 | BC HYDRO | 500
81984 | mid_81984 | B.C.HYDRO | 230 | 50 | BC HYDRO | 500
81983 | mid_81983 | B.C.HYDRO | 230 | 50 | BC HYDRO | 500
81982 | mid_81982 | B.C.HYDRO | 230 | 50 | BC HYDRO | 500
81981 | mid_81981 | B.C.HYDRO | 230 | 50 | BC HYDRO | 500
24137 | SERRANO | SOCALIF | 230 | 24 | SCE Los Angeles Basin 230kV | 241
81977 | mid_81977 | B.C.HYDRO | 230 | 50 | BC HYDRO | 500
81975 | mid_81975 | B.C.HYDRO | 230 | 50 | BC HYDRO | 500
24134 | SANTIAGO | SOCALIF | 230 | 24 | SCE Orange County | 243
81972 | mid_81972 | B.C.HYDRO | 230 | 50 | BC HYDRO | 500
81971 | mid_81971 | B.C.HYDRO | 230 | 50 | BC HYDRO | 500
24132 | SANBRDNO | SOCALIF | 230 | 24 | SCE EASTERN 500/230kV | 940
81968 | mid_81968 | B.C.HYDRO | 230 | 50 | BC HYDRO | 500
81967 | mid_81967 | B.C.HYDRO | 230 | 50 | BC HYDRO | 500
81966 | mid_81966 | B.C.HYDRO | 230 | 50 | BC HYDRO | 500
81965 | mid_81965 | B.C.HYDRO | 230 | 50 | BC HYDRO | 500
81955 | mid_81955 | B.C.HYDRO | 230 | 50 | BC HYDRO | 500
81954 | mid_81954 | B.C.HYDRO | 230 | 50 | BC HYDRO | 500
81953 | mid_81953 | B.C.HYDRO | 230 | 50 | BC HYDRO | 500
24131 | S.ONOFRE | SOCALIF | 230 | 24 | SCE Orange County | 243
81951 | mid_81951 | B.C.HYDRO | 230 | 50 | BC HYDRO | 500
81950 | mid_81950 | B.C.HYDRO | 230 | 50 | BC HYDRO | 500
81949 | mid_81949 | B.C.HYDRO | 230 | 50 | BC HYDRO | 500
81947 | mid_81947 | B.C.HYDRO | 230 | 50 | BC HYDRO | 500
81946 | mid_81946 | B.C.HYDRO | 230 | 50 | BC HYDRO | 500
81945 | mid_81945 | B.C.HYDRO | 230 | 50 | BC HYDRO | 500
24128 | S.CLARA | SOCALIF | 230 | 24 | SCE Ventura/Santa Barbara | 259
24126 | RIOHONDO | SOCALIF | 230 | 24 | SCE Los Angeles Basin 230kV | 241
81942 | mid_81942 | B.C.HYDRO | 230 | 50 | BC HYDRO | 500
81941 | mid_81941 | B.C.HYDRO | 230 | 50 | BC HYDRO | 500
81940 | mid_81940 | B.C.HYDRO | 230 | 50 | BC HYDRO | 500
81939 | mid_81939 | B.C.HYDRO | 230 | 50 | BC HYDRO | 500
81937 | mid_81937 | B.C.HYDRO | 230 | 50 | BC HYDRO | 500
81936 | mid_81936 | B.C.HYDRO | 230 | 50 | BC HYDRO | 500
81925 | mid_81925 | B.C.HYDRO | 230 | 50 | BC HYDRO | 500
81924 | mid_81924 | B.C.HYDRO | 230 | 50 | BC HYDRO | 500
24125 | REDONDO | SOCALIF | 230 | 24 | SCE Los Angeles Basin 230kV | 241
81917 | mid_81917 | B.C.HYDRO | 230 | 50 | BC HYDRO | 500
24115 | PASTORIA | SOCALIF | 230 | 24 | SCE South of Magunden 230kV | 252
81910 | mid_81910 | B.C.HYDRO | 230 | 50 | BC HYDRO | 500
81909 | mid_81909 | B.C.HYDRO | 230 | 50 | BC HYDRO | 500
81906 | mid_81906 | B.C.HYDRO | 230 | 50 | BC HYDRO | 500
81905 | mid_81905 | B.C.HYDRO | 230 | 50 | BC HYDRO | 500
24114 | PARDEE | SOCALIF | 230 | 24 | SCE Los Angeles Basin 230kV | 241
81903 | mid_81903 | B.C.HYDRO | 230 | 50 | BC HYDRO | 500
81902 | mid_81902 | B.C.HYDRO | 230 | 50 | BC HYDRO | 500
81899 | mid_81899 | B.C.HYDRO | 230 | 50 | BC HYDRO | 500
81898 | mid_81898 | B.C.HYDRO | 230 | 50 | BC HYDRO | 500
81897 | mid_81897 | B.C.HYDRO | 230 | 50 | BC HYDRO | 500
24112 | PADUA | SOCALIF | 230 | 24 | SCE Los Angeles Basin 230kV | 241
10368 | WESTMESA | NEW MEXICO | 230 | 10 | PNM: EHV and Gen | 100
81893 | mid_81893 | B.C.HYDRO | 230 | 50 | BC HYDRO | 500
81891 | mid_81891 | B.C.HYDRO | 230 | 50 | BC HYDRO | 500
81890 | mid_81890 | B.C.HYDRO | 230 | 50 | BC HYDRO | 500
81889 | mid_81889 | B.C.HYDRO | 230 | 50 | BC HYDRO | 500
81881 | mid_81881 | B.C.HYDRO | 230 | 50 | BC HYDRO | 500
81880 | mid_81880 | B.C.HYDRO | 230 | 50 | BC HYDRO | 500
81878 | mid_81878 | B.C.HYDRO | 230 | 50 | BC HYDRO | 500
24101 | OMAR | SOCALIF | 230 | 24 | SCE North of Magunden 230kV | 251
180900 | BREEZE | NEVADA | 230 | 18 | ZoneN2 | 182
81874 | mid_81874 | B.C.HYDRO | 230 | 50 | BC HYDRO | 500
81873 | mid_81873 | B.C.HYDRO | 230 | 50 | BC HYDRO | 500
81868 | mid_81868 | B.C.HYDRO | 230 | 50 | BC HYDRO | 500
81866 | mid_81866 | B.C.HYDRO | 230 | 50 | BC HYDRO | 500
81865 | mid_81865 | B.C.HYDRO | 230 | 50 | BC HYDRO | 500
81864 | mid_81864 | B.C.HYDRO | 230 | 50 | BC HYDRO | 500
24100 | OLINDA | SOCALIF | 230 | 24 | SCE Los Angeles Basin 230kV | 241
81861 | mid_81861 | B.C.HYDRO | 230 | 50 | BC HYDRO | 500
24099 | MOORPARK | SOCALIF | 230 | 24 | SCE Ventura/Santa Barbara | 259
81850 | mid_81850 | B.C.HYDRO | 230 | 50 | BC HYDRO | 500
81849 | mid_81849 | B.C.HYDRO | 230 | 50 | BC HYDRO | 500
81848 | mid_81848 | B.C.HYDRO | 230 | 50 | BC HYDRO | 500
81847 | mid_81847 | B.C.HYDRO | 230 | 50 | BC HYDRO | 500
81843 | mid_81843 | B.C.HYDRO | 230 | 50 | BC HYDRO | 500
24093 | MIRALOMW | SOCALIF | 230 | 24 | SCE Los Angeles Basin 230kV | 241
81837 | mid_81837 | B.C.HYDRO | 230 | 50 | BC HYDRO | 500
81836 | mid_81836 | B.C.HYDRO | 230 | 50 | BC HYDRO | 500
81835 | mid_81835 | B.C.HYDRO | 230 | 50 | BC HYDRO | 500
81834 | mid_81834 | B.C.HYDRO | 230 | 50 | BC HYDRO | 500
81833 | mid_81833 | B.C.HYDRO | 230 | 50 | BC HYDRO | 500
81830 | mid_81830 | B.C.HYDRO | 230 | 50 | BC HYDRO | 500
81829 | mid_81829 | B.C.HYDRO | 230 | 50 | BC HYDRO | 500
81824 | mid_81824 | B.C.HYDRO | 230 | 50 | BC HYDRO | 500
81823 | mid_81823 | B.C.HYDRO | 230 | 50 | BC HYDRO | 500
24091 | MESA CAL | SOCALIF | 230 | 24 | SCE Los Angeles Basin 230kV | 241
81812 | mid_81812 | B.C.HYDRO | 230 | 50 | BC HYDRO | 500
81811 | mid_81811 | B.C.HYDRO | 230 | 50 | BC HYDRO | 500
81810 | mid_81810 | B.C.HYDRO | 230 | 50 | BC HYDRO | 500
81809 | mid_81809 | B.C.HYDRO | 230 | 50 | BC HYDRO | 500
81808 | mid_81808 | B.C.HYDRO | 230 | 50 | BC HYDRO | 500
24087 | MAGUNDEN | SOCALIF | 230 | 24 | SCE North of Magunden 230kV | 251
81802 | mid_81802 | B.C.HYDRO | 230 | 50 | BC HYDRO | 500
81801 | mid_81801 | B.C.HYDRO | 230 | 50 | BC HYDRO | 500
81800 | mid_81800 | B.C.HYDRO | 230 | 50 | BC HYDRO | 500
81799 | mid_81799 | B.C.HYDRO | 230 | 50 | BC HYDRO | 500
81798 | mid_81798 | B.C.HYDRO | 230 | 50 | BC HYDRO | 500
10041 | BISTI | NEW MEXICO | 230 | 10 | PNM: Other | 108
24085 | LUGO | SOCALIF | 230 | 24 | SCE MAIN SYSTEM | 240
81786 | mid_81786 | B.C.HYDRO | 230 | 50 | BC HYDRO | 500
81785 | mid_81785 | B.C.HYDRO | 230 | 50 | BC HYDRO | 500
81776 | mid_81776 | B.C.HYDRO | 230 | 50 | BC HYDRO | 500
81775 | mid_81775 | B.C.HYDRO | 230 | 50 | BC HYDRO | 500
24084 | LITEHIPE | SOCALIF | 230 | 24 | SCE Los Angeles Basin 230kV | 241
81774 | mid_81774 | B.C.HYDRO | 230 | 50 | BC HYDRO | 500
24082 | LCIENEGA | SOCALIF | 230 | 24 | SCE Los Angeles Basin 230kV | 241
81769 | mid_81769 | B.C.HYDRO | 230 | 50 | BC HYDRO | 500
81768 | mid_81768 | B.C.HYDRO | 230 | 50 | BC HYDRO | 500
81767 | mid_81767 | B.C.HYDRO | 230 | 50 | BC HYDRO | 500
81765 | mid_81765 | B.C.HYDRO | 230 | 50 | BC HYDRO | 500
81764 | mid_81764 | B.C.HYDRO | 230 | 50 | BC HYDRO | 500
81763 | mid_81763 | B.C.HYDRO | 230 | 50 | BC HYDRO | 500
81760 | mid_81760 | B.C.HYDRO | 230 | 50 | BC HYDRO | 500
81759 | mid_81759 | B.C.HYDRO | 230 | 50 | BC HYDRO | 500
24076 | LAGUBELL | SOCALIF | 230 | 24 | SCE Los Angeles Basin 230kV | 241
81757 | mid_81757 | B.C.HYDRO | 230 | 50 | BC HYDRO | 500
81756 | mid_81756 | B.C.HYDRO | 230 | 50 | BC HYDRO | 500
81755 | mid_81755 | B.C.HYDRO | 230 | 50 | BC HYDRO | 500
81754 | mid_81754 | B.C.HYDRO | 230 | 50 | BC HYDRO | 500
24074 | LA FRESA | SOCALIF | 230 | 24 | SCE Los Angeles Basin 230kV | 241
81751 | mid_81751 | B.C.HYDRO | 230 | 50 | BC HYDRO | 500
81749 | mid_81749 | B.C.HYDRO | 230 | 50 | BC HYDRO | 500
81747 | mid_81747 | B.C.HYDRO | 230 | 50 | BC HYDRO | 500
81746 | mid_81746 | B.C.HYDRO | 230 | 50 | BC HYDRO | 500
81742 | mid_81742 | B.C.HYDRO | 230 | 50 | BC HYDRO | 500
45610 | BEVERLY 230 | NORTHWEST | 230 | 40 | Snohomish PUD | 468
24072 | JOHANNA | SOCALIF | 230 | 24 | SCE Orange County | 243
999882 | CHIMIR32 | SOCALIF | 230 | 24 | SCE Los Angeles Basin 230kV | 241
24069 | HUNTGBCH | SOCALIF | 230 | 24 | SCE Orange County | 243
81735 | mid_81735 | B.C.HYDRO | 230 | 50 | BC HYDRO | 500
81734 | mid_81734 | B.C.HYDRO | 230 | 50 | BC HYDRO | 500
81732 | mid_81732 | B.C.HYDRO | 230 | 50 | BC HYDRO | 500
81731 | mid_81731 | B.C.HYDRO | 230 | 50 | BC HYDRO | 500
81730 | mid_81730 | B.C.HYDRO | 230 | 50 | BC HYDRO | 500
81728 | mid_81728 | B.C.HYDRO | 230 | 50 | BC HYDRO | 500
45588 | PARISHGP | NORTHWEST | 230 | 40 | PAC:WLMT | 472
81727 | mid_81727 | B.C.HYDRO | 230 | 50 | BC HYDRO | 500
45543 | SWIFT 2 | NORTHWEST | 230 | 40 | Cowlitz County, WA | 457
24065 | HINSON | SOCALIF | 230 | 24 | SCE Los Angeles Basin 230kV | 241
98278 | mid_98278 | PACE | 230 | 65 | UT SIGURD | 657
24061 | HARBOR | SOCALIF | 230 | 24 | SCE Los Angeles Basin 230kV | 241
81717 | mid_81717 | B.C.HYDRO | 230 | 50 | BC HYDRO | 500
81716 | mid_81716 | B.C.HYDRO | 230 | 50 | BC HYDRO | 500
81704 | mid_81704 | B.C.HYDRO | 230 | 50 | BC HYDRO | 500
81703 | mid_81703 | B.C.HYDRO | 230 | 50 | BC HYDRO | 500
81171 | MLE 2B3 | B.C.HYDRO | 230 | 50 | BC HYDRO | 500
81152 | MLW 337P | B.C.HYDRO | 230 | 50 | BC HYDRO | 500
81148 | BDH 42P | B.C.HYDRO | 230 | 50 | BC HYDRO | 500
81144 | MLW 230 | B.C.HYDRO | 230 | 50 | BC HYDRO | 500
24059 | GOULD | SOCALIF | 230 | 24 | SCE Los Angeles Basin 230kV | 241
24058 | GOLETA | SOCALIF | 230 | 24 | SCE Ventura/Santa Barbara | 259
81025 | MKT 230 | B.C.HYDRO | 230 | 50 | BC HYDRO | 500
80960 | COK 39P2 | B.C.HYDRO | 230 | 50 | BC HYDRO | 500
24056 | ETIWANDA | SOCALIF | 230 | 24 | SCE Los Angeles Basin 230kV | 241
80959 | COK 39P1 | B.C.HYDRO | 230 | 50 | BC HYDRO | 500
24049 | ELSEGNDO | SOCALIF | 230 | 24 | SCE Los Angeles Basin 230kV | 241
80914 | GTP 230 | B.C.HYDRO | 230 | 50 | BC HYDRO | 500
24044 | ELLIS | SOCALIF | 230 | 24 | SCE Orange County | 243
80855 | SRN 348P | B.C.HYDRO | 230 | 50 | BC HYDRO | 500
80853 | GBH 348P | B.C.HYDRO | 230 | 50 | BC HYDRO | 500
80851 | MML 230 | B.C.HYDRO | 230 | 50 | BC HYDRO | 500
24041 | ELDORDO | SOCALIF | 230 | 24 | SCE Eldorado 230kV | 958
80707 | SGB 230 | B.C.HYDRO | 230 | 50 | BC HYDRO | 500
24040 | EL NIDO | SOCALIF | 230 | 24 | SCE Los Angeles Basin 230kV | 241
80702 | MSA 230A | B.C.HYDRO | 230 | 50 | BC HYDRO | 500
80674 | FLW 230 | B.C.HYDRO | 230 | 50 | BC HYDRO | 500
80644 | MNK 230 | B.C.HYDRO | 230 | 50 | BC HYDRO | 500
80640 | AAL 2B1 | B.C.HYDRO | 230 | 50 | BC HYDRO | 500
24036 | EAGLROCK | SOCALIF | 230 | 24 | SCE Los Angeles Basin 230kV | 241
80560 | PSY 230 | B.C.HYDRO | 230 | 50 | BC HYDRO | 500
80559 | TIS 230 | B.C.HYDRO | 230 | 50 | BC HYDRO | 500
80556 | BDH 230 | B.C.HYDRO | 230 | 50 | BC HYDRO | 500
80554 | JMC 230 | B.C.HYDRO | 230 | 50 | BC HYDRO | 500
80552 | ULR 230 | B.C.HYDRO | 230 | 50 | BC HYDRO | 500
24029 | DELAMO | SOCALIF | 230 | 24 | SCE Los Angeles Basin 230kV | 241
80472 | QTY 230 | B.C.HYDRO | 230 | 50 | BC HYDRO | 500
80471 | MKL 230 | B.C.HYDRO | 230 | 50 | BC HYDRO | 500
80459 | ZBW 230 | B.C.HYDRO | 230 | 50 | BC HYDRO | 500
24025 | CHINO | SOCALIF | 230 | 24 | SCE Los Angeles Basin 230kV | 241
80355 | FCN 2B2 | B.C.HYDRO | 230 | 50 | BC HYDRO | 500
24021 | CENTER | SOCALIF | 230 | 24 | SCE Los Angeles Basin 230kV | 241
24019 | CAMINO | SOCALIF | 230 | 24 | MWD Colorado River Aqueduct | 949
80255 | SVA 2B6 | B.C.HYDRO | 230 | 50 | BC HYDRO | 500
45331 | WALLULA | NORTHWEST | 230 | 40 | PAC:WULA | 412
80222 | RBF 2B1 | B.C.HYDRO | 230 | 50 | BC HYDRO | 500
80200 | HMH 2B4 | B.C.HYDRO | 230 | 50 | BC HYDRO | 500
80192 | SLS 230 | B.C.HYDRO | 230 | 50 | BC HYDRO | 500
45327 | WALAWALA | NORTHWEST | 230 | 40 | PAC:WALA | 413
80175 | TKW 2B3 | B.C.HYDRO | 230 | 50 | BC HYDRO | 500
80155 | ESQ 2B2 | B.C.HYDRO | 230 | 50 | BC HYDRO | 500
45317 | UNIONGAP | NORTHWEST | 230 | 40 | PAC:YKMA | 477
80135 | HWW 230B | B.C.HYDRO | 230 | 50 | BC HYDRO | 500
24016 | BARRE | SOCALIF | 230 | 24 | SCE Orange County | 243
80134 | HWW 230A | B.C.HYDRO | 230 | 50 | BC HYDRO | 500
45301 | TROUTPP1 | NORTHWEST | 230 | 40 | PAC:PTLD | 489
80075 | BND 40P | B.C.HYDRO | 230 | 50 | BC HYDRO | 500
80007 | CYP 2B3 | B.C.HYDRO | 230 | 50 | BC HYDRO | 500
24015 | ARCO SC | SOCALIF | 230 | 24 | SCE Los Angeles Basin 230kV | 241
80006 | LYN 2B2 | B.C.HYDRO | 230 | 50 | BC HYDRO | 500
24008 | ALMITOSW | SOCALIF | 230 | 24 | SCE Los Angeles Basin 230kV | 241
45287 | SWIFT 1 | NORTHWEST | 230 | 40 | PAC:LWSR | 419
24006 | ALMITOSE | SOCALIF | 230 | 24 | SCE Los Angeles Basin 230kV | 241
23930 | Q1670_HV | SANDIEGO | 230 | 22 | SDG&E Construction Metro | 222
23707 | OM GEN4_HV | SANDIEGO | 230 | 22 | SDG&E Bulk Power | 227
79250 | AMATLAS | WAPA R.M. | 230 | 73 | ZoneR4 | 790
45245 | POMONA H | NORTHWEST | 230 | 40 | PAC:YKMA | 477
45239 | PILOTBT | NORTHWEST | 230 | 40 | PAC:C.OR | 474
23592 | DW GEN8_HV | SANDIEGO | 230 | 22 | SDG&E Bulk Power | 227
45229 | OUTLOOK | NORTHWEST | 230 | 40 | PAC:YKMA | 477
23591 | DW GEN8_Tap | SANDIEGO | 230 | 22 | SDG&E Bulk Power | 227
79163 | MORROWPT | WAPA R.M. | 230 | 73 | ZoneR4 | 790
79142 | HDN EAST | WAPA R.M. | 230 | 73 | Zone69 | 791
23587 | DW GEN7_MP1 | SANDIEGO | 230 | 22 | SDG&E Bulk Power | 227
79126 | FLAMGORG | WAPA R.M. | 230 | 73 | ZoneR4 | 790
23460 | DW GEN3 | SANDIEGO | 230 | 22 | SDG&E Bulk Power | 227
79091 | FOIDELCK | PSCOLORADO | 230 | 70 | ZoneRW | 708
23439 | DW GEN246 TR | SANDIEGO | 230 | 22 | SDG&E Bulk Power | 227
45195 | MERIDINP | NORTHWEST | 230 | 40 | PAC:MDFD | 470
23438 | Q1166_HV | SANDIEGO | 230 | 22 | SDG&E Bulk Power | 227
45189 | MALIN | NORTHWEST | 230 | 40 | PAC:KFAL | 484
23433 | DW GEN 2 4 6 | SANDIEGO | 230 | 22 | SDG&E Bulk Power | 227
45183 | LONEPINE | NORTHWEST | 230 | 40 | PAC:MDFD | 470
79070 | NORTHFRK | WAPA R.M. | 230 | 73 | ZoneR4 | 790
79069 | WOLCOTT | PSCOLORADO | 230 | 70 | ZoneRW | 708
79065 | STEAMBT | PSCOLORADO | 230 | 70 | ZoneRW | 708
79063 | SHIPROCK | WAPA R.M. | 230 | 73 | WAPA-RMRAZ | 792
79061 | SHIP PS | WAPA R.M. | 230 | 73 | ZoneR4 | 790
79059 | RIFLE WA | WAPA R.M. | 230 | 73 | ZoneR4 | 790
79057 | RIFLE_CU | PSCOLORADO | 230 | 70 | ZoneRW | 708
79054 | PONCHABR | WAPA R.M. | 230 | 73 | Zone69 | 791
45162 | DR W TP | NORTHWEST | 230 | 40 | PAC:DALR | 475
999917 | SANPIT11 | PG AND E | 230 | 30 | Conf Load (Diablo) | 308
45161 | KLAFALLS | NORTHWEST | 230 | 40 | PAC:KFAL | 484
79045 | LOSTCANY | WAPA R.M. | 230 | 73 | ZoneR4 | 790
45160 | DR E TP | NORTHWEST | 230 | 40 | PAC:DALR | 475
79039 | HDN WEST | WAPA R.M. | 230 | 73 | Zone69 | 791
45153 | ISTHMUS | NORTHWEST | 230 | 40 | PAC:CBAY | 473
23306 | IV GEN3 | SANDIEGO | 230 | 22 | SDG&E Bulk Power | 227
79021 | CURECANT | WAPA R.M. | 230 | 73 | ZoneR4 | 790
79013 | CRAIG | WAPA R.M. | 230 | 73 | ZoneR4 | 790
23300 | DREW | SANDIEGO | 230 | 22 | SDG&E Bulk Power | 227
999913 | MONHIC11 | PG AND E | 230 | 30 | Conf Load (San Jose) | 318
45137 | HERMISTN | NORTHWEST | 230 | 40 | PAC:HERM | 415
79004 | BASALT | PSCOLORADO | 230 | 70 | ZoneRW | 708
78863 | HORIZON | PSCOLORADO | 230 | 70 | CSU | 785
45129 | HAT ROCK | NORTHWEST | 230 | 40 | PAC:HERM | 415
23293 | DW GEN1 230 | SANDIEGO | 230 | 22 | SDG&E Bulk Power | 227
45128 | COVE 230 | NORTHWEST | 230 | 40 | PAC:C.OR | 474
78859 | WILLIAMSCRK | PSCOLORADO | 230 | 70 | CSU | 785
78858 | STETSON | PSCOLORADO | 230 | 70 | CSU | 785
78856 | KELKER S | PSCOLORADO | 230 | 70 | CSU | 785
78855 | KELKER N | PSCOLORADO | 230 | 70 | CSU | 785
78854 | FULLER | PSCOLORADO | 230 | 70 | CSU | 785
45123 | GRANT PS | NORTHWEST | 230 | 40 | PAC:GRPS | 481
23292 | DW GEN7_230K | SANDIEGO | 230 | 22 | SDG&E Bulk Power | 227
78853 | FRTRANGE | PSCOLORADO | 230 | 70 | CSU | 785
78852 | CTTNWD S | PSCOLORADO | 230 | 70 | CSU | 785
78851 | CTTNWD N | PSCOLORADO | 230 | 70 | CSU | 785
78850 | CLAREMNT | PSCOLORADO | 230 | 70 | CSU | 785
23291 | DW GEN1 | SANDIEGO | 230 | 22 | SDG&E Bulk Power | 227
45113 | GLENDL | NORTHWEST | 230 | 40 | PAC:GRPS | 481
45111 | FRY | NORTHWEST | 230 | 40 | PAC:WLMT | 472
45103 | HURICANE | NORTHWEST | 230 | 40 | PAC:ENTR | 416
23284 | DW GEN5 | SANDIEGO | 230 | 22 | SDG&E Bulk Power | 227
23168 | DUNAWAY | SANDIEGO | 230 | 22 | SDG&E Bulk Power | 227
45093 | DIXONVLE | NORTHWEST | 230 | 40 | PAC:ROSE | 471
999921 | EMBPTR11 | PG AND E | 230 | 30 | Conf Load (S.F.) | 309
45089 | DIA HILL | NORTHWEST | 230 | 40 | PAC:JCTN | 483
78120 | FORDHAM | PSCOLORADO | 230 | 70 | PRPA | 780
23161 | PIO PICO | SANDIEGO | 230 | 22 | SDG&E Construction Metro | 222
45075 | DALREED | NORTHWEST | 230 | 40 | PAC:DALR | 475
23150 | DU GEN1 Bus | SANDIEGO | 230 | 22 | SDG&E Bulk Power | 227
78105 | LONGPEAK | PSCOLORADO | 230 | 70 | PRPA | 780
78102 | GATEWY | PSCOLORADO | 230 | 70 | PRPA | 780
78100 | BOYD | PSCOLORADO | 230 | 70 | PRPA | 780
23105 | ECO_GEN1_G2_ | SANDIEGO | 230 | 22 | SDG&E Bulk Power | 227
78090 | HORSESHO | PSCOLORADO | 230 | 70 | PRPA | 780
45063 | COPCO | NORTHWEST | 230 | 40 | PAC:KFAL | 484
78089 | PORTNER | PSCOLORADO | 230 | 70 | PRPA | 780
78088 | HARMONY | PSCOLORADO | 230 | 70 | PRPA | 780
78087 | CAREY_TS | PSCOLORADO | 230 | 70 | PRPA | 780
23103 | ECO_GEN1_HV | SANDIEGO | 230 | 22 | SDG&E Bulk Power | 227
78085 | TIMBERLN | PSCOLORADO | 230 | 70 | PRPA | 780
45051 | COLD SPR | NORTHWEST | 230 | 40 | PAC:HERM | 415
78075 | DIXON CK | PSCOLORADO | 230 | 70 | PRPA | 780
78072 | COLLEGLK | PSCOLORADO | 230 | 70 | PRPA | 780
45047 | CHILQUIN | NORTHWEST | 230 | 40 | PAC:KFAL | 484
22998 | INTB | SANDIEGO | 230 | 22 | SDG&E Bulk Power | 227
78070 | LAPORTE | PSCOLORADO | 230 | 70 | PRPA | 780
78050 | RD_WIND | PSCOLORADO | 230 | 70 | PRPA | 780
78010 | RAWHIDE | PSCOLORADO | 230 | 70 | PRPA | 780
22984 | IV GEN1 230 | SANDIEGO | 230 | 22 | SDG&E Bulk Power | 227
76412 | SUNDANCE | WAPA R.M. | 230 | 73 | ZoneBK | 751
45031 | CALAPOYA | NORTHWEST | 230 | 40 | PAC:JCTN | 483
76410 | WYOMONT | WAPA R.M. | 230 | 73 | ZoneBK | 751
76409 | DECKER | WAPA R.M. | 230 | 73 | ZoneBK | 751
76402 | DRYFORK | WAPA R.M. | 230 | 73 | ZoneBK | 751
76401 | BARBERCK | WAPA R.M. | 230 | 73 | ZoneEW | 753
76400 | PUMPKIN_BTS | WAPA R.M. | 230 | 73 | ZoneEW | 753
76351 | RCDC W | WAPA R.M. | 230 | 73 | ZoneBK | 751
45025 | BOYLE | NORTHWEST | 230 | 40 | PAC:KFAL | 484
76312 | TONGRIVR | WAPA R.M. | 230 | 73 | ZoneBK | 751
74601 | G14_230 | WAPA R.M. | 230 | 73 | ZoneBK | 751
74600 | G14_TAP | WAPA R.M. | 230 | 73 | ZoneBK | 751
74068 | WESTRC | WAPA R.M. | 230 | 73 | ZoneBK | 751
74058 | SGBRUSH | WAPA R.M. | 230 | 73 | ZoneBK | 751
74035 | MINNKHAT | WAPA R.M. | 230 | 73 | ZoneBK | 751
74030 | DONKYCRK | WAPA R.M. | 230 | 73 | ZoneBK | 751
44996 | HANNATAP | NORTHWEST | 230 | 40 | PAC:ROSE | 471
74027 | RCSOUTH1 | WAPA R.M. | 230 | 73 | ZoneBK | 751
44995 | NICKLMTN | NORTHWEST | 230 | 40 | PAC:ROSE | 471
73638 | HAMBONE TAP | WAPA R.M. | 230 | 73 | ZoneCS | 757
73632 | YELLOWTL WST | WAPA R.M. | 230 | 73 | ZoneBH | 750
73616 | NORTH PARK | WAPA R.M. | 230 | 73 | ZoneWC | 755
73579 | SPRNGCAN | WAPA R.M. | 230 | 73 | ZoneEC | 752
22931 | ECO | SANDIEGO | 230 | 22 | SDG&E Bulk Power | 227
73572 | MIRACLEM | WAPA R.M. | 230 | 73 | ZoneEW | 753
73571 | SNOWYRNG | WAPA R.M. | 230 | 73 | ZoneEW | 753
44912 | TALBOT | NORTHWEST | 230 | 40 | PAC:WALA | 413
73551 | W CANON | WAPA R.M. | 230 | 73 | Zone69 | 791
73548 | GOSH COUNTY | WAPA R.M. | 230 | 73 | ZoneEW | 753
44911 | MARENGO | NORTHWEST | 230 | 40 | PAC:WALA | 413
73536 | CHEYENNE | WAPA R.M. | 230 | 73 | ZoneEW | 753
999925 | TESRAV11 | PG AND E | 230 | 30 | Conf Load (Peninsula) | 310
73531 | LINCOLNT | WAPA R.M. | 230 | 73 | ZoneEC | 752
44900 | DIXNV230 | NORTHWEST | 230 | 40 | PAC:ROSE | 471
73488 | TERRY RANCH | WAPA R.M. | 230 | 73 | ZoneEW | 753
22893 | SNCRS SVC HV | SANDIEGO | 230 | 22 | SDG&E Bulk Power | 227
44894 | WHTSTNE | NORTHWEST | 230 | 40 | PAC:MDFD | 470
44860 | MARENGO2 | NORTHWEST | 230 | 40 | PAC:WALA | 413
73413 | MIDWAYBR | WAPA R.M. | 230 | 73 | ZoneCS | 757
44856 | FPL2HT | NORTHWEST | 230 | 40 | PAC:WALA | 413
44637 | CATALINA | NORTHWEST | 230 | 40 | PAC:C.OR | 474
22886 | SUNCREST | SANDIEGO | 230 | 22 | SDG&E Bulk Power | 227
44609 | WALAWALA CAP | NORTHWEST | 230 | 40 | PAC:WALA | 413
44569 | PONDROSA | NORTHWEST | 230 | 40 | PAC:C.OR | 474
44568 | CORAL | NORTHWEST | 230 | 40 | PAC:C.OR | 474
44567 | OCHOCO | NORTHWEST | 230 | 40 | PAC:C.OR | 474
44566 | FRIEND_230 | NORTHWEST | 230 | 40 | PAC:C.OR | 474
73294 | HUGHES | WAPA R.M. | 230 | 73 | ZoneBK | 751
73283 | YELOWCRK | WAPA R.M. | 230 | 73 | ZoneBK | 751
73276 | TEKLA | WAPA R.M. | 230 | 73 | ZoneBK | 751
73229 | YELLOWTL EST | WAPA R.M. | 230 | 73 | ZoneBH | 750
22844 | TALEGA | SANDIEGO | 230 | 22 | SDG&E Orange County | 226
73224 | WRAY | WAPA R.M. | 230 | 73 | ZoneEC | 752
73212 | WELD LM | WAPA R.M. | 230 | 73 | ZoneFH | 754
44517 | SNOGOOSE | NORTHWEST | 230 | 40 | PAC:KFAL | 484
14647 | DBGAPS | APS | 230 | 14 | APS | 141
44276 | BETTAS_RD | NORTHWEST | 230 | 40 | Central Washington | 403
73192 | STORY | WAPA R.M. | 230 | 73 | ZoneEC | 752
73190 | STEGALL | WAPA R.M. | 230 | 73 | ZoneWN | 756
44201 | LIBBY_PH2 | NORTHWEST | 230 | 40 | Western Montana | 486
73188 | STEGALDC | WAPA R.M. | 230 | 73 | ZoneWN | 756
44200 | LIBBY_PH1 | NORTHWEST | 230 | 40 | Western Montana | 486
73186 | LOOKOUT1 | WAPA R.M. | 230 | 73 | ZoneBK | 751
78857 | RD_NIXON | PSCOLORADO | 230 | 70 | CSU | 785
22832 | SYCAMORE | SANDIEGO | 230 | 22 | SDG&E Beach Cities | 221
73181 | SIDNEYDC | WAPA R.M. | 230 | 73 | ZoneWN | 756
78860 | BRIARGATE | PSCOLORADO | 230 | 70 | CSU | 785
78861 | WC_XFMRMP | PSCOLORADO | 230 | 70 | CSU | 785
44165 | CHEF_JO_PH4 | NORTHWEST | 230 | 40 | Central Washington | 403
73180 | SIDNEY | WAPA R.M. | 230 | 73 | ZoneWN | 756
44164 | CHEF_JO_PH3 | NORTHWEST | 230 | 40 | Central Washington | 403
44163 | CHEF_JO_PH2 | NORTHWEST | 230 | 40 | Central Washington | 403
44162 | CHEF_JO_PH1 | NORTHWEST | 230 | 40 | Central Washington | 403
44127 | MCNARY_PH5 | NORTHWEST | 230 | 40 | Lower Columbia Basin | 404
73168 | RENO | WAPA R.M. | 230 | 73 | ZoneBK | 751
44126 | MCNARY_PH4 | NORTHWEST | 230 | 40 | Lower Columbia Basin | 404
44125 | MCNARY_PH34# | NORTHWEST | 230 | 40 | Lower Columbia Basin | 404
73164 | LANGE | WAPA R.M. | 230 | 73 | ZoneBK | 751
44124 | MCNARY_PH3 | NORTHWEST | 230 | 40 | Lower Columbia Basin | 404
44123 | MCNARY_PH2 | NORTHWEST | 230 | 40 | Lower Columbia Basin | 404
44122 | MCNARY_PH1 | NORTHWEST | 230 | 40 | Lower Columbia Basin | 404
22785 | EA GEN1 230 | SANDIEGO | 230 | 22 | SDG&E North Coast | 224
73148 | OSAGE | WAPA R.M. | 230 | 73 | ZoneBK | 751
22771 | BAY BLVD | SANDIEGO | 230 | 22 | SDG&E Construction Metro | 222
14642 | OCO C | APS | 230 | 14 | APS | 141
73143 | N.YUMA | WAPA R.M. | 230 | 73 | ZoneEC | 752
44060 | T_DALES_PH6 | NORTHWEST | 230 | 40 | Lower Columbia Basin | 404
44059 | T_DALES_PH5 | NORTHWEST | 230 | 40 | Lower Columbia Basin | 404
73138 | MT.ELBRT | WAPA R.M. | 230 | 73 | ZoneWC | 755
44058 | T_DALES_PH4 | NORTHWEST | 230 | 40 | Lower Columbia Basin | 404
44057 | T_DALES_PH3 | NORTHWEST | 230 | 40 | Lower Columbia Basin | 404
44017 | BONVILE_PH4 | NORTHWEST | 230 | 40 | Portland Area | 401
44016 | BONVILE_PH3 | NORTHWEST | 230 | 40 | Portland Area | 401
14641 | OCO N | APS | 230 | 14 | APS | 141
44015 | BONVILE_PH2 | NORTHWEST | 230 | 40 | Portland Area | 401
44014 | BONVILE_PH1 | NORTHWEST | 230 | 40 | Portland Area | 401
73107 | LAR.RIVR | WAPA R.M. | 230 | 73 | ZoneEW | 753
22716 | SANLUSRY | SANDIEGO | 230 | 22 | SDG&E North Coast | 224
14640 | OCO S | APS | 230 | 14 | APS | 141
43950 | MULLAN | NORTHWEST | 230 | 40 | Portland General - BES S/S | 451
22710 | SANLUSRY SC | SANDIEGO | 230 | 22 | SDG&E North Coast | 224
43915 | PORTW2SR2 | NORTHWEST | 230 | 40 | Portland General - Generation | 450
43912 | PORTW2SR1 | NORTHWEST | 230 | 40 | Portland General - Generation | 450
73087 | WESTHILL | WAPA R.M. | 230 | 73 | ZoneBK | 751
43909 | PORTW | NORTHWEST | 230 | 40 | Portland General - BES S/S | 451
43906 | PORTW_STR | NORTHWEST | 230 | 40 | Portland General - BES S/S | 451
22652 | PENSQTOS | SANDIEGO | 230 | 22 | SDG&E Beach Cities | 221
73036 | BURLNGTN | WAPA R.M. | 230 | 73 | ZoneEC | 752
73018 | B.SANDY | WAPA R.M. | 230 | 73 | ZoneEC | 752
73016 | B.CK TRI | WAPA R.M. | 230 | 73 | ZoneEC | 752
22609 | OTAYMESA | SANDIEGO | 230 | 22 | SDG&E Construction Metro | 222
73011 | AULT | WAPA R.M. | 230 | 73 | ZoneFH | 754
73009 | ARCHER | WAPA R.M. | 230 | 73 | ZoneEW | 753
22597 | OLDTWNTP | SANDIEGO | 230 | 22 | SDG&E Construction Metro | 222
72818 | WL_CHILD | WAPA R.M. | 230 | 73 | ZoneEW | 753
43773 | PEARL # | NORTHWEST | 230 | 40 | Portland General - BES NODE | 452
22596 | OLD TOWN | SANDIEGO | 230 | 22 | SDG&E Beach Cities | 221
365511 | TRNQ8GVS | PG AND E | 230 | 30 | Conf Load (Yosemite) | 313
72736 | NIYOL_HV1 | WAPA R.M. | 230 | 73 | ZoneEC | 752
72716 | CROSSTRL | WAPA R.M. | 230 | 73 | ZoneEC | 752
72715 | WINDTLKR | WAPA R.M. | 230 | 73 | ZoneEC | 752
72711 | KITCARSN | WAPA R.M. | 230 | 73 | ZoneEC | 752
72710 | LANDSMCK | WAPA R.M. | 230 | 73 | ZoneEC | 752
72700 | CAROUSEL | WAPA R.M. | 230 | 73 | ZoneEC | 752
72202 | ARNOLD | WAPA R.M. | 230 | 73 | ZoneFH | 754
22504 | MISSION | SANDIEGO | 230 | 22 | SDG&E Beach Cities | 221
72201 | SIPRES | WAPA R.M. | 230 | 73 | ZoneFH | 754
72200 | ERIE SW | WAPA R.M. | 230 | 73 | ZoneFH | 754
43740 | HORIZN | NORTHWEST | 230 | 40 | Portland General - BES S/S | 451
22467 | MLSXTAP | SANDIEGO | 230 | 22 | SDG&E Construction Metro | 222
70991 | SPNPEAKS | PSCOLORADO | 230 | 70 | ZoneRS | 704
70990 | VALENT | PSCOLORADO | 230 | 70 | ZoneRS | 704
70963 | mid pt | PSCOLORADO | 230 | 70 | ZoneRS | 704
22466 | MLMS3TAP | SANDIEGO | 230 | 22 | SDG&E Construction Metro | 222
70961 | mid pt | PSCOLORADO | 230 | 70 | ZoneRS | 704
70958 | mid pt | PSCOLORADO | 230 | 70 | ZoneWP | 712
70956 | mid pt | PSCOLORADO | 230 | 70 | ZoneWP | 712
70942 | COMAN230_S1 | PSCOLORADO | 230 | 70 | ZoneRS | 704
43685 | BLUELAKE | NORTHWEST | 230 | 40 | Portland General - BES S/S | 451
70927 | HARTSELT | PSCOLORADO | 230 | 70 | ZoneRM | 709
22464 | MIGUEL | SANDIEGO | 230 | 22 | SDG&E Bulk Power | 227
70875 | BIGHORN_S1_3 | PSCOLORADO | 230 | 70 | ZoneRS | 704
70862 | AVERY_PS | PSCOLORADO | 230 | 70 | ZoneRN | 706
70856 | SUN_MOUNTAIN | PSCOLORADO | 230 | 70 | ZoneRS | 704
70833 | CEDARCK2 | PSCOLORADO | 230 | 70 | ZoneRN | 706
70822 | CEDARCK_CAP | PSCOLORADO | 230 | 70 | ZoneRN | 706
70821 | CEDARCK_1 | PSCOLORADO | 230 | 70 | ZoneRN | 706
70820 | KEENESBURG | PSCOLORADO | 230 | 70 | ZoneRN | 706
70819 | MTNBREEZE | PSCOLORADO | 230 | 70 | ZoneRN | 706
70759 | THUNDERWOLF | PSCOLORADO | 230 | 70 | ZoneRS | 704
70718 | SPNGCAN1_230 | PSCOLORADO | 230 | 70 | ZoneRN | 706
70711 | PTZLOGN | PSCOLORADO | 230 | 70 | ZoneRN | 706
70705 | TWNBUTTE | PSCOLORADO | 230 | 70 | ZoneWP | 712
70700 | CO_GRN | PSCOLORADO | 230 | 70 | ZoneWP | 712
70679 | CEDARPT_GENS | PSCOLORADO | 230 | 70 | ZoneRD | 700
70678 | CEDARPT | PSCOLORADO | 230 | 70 | ZoneRD | 700
70677 | CEDARPT_W2_3 | PSCOLORADO | 230 | 70 | ZoneRD | 700
70676 | CEDARPT_W1_3 | PSCOLORADO | 230 | 70 | ZoneRD | 700
70660 | GOLDEN_WEST | PSCOLORADO | 230 | 70 | ZoneCS | 757
70652 | MIRASOL | PSCOLORADO | 230 | 70 | ZoneRS | 704
70638 | GREENHSE | PSCOLORADO | 230 | 70 | ZoneRN | 706
22430 | SILVERGT | SANDIEGO | 230 | 22 | SDG&E Construction Metro | 222
43601 | TROJAN_V82 | NORTHWEST | 230 | 40 | Portland General - BES S/S | 451
70623 | MIS_SITE | PSCOLORADO | 230 | 70 | ZoneRD | 700
70618 | TITAN230 | PSCOLORADO | 230 | 70 | ZoneRD | 700
43600 | SPRNGVIL | NORTHWEST | 230 | 40 | Portland General - BES NODE | 452
70610 | REUNION | PSCOLORADO | 230 | 70 | ZoneRD | 700
43599 | TROJAN_V81 | NORTHWEST | 230 | 40 | Portland General - BES S/S | 451
70609 | SILVSADL | PSCOLORADO | 230 | 70 | ZoneRD | 700
43597 | TROJAN | NORTHWEST | 230 | 40 | Portland General - BES S/S | 451
70605 | HENRYLAK | PSCOLORADO | 230 | 70 | ZoneRN | 706
70596 | HARVEST_MI | PSCOLORADO | 230 | 70 | ZoneRD | 700
70592 | SPNDLE | PSCOLORADO | 230 | 70 | ZoneRB | 703
70590 | RMEC | PSCOLORADO | 230 | 70 | ZoneRD | 700
70574 | MOONGLCH | PSCOLORADO | 230 | 70 | ZoneRB | 703
70570 | PLNENDSS | PSCOLORADO | 230 | 70 | ZoneRD | 700
70560 | LAMAR_DC | PSCOLORADO | 230 | 70 | ZoneWP | 712
70551 | MURPHY | PSCOLORADO | 230 | 70 | ZoneRD | 700
70545 | BRICKCTR | PSCOLORADO | 230 | 70 | ZoneRD | 700
70544 | ISABELLE | PSCOLORADO | 230 | 70 | ZoneRB | 703
70543 | SIMMS | PSCOLORADO | 230 | 70 | ZoneRB | 703
70539 | CHMBERS | PSCOLORADO | 230 | 70 | ZoneRD | 700
70535 | COOLEYMA | PSCOLORADO | 230 | 70 | ZoneRW | 708
22358 | IV PFC | SANDIEGO | 230 | 22 | SDG&E Bulk Power | 227
70533 | LEMON | PSCOLORADO | 230 | 70 | ZoneRD | 700
70532 | POWHATON | PSCOLORADO | 230 | 70 | ZoneRD | 700
70530 | PICADIL | PSCOLORADO | 230 | 70 | ZoneRD | 700
70529 | JLGREEN | PSCOLORADO | 230 | 70 | ZoneRN | 706
70528 | SPRUCE | PSCOLORADO | 230 | 70 | ZoneRD | 700
43541 | ST MARYS | NORTHWEST | 230 | 40 | Portland General - BES S/S | 451
70527 | SANTEFE | PSCOLORADO | 230 | 70 | ZoneRD | 700
70526 | IMBODEN | PSCOLORADO | 230 | 70 | ZoneRD | 700
22357 | IV PFC1 | SANDIEGO | 230 | 22 | SDG&E Bulk Power | 227
70524 | SULPHUR | PSCOLORADO | 230 | 70 | ZoneRD | 700
43527 | SHERWOOD | NORTHWEST | 230 | 40 | Portland General - BES S/S | 451
22356 | IMPRLVLY | SANDIEGO | 230 | 22 | SDG&E Bulk Power | 227
70513 | HOMESTEA | PSCOLORADO | 230 | 70 | ZoneRD | 700
70512 | JEWELL1 | PSCOLORADO | 230 | 70 | ZoneRD | 700
70497 | HIGHPT_TP | PSCOLORADO | 230 | 70 | ZoneRD | 700
70496 | HIGHPT | PSCOLORADO | 230 | 70 | ZoneRD | 700
70491 | TOLGATE | PSCOLORADO | 230 | 70 | ZoneRD | 700
70488 | JMSHAFER | PSCOLORADO | 230 | 70 | ZoneRN | 706
70481 | MONACO12 | PSCOLORADO | 230 | 70 | ZoneRD | 700
70480 | WESTPS | PSCOLORADO | 230 | 70 | ZoneRD | 700
70474 | WINDSOR | PSCOLORADO | 230 | 70 | ZoneRN | 706
70471 | WELD_PS | PSCOLORADO | 230 | 70 | ZoneRN | 706
22261 | PEN | SANDIEGO | 230 | 22 | SDG&E Northeast | 225
43483 | ROUNDB N | NORTHWEST | 230 | 40 | Portland General - BES S/S | 451
43482 | ROUNDB S | NORTHWEST | 230 | 40 | Portland General - BES S/S | 451
70464 | WATERTON | PSCOLORADO | 230 | 70 | ZoneRD | 700
70461 | WASHINGT | PSCOLORADO | 230 | 70 | ZoneRD | 700
70459 | WALSENBG | PSCOLORADO | 230 | 70 | ZoneRS | 704
22260 | ESCNDIDO | SANDIEGO | 230 | 22 | SDG&E Northeast | 225
70447 | VALMONT | PSCOLORADO | 230 | 70 | ZoneRB | 703
70438 | UINTAH | PSCOLORADO | 230 | 70 | ZoneRW | 708
70432 | TOWER | PSCOLORADO | 230 | 70 | ZoneRD | 700
22232 | ENCINA | SANDIEGO | 230 | 22 | SDG&E North Coast | 224
70428 | TECH_CTR | PSCOLORADO | 230 | 70 | ZoneRD | 700
70427 | TARRYALL | PSCOLORADO | 230 | 70 | ZoneRS | 704
43459 | RIVRGATE | NORTHWEST | 230 | 40 | Portland General - BES S/S | 451
70417 | SULLIVN1 | PSCOLORADO | 230 | 70 | ZoneRD | 700
70410 | ST.VRAIN | PSCOLORADO | 230 | 70 | ZoneRN | 706
80080 | WHY 2B3 | B.C.HYDRO | 230 | 50 | BC HYDRO | 500
80081 | MLE 2B1 | B.C.HYDRO | 230 | 50 | BC HYDRO | 500
22227 | ENCINATP | SANDIEGO | 230 | 22 | SDG&E Beach Cities | 221
70399 | B.CRK_PS | PSCOLORADO | 230 | 70 | ZoneRN | 706
70396 | SMOKYHIL | PSCOLORADO | 230 | 70 | ZoneRD | 700
70393 | PONCHA_PS | PSCOLORADO | 230 | 70 | ZoneRM | 709
70392 | SKYRANCH | PSCOLORADO | 230 | 70 | ZoneRD | 700
70375 | SANLSVLY | PSCOLORADO | 230 | 70 | ZoneSL | 710
70369 | RUSSELL | PSCOLORADO | 230 | 70 | ZoneRD | 700
80141 | GOW 2B2 | B.C.HYDRO | 230 | 50 | BC HYDRO | 500
43409 | PELTON | NORTHWEST | 230 | 40 | Portland General - BES S/S | 451
70365 | SULLIVN2 | PSCOLORADO | 230 | 70 | ZoneRD | 700
70362 | RIVERDAL | PSCOLORADO | 230 | 70 | ZoneRD | 700
70358 | RIFLE_PS | PSCOLORADO | 230 | 70 | ZoneRW | 708
70357 | BENCH | PSCOLORADO | 230 | 70 | ZoneRW | 708
70356 | WEELERPS | PSCOLORADO | 230 | 70 | ZoneRW | 708
70355 | RIDGE | PSCOLORADO | 230 | 70 | ZoneRD | 700
14290 | AVERY E | APS | 230 | 14 | APS | 141
70343 | QUINCY | PSCOLORADO | 230 | 70 | ZoneRD | 700
70331 | PRAIRIE1 | PSCOLORADO | 230 | 70 | ZoneRD | 700
70324 | LACOMBE | PSCOLORADO | 230 | 70 | ZoneRD | 700
14284 | PVRUX | APS | 230 | 14 | APS | 141
70323 | PRAIRIE3 | PSCOLORADO | 230 | 70 | ZoneRD | 700
70313 | ORCHARD | PSCOLORADO | 230 | 70 | ZoneRD | 700
43348 | MURRAY H | NORTHWEST | 230 | 40 | Portland General - BES S/S | 451
70311 | PAWNEE | PSCOLORADO | 230 | 70 | ZoneRN | 706
70309 | PARACHUT | PSCOLORADO | 230 | 70 | ZoneRW | 708
70299 | STKGULCH | PSCOLORADO | 230 | 70 | ZoneRW | 708
70297 | NIWOT | PSCOLORADO | 230 | 70 | ZoneRB | 703
43329 | MONITOR | NORTHWEST | 230 | 40 | Portland General - BES S/S | 451
14283 | PV230T11 | APS | 230 | 14 | APS | 141
70291 | MONROEPS | PSCOLORADO | 230 | 70 | ZoneRD | 700
43328 | MONITORTAP | NORTHWEST | 230 | 40 | Portland General - BES S/S | 451
70286 | MIDWAYPS | PSCOLORADO | 230 | 70 | ZoneRS | 704
70284 | SURREYRG | PSCOLORADO | 230 | 70 | ZoneRD | 700
70283 | MEADOWHL | PSCOLORADO | 230 | 70 | ZoneRD | 700
22010 | ARTESN | SANDIEGO | 230 | 22 | SDG&E Northeast | 225
70278 | MARCY | PSCOLORADO | 230 | 70 | ZoneRD | 700
70274 | MALTA | PSCOLORADO | 230 | 70 | ZoneRM | 709
43314 | MCLOUGE5 | NORTHWEST | 230 | 40 | Portland General - BES S/S | 451
21990 | MIDWAY_2 | IID | 230 | 21 | IID Imperial Valley Area | 213
14282 | PVTB | APS | 230 | 14 | APS | 141
43313 | MCLOUGLN | NORTHWEST | 230 | 40 | Portland General - BES S/S | 451
70268 | ADOBE | PSCOLORADO | 230 | 70 | ZoneRW | 708
70266 | LOOKOUT | PSCOLORADO | 230 | 70 | ZoneRD | 700
70264 | BLUESTON | PSCOLORADO | 230 | 70 | ZoneRW | 708
43291 | GRE_TRO2_CIO | NORTHWEST | 230 | 40 | Portland General - BES S/S | 451
21986 | MIDWAY_1 | IID | 230 | 21 | IID Imperial Valley Area | 213
70261 | LEGGETT | PSCOLORADO | 230 | 70 | ZoneRB | 703
70260 | LEETSDAL | PSCOLORADO | 230 | 70 | ZoneRD | 700
70255 | LAMAR_C2 | PSCOLORADO | 230 | 70 | ZoneWP | 712
70254 | LAMAR_CO | PSCOLORADO | 230 | 70 | ZoneWP | 712
21985 | MDWY2_MP | IID | 230 | 21 | IID Imperial Valley Area | 213
14281 | PV230T3 | APS | 230 | 14 | APS | 141
70241 | JORDAN | PSCOLORADO | 230 | 70 | ZoneRD | 700
21879 | MIDWAY_3 | IID | 230 | 21 | IID Imperial Valley Area | 213
70239 | JEWELL2 | PSCOLORADO | 230 | 70 | ZoneRD | 700
70237 | IDAHOSPG | PSCOLORADO | 230 | 70 | ZoneFR | 705
70233 | HORIZON | PSCOLORADO | 230 | 70 | ZoneRW | 708
70232 | HOPKINS | PSCOLORADO | 230 | 70 | ZoneRW | 708
14278 | PPAPS N | APS | 230 | 14 | APS | 141
70213 | GUNBARRE1 | PSCOLORADO | 230 | 70 | ZoneRB | 703
70212 | GREENWD | PSCOLORADO | 230 | 70 | ZoneRD | 700
70211 | GUNBARRE2 | PSCOLORADO | 230 | 70 | ZoneRB | 703
43229 | HARBORTN | NORTHWEST | 230 | 40 | Portland General - BES S/S | 451
70206 | GRANDJPS | PSCOLORADO | 230 | 70 | ZoneRW | 708
70205 | GRANDJCT | PSCOLORADO | 230 | 70 | ZoneRW | 708
70200 | GLENNPS | PSCOLORADO | 230 | 70 | ZoneRD | 700
14274 | OCO2 | APS | 230 | 14 | APS | 141
70192 | FTLUPTON | PSCOLORADO | 230 | 70 | ZoneRN | 706
43215 | GRESHAM | NORTHWEST | 230 | 40 | Portland General - BES S/S | 451
21699 | MIDWAY230 | IID | 230 | 21 | IID Coachella Valley Area | 212
14273 | OCO1 | APS | 230 | 14 | APS | 141
70163 | ELATI1 | PSCOLORADO | 230 | 70 | ZoneRD | 700
21690 | HIGHLINE | IID | 230 | 21 | IID Imperial Valley Area | 213
80712 | SRN 230 | B.C.HYDRO | 230 | 50 | BC HYDRO | 500
70156 | DILLON | PSCOLORADO | 230 | 70 | ZoneRM | 709
70149 | DENVTM | PSCOLORADO | 230 | 70 | ZoneRD | 700
21675 | HUDSON_RANCH | IID | 230 | 21 | IID Imperial Valley Area | 213
14272 | MORGAN | APS | 230 | 14 | APS | 141
70141 | DAKOTA | PSCOLORADO | 230 | 70 | ZoneRD | 700
70139 | DANIELPK | PSCOLORADO | 230 | 70 | ZoneRD | 700
70122 | COMANCHE | PSCOLORADO | 230 | 70 | ZoneRS | 704
21476 | VEGA_C1S | IID | 230 | 21 | IID Coachella Valley Area | 212
14271 | MILLIGAN | APS | 230 | 14 | APS | 141
70113 | CLIFTON | PSCOLORADO | 230 | 70 | ZoneRW | 708
70112 | CLARK | PSCOLORADO | 230 | 70 | ZoneRD | 700
70107 | CHEROKEE | PSCOLORADO | 230 | 70 | ZoneRD | 700
70100 | CHATFLD | PSCOLORADO | 230 | 70 | ZoneRD | 700
70094 | CF&IFURN | PSCOLORADO | 230 | 70 | ZoneRS | 704
21218 | SONORA | IID | 230 | 21 | IID Imperial Valley Area | 213
70088 | GOREPASS | PSCOLORADO | 230 | 70 | ZoneRW | 708
43089 | CARVER | NORTHWEST | 230 | 40 | Portland General - BES S/S | 451
70078 | CAMEO | PSCOLORADO | 230 | 70 | ZoneRW | 708
70072 | CABINCRK | PSCOLORADO | 230 | 70 | ZoneFR | 705
21217 | SONORA_SS | IID | 230 | 21 | IID Imperial Valley Area | 213
14270 | GRNDTRML | APS | 230 | 14 | APS | 141
70067 | BUCKLEY1 | PSCOLORADO | 230 | 70 | ZoneRD | 700
70064 | BRECKRDG | PSCOLORADO | 230 | 70 | ZoneRM | 709
70061 | BOONE | PSCOLORADO | 230 | 70 | ZoneWP | 712
70057 | PTARMGN | PSCOLORADO | 230 | 70 | ZoneRM | 709
70053 | BLUERIVR | PSCOLORADO | 230 | 70 | ZoneRM | 709
70048 | GREENVAL | PSCOLORADO | 230 | 70 | ZoneRD | 700
14267 | N.GILA | APS | 230 | 14 | APS | 141
70047 | BARRLAKE | PSCOLORADO | 230 | 70 | ZoneRD | 700
70046 | BUCKLEY2 | PSCOLORADO | 230 | 70 | ZoneRD | 700
70041 | ARVADA_PS | PSCOLORADO | 230 | 70 | ZoneRD | 700
70038 | ARAPAHOE | PSCOLORADO | 230 | 70 | ZoneRD | 700
14265 | SNVLY | APS | 230 | 14 | APS | 141
70032 | ALMA | PSCOLORADO | 230 | 70 | ZoneRM | 709
43039 | BETHEL | NORTHWEST | 230 | 40 | Portland General - BES S/S | 451
32198 | CREED | PG AND E | 230 | 30 | Conf Load (Sacramento) | 304
70018 | SODALAKE | PSCOLORADO | 230 | 70 | ZoneRD | 700
70013 | TWNBUTT2 | PSCOLORADO | 230 | 70 | ZoneWP | 712
43021 | BEAVER | NORTHWEST | 230 | 40 | Portland General - BES S/S | 451
32197 | GOOSEHAVEN | PG AND E | 230 | 30 | Conf Load (Sacramento) | 304
70009 | CRAIG_YV | PSCOLORADO | 230 | 70 | ZoneRW | 708
32196 | GHVNCRDJCT | PG AND E | 230 | 30 | Conf Load (Sacramento) | 304
21121 | NELSON_SS | IID | 230 | 21 | IID Imperial Valley Area | 213
21120 | VIKING | IID | 230 | 21 | IID Imperial Valley Area | 213
69800 | PRYOR MTN_LS | PACE | 230 | 65 | WY NORTH | 650
69799 | BOWLER FLATS | PACE | 230 | 65 | WY NORTH | 650
14264 | JUNIPRMT | APS | 230 | 14 | APS | 141
42991 | DODGE JN | NORTHWEST | 230 | 40 | Southeast Washington | 407
42987 | PHALEN G | NORTHWEST | 230 | 40 | Southeast Washington | 407
69779 | SIGURD_HS | PACE | 230 | 65 | UT SIGURD | 657
21076 | RAMON230 | IID | 230 | 21 | IID Coachella Valley Area | 212
69745 | AMASA | PACE | 230 | 65 | WY EAST | 679
69744 | ROOT CK | PACE | 230 | 65 | WY EAST | 679
14263 | SOLANA | APS | 230 | 14 | APS | 141
69520 | SUNBEAM | PACE | 230 | 65 | ID SPC | 677
14262 | ORCHRD | APS | 230 | 14 | APS | 141
69512 | LATIGO | PACE | 230 | 65 | WY EAST | 679
81713 | mid_81713 | B.C.HYDRO | 230 | 50 | BC HYDRO | 500
69508 | TOPOFWLD | PACE | 230 | 65 | WY EAST | 679
69152 | ARLNGTN | PACE | 230 | 65 | WY EAST | 679
69143 | STNDPIPE | PACE | 230 | 65 | WY EAST | 679
69139 | ROBRSNCK | PACE | 230 | 65 | WY NAUGHTON | 660
69107 | LIMA | PACE | 230 | 65 | WY NAUGHTON | 660
21033 | CLPATRIA_SS | IID | 230 | 21 | IID Imperial Valley Area | 213
69106 | 7MIHILL | PACE | 230 | 65 | WY EAST | 679
69089 | 3BUTTES | PACE | 230 | 65 | WY EAST | 679
69070 | HIPLAINS | PACE | 230 | 65 | WY EAST | 679
69029 | DUNLAP | PACE | 230 | 65 | WY EAST | 679
69028 | SHIRLYBS | PACE | 230 | 65 | WY EAST | 679
81729 | mid_81729 | B.C.HYDRO | 230 | 50 | BC HYDRO | 500
69000 | GLENROCK | PACE | 230 | 65 | WY EAST | 679
21030 | CTZNS_MP | IID | 230 | 21 | IID Imperial Valley Area | 213
14261 | PPAPS E | APS | 230 | 14 | APS | 141
81733 | mid_81733 | B.C.HYDRO | 230 | 50 | BC HYDRO | 500
68168 | BLACKROC | PACE | 230 | 65 | UT PAV BLACK | 686
21028 | CITIZENS | IID | 230 | 21 | IID Imperial Valley Area | 213
21025 | ELCENTSW | IID | 230 | 21 | IID Imperial Valley Area | 213
14260 | PPAPS C | APS | 230 | 14 | APS | 141
21007 | CVSUB230 | IID | 230 | 21 | IID Coachella Valley Area | 212
67946 | FREEZOUT | PACE | 230 | 65 | WY EAST | 679
14259 | WESTWNGE | APS | 230 | 14 | APS | 141
67814 | WINDSTAR | PACE | 230 | 65 | WY EAST | 679
67796 | AEOLUS | PACE | 230 | 65 | WY EAST | 679
81743 | mid_81743 | B.C.HYDRO | 230 | 50 | BC HYDRO | 500
20493 | CBC-230 | MEXICO-CFE | 230 | 20 | ZoneMX | 204
20492 | CBC-TAP | MEXICO-CFE | 230 | 20 | ZoneMX | 204
67731 | CIMAREX | PACE | 230 | 65 | WY NAUGHTON | 660
67730 | CHIMBUT | PACE | 230 | 65 | WY NAUGHTON | 660
42900 | S.BREM | NORTHWEST | 230 | 40 | KITSAP | 434
81750 | mid_81750 | B.C.HYDRO | 230 | 50 | BC HYDRO | 500
14258 | FREEDOM | APS | 230 | 14 | APS | 141
67721 | TB FLAT 2 | PACE | 230 | 65 | WY EAST | 679
67711 | TB FLAT 1 | PACE | 230 | 65 | WY EAST | 679
67710 | TB FLAT 1&2 | PACE | 230 | 65 | WY EAST | 679
67684 | EKOLA FLAT | PACE | 230 | 65 | WY EAST | 679
67680 | CLAUSEN | PACE | 230 | 65 | WY EAST | 679
67673 | LIGHT CREEK | PACE | 230 | 65 | WY EAST | 679
81758 | mid_81758 | B.C.HYDRO | 230 | 50 | BC HYDRO | 500
14257 | SCTWSH | APS | 230 | 14 | APS | 141
67551 | JONAHGAS | PACE | 230 | 65 | WY NAUGHTON | 660
67530 | ECHOSPRG | PACE | 230 | 65 | WY CENTRAL | 651
67529 | BITR CRK | PACE | 230 | 65 | WY CENTRAL | 651
20470 | SIS-230 | MEXICO-CFE | 230 | 20 | ZoneMX | 204
67499 | LATHAM | PACE | 230 | 65 | WY CENTRAL | 651
67485 | COL GEN | PACE | 230 | 65 | WY CENTRAL | 651
81766 | mid_81766 | B.C.HYDRO | 230 | 50 | BC HYDRO | 500
20460 | VPA-230 | MEXICO-CFE | 230 | 20 | ZoneMX | 204
20454 | SRY-230 | MEXICO-CFE | 230 | 20 | ZoneSN | 206
14255 | TS2 | APS | 230 | 14 | APS | 141
81770 | mid_81770 | B.C.HYDRO | 230 | 50 | BC HYDRO | 500
20453 | CNT-230 | MEXICO-CFE | 230 | 20 | ZoneMX | 204
20450 | JOV-230 | MEXICO-CFE | 230 | 20 | ZoneTJ | 203
14254 | TRLBY | APS | 230 | 14 | APS | 141
20392 | TOY-230 | MEXICO-CFE | 230 | 20 | ZoneTJ | 203
20391 | CHQ-230 | MEXICO-CFE | 230 | 20 | ZoneSN | 206
14253 | AVERY W | APS | 230 | 14 | APS | 141
20371 | VIC-230 | MEXICO-CFE | 230 | 20 | ZoneSN | 206
42802 | ST CLAIR | NORTHWEST | 230 | 40 | THURSTN | 432
14252 | PVPND | APS | 230 | 14 | APS | 141
20328 | CCM-230 | MEXICO-CFE | 230 | 20 | ZoneMX | 204
14250 | WILOWLKW | APS | 230 | 14 | APS | 141
14249 | WILOWLKE | APS | 230 | 14 | APS | 141
20303 | THO-230 | MEXICO-CFE | 230 | 20 | ZoneMX | 204
14248 | GLENDALW | APS | 230 | 14 | APS | 141
20238 | HRA-230 | MEXICO-CFE | 230 | 20 | ZoneTJ | 203
14246 | RACEWAY | APS | 230 | 14 | APS | 141
66765 | SPAR CYN | PACE | 230 | 65 | ID BPA | 665
66764 | SO BUTTE | PACE | 230 | 65 | ID BPA | 665
66763 | RND VLLY | PACE | 230 | 65 | ID BPA | 665
66750 | YELOWTLP | PACE | 230 | 65 | WY NORTH | 650
66745 | YELLOWCK | PACE | 230 | 65 | WY EAST | 679
66740 | WYOPO | PACE | 230 | 65 | WY CENTRAL | 651
20226 | XCO-230 | MEXICO-CFE | 230 | 20 | ZoneMX | 204
66725 | WYODAK | PACE | 230 | 65 | WY EAST | 679
66670 | WESTVACO | PACE | 230 | 65 | WY TRONA | 668
20222 | LOS-230 | MEXICO-CFE | 230 | 20 | ZoneEN | 205
14245 | STRATUS | APS | 230 | 14 | APS | 141
42703 | ALDERTON | NORTHWEST | 230 | 40 | PIERCE | 430
42700 | WHITE RV | NORTHWEST | 230 | 40 | PIERCE | 430
66630 | W CEDAR | PACE | 230 | 65 | UT SIGURD | 657
14244 | SELIGMAN | APS | 230 | 14 | APS | 141
66565 | TREASTON | PACE | 230 | 65 | ID SPC | 677
20192 | SAM-230 | MEXICO-CFE | 230 | 20 | ZoneTJ | 203
66535 | THERMOPL | PACE | 230 | 65 | WY NORTH | 650
20191 | KEN-230 | MEXICO-CFE | 230 | 20 | ZoneMX | 204
14243 | GAVILNPK | APS | 230 | 14 | APS | 141
99968 | mid_99968 | ALBERTA | 240 | 54 | AIES-Fort McMurray | 545
99961 | mid_99961 | ALBERTA | 240 | 54 | AIES-High Prairie | 541
99987 | mid_99987 | ALBERTA | 240 | 54 | AIES-Empress | 568
59952 | SC1A | ALBERTA | 240 | 54 | AIES-Fort MacLeod | 573
59669 | BOWMAN1 | ALBERTA | 240 | 54 | AIES-Medicine Hat | 584
59662 | WHITLA1 | ALBERTA | 240 | 54 | AIES-Medicine Hat | 584
59643 | SC1D | ALBERTA | 240 | 54 | AIES-Fort MacLeod | 573
59603 | KEARL240 | ALBERTA | 240 | 54 | AIES-Fort McMurray | 545
59602 | LIVOCKPS | ALBERTA | 240 | 54 | AIES-Fort McMurray | 545
59413 | LANESLK2 | ALBERTA | 240 | 54 | AIES-Hanna | 562
59412 | LANESLK1 | ALBERTA | 240 | 54 | AIES-Hanna | 562
58640 | FORTYMILE | ALBERTA | 240 | 54 | AIES-Medicine Hat | 584
58413 | N_BRIGDEN | ALBERTA | 240 | 54 | AIES-Hanna | 562
57783 | 1045L TAP | ALBERTA | 240 | 54 | AIES-Lake Wabamun Generation | 560
57612 | SECORD01 | ALBERTA | 240 | 54 | AIES-Fort McMurray | 545
56676 | EDD65M2 | ALBERTA | 240 | 54 | AIES-Fort McMurray | 545
56546 | EAST IN2 | ALBERTA | 240 | 54 | AIES-Edmonton | 580
56544 | ENMX65S4 | ALBERTA | 240 | 54 | AIES-Calgary | 586
56477 | ELKWATR1 | ALBERTA | 240 | 54 | AIES-Medicine Hat | 584
56346 | GOOSEL4 | ALBERTA | 240 | 54 | AIES-Fort MacLeod | 573
56291 | KETL RV4 | ALBERTA | 240 | 54 | AIES-Fort McMurray | 545
56214 | EDD34 | ALBERTA | 240 | 54 | AIES-Fort McMurray | 545
55963 | 963S_HV | ALBERTA | 240 | 54 | AIES-Hanna | 562
55959 | LANFIN1 | ALBERTA | 240 | 54 | AIES-Hanna | 562
55946 | OAKLND1 | ALBERTA | 240 | 54 | AIES-Hanna | 562
55932 | PEMUKN1 | ALBERTA | 240 | 54 | AIES-Hanna | 562
55831 | SEDALIA1 | ALBERTA | 240 | 54 | AIES-Hanna | 562
55788 | WOLFCREK | ALBERTA | 240 | 54 | AIES-Wetaskiwin | 551
55764 | 1058JOIN | ALBERTA | 240 | 54 | AIES-Edmonton | 580
55737 | TRAVRS1 | ALBERTA | 240 | 54 | AIES-Stavely | 569
55736 | BSR_1 | ALBERTA | 240 | 54 | AIES-Stavely | 569
55688 | EDD56-1 | ALBERTA | 240 | 54 | AIES-Fort McMurray | 545
55680 | BITUMONT | ALBERTA | 240 | 54 | AIES-Fort McMurray | 545
55677 | EDD56 | ALBERTA | 240 | 54 | AIES-Fort McMurray | 545
55676 | EDD65M1 | ALBERTA | 240 | 54 | AIES-Fort McMurray | 545
55670 | BWC01 | ALBERTA | 240 | 54 | AIES-Fort McMurray | 545
55669 | AMR_02 | ALBERTA | 240 | 54 | AIES-Fort McMurray | 545
55655 | DAWES240 | ALBERTA | 240 | 54 | AIES-Fort McMurray | 545
55653 | SC1B | ALBERTA | 240 | 54 | AIES-Fort MacLeod | 573
55649 | HANSMAN7 | ALBERTA | 240 | 54 | AIES-Provost | 557
55626 | AMR_01 | ALBERTA | 240 | 54 | AIES-Fort McMurray | 545
55621 | NEWSVCP2 | ALBERTA | 240 | 54 | AIES-Brooks | 567
55620 | NEWSVCP1 | ALBERTA | 240 | 54 | AIES-Brooks | 567
55618 | NEWELL1 | ALBERTA | 240 | 54 | AIES-Brooks | 567
55610 | MCCLE_01 | ALBERTA | 240 | 54 | AIES-Fort McMurray | 545
55605 | THICKWD | ALBERTA | 240 | 54 | AIES-Fort McMurray | 545
55574 | NILREM3 | ALBERTA | 240 | 54 | AIES-Wainwright | 552
55499 | CORDEL 4 | ALBERTA | 240 | 54 | AIES-Alliance/Battle River | 556
55489 | BAT RV80 | ALBERTA | 240 | 54 | AIES-Alliance/Battle River | 556
55486 | SHEER 24 | ALBERTA | 240 | 54 | AIES-Sheerness | 563
55484 | ANDERSO4 | ALBERTA | 240 | 54 | AIES-Sheerness | 563
55481 | SHEER 14 | ALBERTA | 240 | 54 | AIES-Sheerness | 563
55469 | BAT RV79 | ALBERTA | 240 | 54 | AIES-Alliance/Battle River | 556
55462 | YEO240 | ALBERTA | 240 | 54 | AIES-Fort McMurray | 545
55435 | HALKIRK1 | ALBERTA | 240 | 54 | AIES-Hanna | 562
55431 | TNCHBRY1 | ALBERTA | 240 | 54 | AIES-Alliance/Battle River | 556
55422 | NEVIS 4 | ALBERTA | 240 | 54 | AIES-Hanna | 562
99979 | mid_99979 | ALBERTA | 240 | 54 | AIES-Medicine Hat | 584
55403 | PAINTRT4 | ALBERTA | 240 | 54 | AIES-Alliance/Battle River | 556
55402 | SALTCR1 | ALBERTA | 240 | 54 | AIES-Fort McMurray | 545
55348 | WHITFISH | ALBERTA | 240 | 54 | AIES-Cold Lake | 548
55312 | MARG LK4 | ALBERTA | 240 | 54 | AIES-Cold Lake | 548
55289 | JACKPINE | ALBERTA | 240 | 54 | AIES-Fort McMurray | 545
55288 | LIVOCK01 | ALBERTA | 240 | 54 | AIES-Fort McMurray | 545
55286 | S-SHINE4 | ALBERTA | 240 | 54 | AIES-Fort McMurray | 545
55280 | BRINT02 | ALBERTA | 240 | 54 | AIES-Fort McMurray | 545
55277 | BLK_FLY1 | ALBERTA | 240 | 54 | AIES-Fort McMurray | 545
55276 | S-SHINE1 | ALBERTA | 240 | 54 | AIES-Fort McMurray | 545
55274 | MACKAY | ALBERTA | 240 | 54 | AIES-Fort McMurray | 545
55263 | JOSLYN4 | ALBERTA | 240 | 54 | AIES-Fort McMurray | 545
55262 | HORUP1 | ALBERTA | 240 | 54 | AIES-Fort McMurray | 545
55260 | LOU CR.4 | ALBERTA | 240 | 54 | AIES-Swan Hills | 546
55245 | KINOSIS1 | ALBERTA | 240 | 54 | AIES-Fort McMurray | 545
55236 | MUSKEG1 | ALBERTA | 240 | 54 | AIES-Fort McMurray | 545
55228 | MITS E.4 | ALBERTA | 240 | 54 | AIES-High Prairie | 541
55226 | WABASCA4 | ALBERTA | 240 | 54 | AIES-Fort McMurray | 545
55213 | MIL_G6 4 | ALBERTA | 240 | 54 | AIES-Fort McMurray | 545
55212 | MIL_G5 4 | ALBERTA | 240 | 54 | AIES-Fort McMurray | 545
55208 | MILLENN4 | ALBERTA | 240 | 54 | AIES-Fort McMurray | 545
55206 | AURORA 4 | ALBERTA | 240 | 54 | AIES-Fort McMurray | 545
55205 | SYNC_D04 | ALBERTA | 240 | 54 | AIES-Fort McMurray | 545
55200 | RUTH LK4 | ALBERTA | 240 | 54 | AIES-Fort McMurray | 545
55163 | L. SMOKY | ALBERTA | 240 | 54 | AIES-Valleyview | 543
55125 | HORIZON_EXP | ALBERTA | 240 | 54 | AIES-Fort McMurray | 545
55080 | WESLY C4 | ALBERTA | 240 | 54 | AIES-Peace River | 599
55012 | NEWELL2 | ALBERTA | 240 | 54 | AIES-Brooks | 567
54995 | WILLESD4 | ALBERTA | 240 | 54 | AIES-Drayton Valley | 550
54994 | GRANLEA1 | ALBERTA | 240 | 54 | AIES-Medicine Hat | 584
54990 | SHAMROCK | ALBERTA | 240 | 54 | AIES-Medicine Hat | 584
54988 | CROSSF T | ALBERTA | 240 | 54 | AIES-Airdrie | 577
54979 | RIVERVIEW1 | ALBERTA | 240 | 54 | AIES-Edmonton | 580
54974 | PIKE_01 | ALBERTA | 240 | 54 | AIES-Fort McMurray | 545
54968 | URSUS_07 | ALBERTA | 240 | 54 | AIES-Fort Saskatchewan 2000 | 553
54955 | PDMAKER1 | ALBERTA | 240 | 54 | AIES-Edmonton | 580
54949 | ILAKE_01 | ALBERTA | 240 | 54 | AIES-Athabasca/Lac La Biche | 547
54943 | MILO 1 | ALBERTA | 240 | 54 | AIES-Brooks | 567
54920 | ROUND01 | ALBERTA | 240 | 54 | AIES-Fort McMurray | 545
54918 | CASS01 | ALBERTA | 240 | 54 | AIES-Brooks | 567
54902 | BCKSP_01 | ALBERTA | 240 | 54 | AIES-Fort McMurray | 545
54893 | 908 TP | ALBERTA | 240 | 54 | AIES-Edmonton | 580
54891 | 904AL TP | ALBERTA | 240 | 54 | AIES-Edmonton | 580
54879 | 539S_240 | ALBERTA | 240 | 54 | AIES-Fort McMurray | 545
54878 | JFISH01 | ALBERTA | 240 | 54 | AIES-Fort McMurray | 545
54868 | INGLIS 2 | ALBERTA | 240 | 54 | AIES-Fort McMurray | 545
54867 | INGLIS 1 | ALBERTA | 240 | 54 | AIES-Fort McMurray | 545
54851 | MUSKEG T | ALBERTA | 240 | 54 | AIES-Fort McMurray | 545
54785 | 1059A_TP | ALBERTA | 240 | 54 | AIES-Edmonton | 580
54778 | ED1000-2 | ALBERTA | 240 | 54 | AIES-Fort McMurray | 545
54777 | ED1000-1 | ALBERTA | 240 | 54 | AIES-Fort McMurray | 545
54772 | ENMX25S7 | ALBERTA | 240 | 54 | AIES-Calgary | 586
54771 | AMELIA1 | ALBERTA | 240 | 54 | AIES-Fort Saskatchewan 2000 | 553
54767 | VOY260 | ALBERTA | 240 | 54 | AIES-Fort McMurray | 545
54751 | FIDLER01 | ALBERTA | 240 | 54 | AIES-Fort MacLeod | 573
54746 | WINDYFLATS | ALBERTA | 240 | 54 | AIES-Fort MacLeod | 573
54720 | 964ALTAP | ALBERTA | 240 | 54 | AIES-Medicine Hat | 584
54677 | CYPRES2 | ALBERTA | 240 | 54 | AIES-Empress | 568
54676 | EDD651 | ALBERTA | 240 | 54 | AIES-Fort McMurray | 545
54666 | DOVER | ALBERTA | 240 | 54 | AIES-Fort McMurray | 545
54661 | HAZLWOD1 | ALBERTA | 240 | 54 | AIES-Didsbury | 559
54642 | SC1C | ALBERTA | 240 | 54 | AIES-Fort MacLeod | 573
54639 | JOHNSON1 | ALBERTA | 240 | 54 | AIES-Didsbury | 559
54617 | FOOTHLL1 | ALBERTA | 240 | 54 | AIES-High River | 566
54545 | EAST IN4 | ALBERTA | 240 | 54 | AIES-Edmonton | 580
54531 | WILDRO1 | ALBERTA | 240 | 54 | AIES-Medicine Hat | 584
54521 | PETROLIA | ALBERTA | 240 | 54 | AIES-Edmonton | 580
54520 | VIC_2 | ALBERTA | 240 | 54 | AIES-Edmonton | 580
54519 | CASTLEDN | ALBERTA | 240 | 54 | AIES-Edmonton | 580
54518 | ARGYLL E | ALBERTA | 240 | 54 | AIES-Edmonton | 580
54514 | CLOVERB4 | ALBERTA | 240 | 54 | AIES-Edmonton | 580
54513 | LAMBTON4 | ALBERTA | 240 | 54 | AIES-Edmonton | 580
54512 | DOME 4 | ALBERTA | 240 | 54 | AIES-Edmonton | 580
54511 | SUMMERS1 | ALBERTA | 240 | 54 | AIES-Edmonton | 580
54509 | ARGYLL W | ALBERTA | 240 | 54 | AIES-Edmonton | 580
54506 | BELLAMY4 | ALBERTA | 240 | 54 | AIES-Edmonton | 580
54505 | JASPER 4 | ALBERTA | 240 | 54 | AIES-Edmonton | 580
54488 | CHERHIL1 | ALBERTA | 240 | 54 | AIES-Lake Wabamun Generation | 560
54485 | CROSS1 | ALBERTA | 240 | 54 | AIES-Calgary | 586
54480 | BENNETTS | ALBERTA | 240 | 54 | AIES-Calgary | 586
54462 | EAGLEBUTE1 | ALBERTA | 240 | 54 | AIES-Medicine Hat | 584
54461 | HALSBURY | ALBERTA | 240 | 54 | AIES-Empress | 568
54451 | MATLB1 | ALBERTA | 240 | 54 | AIES-Glenwood | 575
54443 | BANN_240 | ALBERTA | 240 | 54 | AIES-Fort Saskatchewan 2000 | 553
54430 | W BROOK4 | ALBERTA | 240 | 54 | AIES-Brooks | 567
54421 | KEEPHIL5 | ALBERTA | 240 | 54 | AIES-Lake Wabamun Generation | 560
54420 | KEEPHIL4 | ALBERTA | 240 | 54 | AIES-Lake Wabamun Generation | 560
54405 | CONKLIN1 | ALBERTA | 240 | 54 | AIES-Fort McMurray | 545
54369 | CHRISLK1 | ALBERTA | 240 | 54 | AIES-Fort McMurray | 545
54348 | LEISMER4 | ALBERTA | 240 | 54 | AIES-Fort McMurray | 545
54341 | HEARTLAN | ALBERTA | 240 | 54 | AIES-Fort Saskatchewan 2000 | 553
54313 | JOSEPH1 | ALBERTA | 240 | 54 | AIES-Fort Saskatchewan 2000 | 553
54298 | ALB NEWS | ALBERTA | 240 | 54 | AIES-Swan Hills | 546
54282 | HEARTLAK1 | ALBERTA | 240 | 54 | AIES-Athabasca/Lac La Biche | 547
54262 | DOME EM4 | ALBERTA | 240 | 54 | AIES-Empress | 568
54260 | JENNER 4 | ALBERTA | 240 | 54 | AIES-Empress | 568
54225 | WARE JCT | ALBERTA | 240 | 54 | AIES-Brooks | 567
54221 | CRR-W1 | ALBERTA | 240 | 54 | AIES-Fort MacLeod | 573
54204 | MCMILLA4 | ALBERTA | 240 | 54 | AIES-Fort McMurray | 545
54187 | BEDDING1 | ALBERTA | 240 | 54 | AIES-Calgary | 586
54167 | N LETHB4 | ALBERTA | 240 | 54 | AIES-Lethbridge | 574
54165 | PEIGAN 4 | ALBERTA | 240 | 54 | AIES-Fort MacLeod | 573
54163 | SAGITAW4 | ALBERTA | 240 | 54 | AIES-Swan Hills | 546
54162 | E CALGAR | ALBERTA | 240 | 54 | AIES-Calgary | 586
54161 | SARCEE 4 | ALBERTA | 240 | 54 | AIES-Calgary | 586
54160 | JANET 4 | ALBERTA | 240 | 54 | AIES-Calgary | 586
54159 | LANGDON4 | ALBERTA | 240 | 54 | AIES-Calgary | 586
54156 | E CROSS4 | ALBERTA | 240 | 54 | AIES-Airdrie | 577
54155 | BENALTO4 | ALBERTA | 240 | 54 | AIES-Red Deer | 555
54153 | BRAZEAU4 | ALBERTA | 240 | 54 | AIES-Drayton Valley | 550
54152 | RED DEE4 | ALBERTA | 240 | 54 | AIES-Red Deer | 555
54150 | W.GRN TP | ALBERTA | 240 | 54 | AIES-Drayton Valley | 550
54147 | GAETZ 4 | ALBERTA | 240 | 54 | AIES-Red Deer | 555
54138 | N BARRH4 | ALBERTA | 240 | 54 | AIES-Lake Wabamun Generation | 560
54137 | N CALDE4 | ALBERTA | 240 | 54 | AIES-Edmonton | 580
54136 | E EDMON4 | ALBERTA | 240 | 54 | AIES-Edmonton | 580
54135 | SUNDANC4 | ALBERTA | 240 | 54 | AIES-Lake Wabamun Generation | 560
54133 | WABAMUN4 | ALBERTA | 240 | 54 | AIES-Lake Wabamun Generation | 560
54128 | ELLERSLI | ALBERTA | 240 | 54 | AIES-Edmonton | 580
54109 | DEERLAN4 | ALBERTA | 240 | 54 | AIES-Fort Saskatchewan 2000 | 553
54092 | HSMITH1 | ALBERTA | 240 | 54 | AIES-Lake Wabamun Generation | 560
54090 | BICKERD4 | ALBERTA | 240 | 54 | AIES-Hinton/Edson | 549
54087 | METIS644 | ALBERTA | 240 | 54 | AIES-Provost | 557
54081 | BIGSTON4 | ALBERTA | 240 | 54 | AIES-Wetaskiwin | 551
54057 | LAMOURE4 | ALBERTA | 240 | 54 | AIES-Fort Saskatchewan 2000 | 553
54024 | SAUL_01 | ALBERTA | 240 | 54 | AIES-Edmonton | 580
549026 | TRAVERS_4 | ALBERTA | 240 | 54 | AIES-Stavely | 569
549014 | WHISKY1 | ALBERTA | 240 | 54 | AIES-Hinton/Edson | 549
549003 | P2122_POI | ALBERTA | 240 | 54 | AIES-Medicine Hat | 584
547102 | 9LA59TAP | ALBERTA | 240 | 54 | AIES-Hanna | 562
547026 | TRAVERS_5 | ALBERTA | 240 | 54 | AIES-Stavely | 569
547004 | P2122_TAP | ALBERTA | 240 | 54 | AIES-Medicine Hat | 584
542002 | GARDENPLAIN4 | ALBERTA | 240 | 54 | AIES-Hanna | 562
99997 | mid_99997 | ALBERTA | 240 | 54 | AIES-Hinton/Edson | 549
99996 | mid_99996 | ALBERTA | 240 | 54 | AIES-Hinton/Edson | 549
99993 | mid_99993 | ALBERTA | 240 | 54 | AIES-Fort McMurray | 545
99990 | mid_99990 | ALBERTA | 240 | 54 | AIES-Empress | 568
99989 | mid_99989 | ALBERTA | 240 | 54 | AIES-Empress | 568
99988 | mid_99988 | ALBERTA | 240 | 54 | AIES-Empress | 568
99986 | mid_99986 | ALBERTA | 240 | 54 | AIES-Athabasca/Lac La Biche | 547
99984 | mid_99984 | ALBERTA | 240 | 54 | AIES-Fort Saskatchewan 2000 | 553
99983 | mid_99983 | ALBERTA | 240 | 54 | AIES-Fort Saskatchewan 2000 | 553
99981 | mid_99981 | ALBERTA | 240 | 54 | AIES-Medicine Hat | 584
99980 | mid_99980 | ALBERTA | 240 | 54 | AIES-Medicine Hat | 584
99978 | mid_99978 | ALBERTA | 240 | 54 | AIES-Medicine Hat | 584
99977 | mid_99977 | ALBERTA | 240 | 54 | AIES-Peace River | 599
99976 | mid_99976 | ALBERTA | 240 | 54 | AIES-Peace River | 599
99971 | mid_99971 | ALBERTA | 240 | 54 | AIES-Valleyview | 543
99970 | mid_99970 | ALBERTA | 240 | 54 | AIES-Valleyview | 543
99967 | mid_99967 | ALBERTA | 240 | 54 | AIES-Fort McMurray | 545
99962 | mid_99962 | ALBERTA | 240 | 54 | AIES-High Prairie | 541
99960 | mid_99960 | ALBERTA | 240 | 54 | AIES-Fort McMurray | 545
99959 | mid_99959 | ALBERTA | 240 | 54 | AIES-Fort McMurray | 545
99958 | mid_99958 | ALBERTA | 240 | 54 | AIES-Fort McMurray | 545
99957 | mid_99957 | ALBERTA | 240 | 54 | AIES-Swan Hills | 546
99956 | mid_99956 | ALBERTA | 240 | 54 | AIES-Swan Hills | 546
99954 | mid_99954 | ALBERTA | 240 | 54 | AIES-Fort McMurray | 545
99952 | mid_99952 | ALBERTA | 240 | 54 | AIES-Cold Lake | 548
99951 | mid_99951 | ALBERTA | 240 | 54 | AIES-Cold Lake | 548
99950 | mid_99950 | ALBERTA | 240 | 54 | AIES-Fort McMurray | 545
99946 | mid_99946 | ALBERTA | 240 | 54 | AIES-Alliance/Battle River | 556
99945 | mid_99945 | ALBERTA | 240 | 54 | AIES-Fort McMurray | 545
99942 | mid_99942 | ALBERTA | 240 | 54 | AIES-Hanna | 562
99941 | mid_99941 | ALBERTA | 240 | 54 | AIES-Hanna | 562
99940 | mid_99940 | ALBERTA | 240 | 54 | AIES-Hanna | 562
99939 | mid_99939 | ALBERTA | 240 | 54 | AIES-Fort McMurray | 545
99938 | mid_99938 | ALBERTA | 240 | 54 | AIES-Fort McMurray | 545
99936 | mid_99936 | ALBERTA | 240 | 54 | AIES-Fort McMurray | 545
99935 | mid_99935 | ALBERTA | 240 | 54 | AIES-Fort McMurray | 545
51113 | RDC 287 | B.C.HYDRO | 287 | 50 | BC HYDRO | 500
51112 | BQN 287 | B.C.HYDRO | 287 | 50 | BC HYDRO | 500
51038 | KTB 287B | B.C.HYDRO | 287 | 50 | BC HYDRO | 500
50890 | KSC SC88N | B.C.HYDRO | 287 | 50 | ALCAN | 503
50889 | KSC SC87N | B.C.HYDRO | 287 | 50 | ALCAN | 503
26267 | VIC13-16 | LADWP | 287 | 26 | LA EASTERN-AC | 286
26266 | VIC15-13 | LADWP | 287 | 26 | LA EASTERN-AC | 286
26265 | VIC18-15 | LADWP | 287 | 26 | LA EASTERN-AC | 286
50462 | KTB 287A | B.C.HYDRO | 287 | 50 | BC HYDRO | 500
50460 | KMO 287N | B.C.HYDRO | 287 | 50 | ALCAN | 503
50459 | KIT 287E | B.C.HYDRO | 287 | 50 | ALCAN | 503
50458 | MIN 287 | B.C.HYDRO | 287 | 50 | BC HYDRO | 500
50456 | SKA 287 | B.C.HYDRO | 287 | 50 | BC HYDRO | 500
50455 | RUP 287 | B.C.HYDRO | 287 | 50 | BC HYDRO | 500
26104 | VIC16-18 | LADWP | 287 | 26 | LA EASTERN-AC | 286
26071 | CNTURY2 | LADWP | 287 | 26 | LA EASTERN-AC | 286
26070 | CNTURY1 | LADWP | 287 | 26 | LA EASTERN-AC | 286
26051 | MEAD | LADWP | 287 | 26 | LA EASTERN-AC | 286
81933 | mid_81933 | B.C.HYDRO | 287 | 50 | BC HYDRO | 500
81885 | mid_81885 | B.C.HYDRO | 287 | 50 | ALCAN | 503
81884 | mid_81884 | B.C.HYDRO | 287 | 50 | ALCAN | 503
81883 | mid_81883 | B.C.HYDRO | 287 | 50 | ALCAN | 503
81882 | mid_81882 | B.C.HYDRO | 287 | 50 | ALCAN | 503
81852 | mid_81852 | B.C.HYDRO | 287 | 50 | BC HYDRO | 500
81851 | mid_81851 | B.C.HYDRO | 287 | 50 | BC HYDRO | 500
81788 | mid_81788 | B.C.HYDRO | 287 | 50 | BC HYDRO | 500
81787 | mid_81787 | B.C.HYDRO | 287 | 50 | BC HYDRO | 500
81773 | mid_81773 | B.C.HYDRO | 287 | 50 | BC HYDRO | 500
81741 | mid_81741 | B.C.HYDRO | 287 | 50 | ALCAN | 503
81740 | mid_81740 | B.C.HYDRO | 287 | 50 | ALCAN | 503
81739 | mid_81739 | B.C.HYDRO | 287 | 50 | ALCAN | 503
81738 | mid_81738 | B.C.HYDRO | 287 | 50 | ALCAN | 503
81737 | mid_81737 | B.C.HYDRO | 287 | 50 | ALCAN | 503
80919 | TAT 287 | B.C.HYDRO | 287 | 50 | BC HYDRO | 500
80809 | VOL 379P | B.C.HYDRO | 287 | 50 | BC HYDRO | 500
80797 | VOL 287 | B.C.HYDRO | 287 | 50 | BC HYDRO | 500
80770 | KSC SC88S | B.C.HYDRO | 287 | 50 | ALCAN | 503
80769 | KSC SC87S | B.C.HYDRO | 287 | 50 | ALCAN | 503
80768 | KIT 287W | B.C.HYDRO | 287 | 50 | ALCAN | 503
80767 | KMO 287S | B.C.HYDRO | 287 | 50 | ALCAN | 503
80685 | BQN 2CX | B.C.HYDRO | 287 | 50 | BC HYDRO | 500
80598 | FKR 287 | B.C.HYDRO | 287 | 50 | BC HYDRO | 500
40795 | OLYMPIA | NORTHWEST | 300 | 40 | Seattle Area, Olympic Peninsula | 400
40285 | GRAND_COULEE | NORTHWEST | 300 | 40 | Central Washington | 403
66476 | SYRACUSE | PACE | 345 | 65 | UT OGDEN | 661
66400 | SPAN FRK | PACE | 345 | 65 | UT UTAH VALL | 662
66340 | SIGURD | PACE | 345 | 65 | UT SIGURD | 657
66282 | RED BU MSC | PACE | 345 | 65 | UT SIGURD | 657
66281 | REDBUSVC | PACE | 345 | 65 | UT RED PAC | 687
11047 | MACHOSPG | EL PASO | 345 | 11 | EPE - Native Load | 110
66280 | REDBUTTE | PACE | 345 | 65 | UT RED PAC | 687
66235 | PINTO PS | PACE | 345 | 65 | UT MOAB PINT | 676
66225 | PINTO | PACE | 345 | 65 | UT MOAB PINT | 676
66133 | OQUIRRH | PACE | 345 | 65 | UT SALT LAKE | 655
66080 | NINETY S | PACE | 345 | 65 | UT SALT LAKE | 655
66009 | CLOVER SOL | PACE | 345 | 65 | UT CLOVER | 683
65996 | CLOVER | PACE | 345 | 65 | UT CLOVER | 683
65995 | MONA | PACE | 345 | 65 | UT CLOVER | 683
65945 | MIDVALLY | PACE | 345 | 65 | UT SALT LAKE | 655
65805 | HUNTNGTN | PACE | 345 | 65 | UT HUNT EMER | 685
65665 | GOSHEN | PACE | 345 | 65 | ID NPC | 652
11038 | CALIENTE | EL PASO | 345 | 11 | EPE - Native Load | 110
65511 | STEEL MILL | PACE | 345 | 65 | UT UTAH VALL | 662
65510 | EMERY | PACE | 345 | 65 | UT HUNT EMER | 685
65394 | CURRNT CREEK | PACE | 345 | 65 | UT CLOVER | 683
65385 | BRIDGER | PACE | 345 | 65 | WY CENTRAL | 651
65384 | 3MIKNOLL | PACE | 345 | 65 | ID NPC | 652
65312 | THREE PK | PACE | 345 | 65 | UT SIGURD | 657
65311 | THREE &1 | PACE | 345 | 65 | UT SIGURD | 657
65260 | CAMP WIL | PACE | 345 | 65 | UT SALT LAKE | 655
65259 | CAMPSVC | PACE | 345 | 65 | UT SALT LAKE | 655
65258 | CAMP W MSC | PACE | 345 | 65 | UT SALT LAKE | 655
65257 | MERCER | PACE | 345 | 65 | UT UTAH VALL | 662
65193 | BONANZA | PACE | 345 | 65 | UT UINTAH | 670
65135 | BENLOMND | PACE | 345 | 65 | UT OGDEN | 661
64951 | TRACY W | SIERRA | 345 | 64 | SPP-TM Load | 646
64901 | FTSAGEPS | SIERRA | 345 | 64 | SPP-TM Load | 646
64900 | FT SAGE | SIERRA | 345 | 64 | SPP-TM Load | 646
64892 | RBFLCSC2 | SIERRA | 345 | 64 | SPP-Carlin Trend | 645
64891 | RBFLCSC1 | SIERRA | 345 | 64 | SPP-East Tie | 642
64885 | ROBINSON | SIERRA | 345 | 64 | SPP-East Tie | 642
64884 | RBGONPS | SIERRA | 345 | 64 | SPP-East Tie | 642
64883 | RBFLCPS | SIERRA | 345 | 64 | SPP-East Tie | 642
64830 | OLINGHOUSE | SIERRA | 345 | 64 | SPP-TM Load | 646
64310 | GONDER | SIERRA | 345 | 64 | SPP-East Tie | 642
64305 | NANIWA | SIERRA | 345 | 64 | SPP-TM Load | 646
11017 | ARROYO | EL PASO | 345 | 11 | EPE - Native Load | 110
10294 | SANDIA | NEW MEXICO | 345 | 10 | PNM: EHV and Gen | 100
64130 | VALMY | SIERRA | 345 | 64 | Zone27 | 640
64128 | VAL RD N | SIERRA | 345 | 64 | SPP-TM Load | 646
64115 | TRACY E | SIERRA | 345 | 64 | SPP-TM Load | 646
11014 | ARR___PS | EL PASO | 345 | 11 | EPE - Native Load | 110
64077 | MIRA LMA | SIERRA | 345 | 64 | SPP-TM Load | 646
64061 | IDAHO-NV | SIERRA | 345 | 64 | Zone27 | 640
64059 | HUMBOLDT | SIERRA | 345 | 64 | SPP-Carlin Trend | 645
64058 | HIL TOP | SIERRA | 345 | 64 | SPP-TM Load | 646
64043 | FALCON | SIERRA | 345 | 64 | SPP-Carlin Trend | 645
10292 | SAN_JUAN | NEW MEXICO | 345 | 10 | PNM: EHV and Gen | 100
64032 | COYOTECR | SIERRA | 345 | 64 | SPP-Carlin Trend | 645
64018 | BRDRTWN | SIERRA | 345 | 64 | SPP-TM Load | 646
64017 | BRDRTNPS | SIERRA | 345 | 64 | SPP-TM Load | 646
19989 | WHTHLS2_HV | WAPA L.C. | 345 | 19 | WAPA-DSW | 191
19984 | WHTHLS1_HV | WAPA L.C. | 345 | 19 | WAPA-DSW | 191
11010 | AMRAD | EL PASO | 345 | 11 | EPE - Native Load | 110
19980 | WHTHLS | WAPA L.C. | 345 | 19 | WAPA-DSW | 191
19785 | PINPKBRB | WAPA L.C. | 345 | 19 | WAPA-DSW | 191
19783 | GLENCANY | WAPA L.C. | 345 | 19 | WAPA-DSW | 191
19780 | FLAGSTAF | WAPA L.C. | 345 | 19 | WAPA-DSW | 191
10999 | TAIBANMS | NEW MEXICO | 345 | 10 | PNM: EHV and Gen | 100
14115 | CHOLLA E | APS | 345 | 14 | APS | 141
14114 | CHEVELON | APS | 345 | 14 | APS | 141
10998 | NMCASA_POI | NEW MEXICO | 345 | 10 | PNM: EHV and Gen | 100
14108 | YOUNGSCY | APS | 345 | 14 | APS | 141
14107 | MAZATZAL | APS | 345 | 14 | APS | 141
19315 | PEACOCK | WAPA L.C. | 345 | 19 | WAPA-DSW | 191
14106 | PNPK C | APS | 345 | 14 | APS | 141
10996 | NMCASA_GSUHS | NEW MEXICO | 345 | 10 | PNM: EHV and Gen | 100
14105 | PNPK W | APS | 345 | 14 | APS | 141
14104 | PNPK E | APS | 345 | 14 | APS | 141
60324 | RGSS | IDAHO | 345 | 60 | ZoneIP Southern | 613
14103 | PRECHCYN | APS | 345 | 14 | APS | 141
14101 | FOURCORN | APS | 345 | 14 | APS | 141
14100 | CHOLLA W | APS | 345 | 14 | APS | 141
60235 | MIDPOINT | IDAHO | 345 | 60 | ZoneIP Southern | 613
10969 | EL_CABO | NEW MEXICO | 345 | 10 | PNM: EHV and Gen | 100
60190 | KINPORT | IDAHO | 345 | 60 | ZoneIP Eastern | 614
10968 | CLINECORNER | NEW MEXICO | 345 | 10 | PNM: EHV and Gen | 100
60060 | BORAH | IDAHO | 345 | 60 | ZoneIP Southern | 613
60006 | ADELAIDE | IDAHO | 345 | 60 | ZoneIP Southern | 613
10965 | PAJARITO | NEW MEXICO | 345 | 10 | PNM: EHV and Gen | 100
60005 | ADEL TAP | IDAHO | 345 | 60 | ZoneIP Southern | 613
10963 | DURAN MESA | NEW MEXICO | 345 | 10 | PNM: EHV and Gen | 100
10962 | CLINES CORNE | NEW MEXICO | 345 | 10 | PNM: EHV and Gen | 100
10961 | TECOLOTE | NEW MEXICO | 345 | 10 | PNM: EHV and Gen | 100
14066 | FC-CH SC2 | APS | 345 | 14 | APS | 141
14065 | FC-CH SC1 | APS | 345 | 14 | APS | 141
40994 | SNOHOMS4 | NORTHWEST | 345 | 40 | Seattle Area, Olympic Peninsula | 400
40993 | SNOHOMS3 | NORTHWEST | 345 | 40 | Seattle Area, Olympic Peninsula | 400
10960 | RED CLOUD | NEW MEXICO | 345 | 10 | PNM: EHV and Gen | 100
10025 | B-A | NEW MEXICO | 345 | 10 | PNM: EHV and Gen | 100
10959 | WSPIRIT | NEW MEXICO | 345 | 10 | PNM: EHV and Gen | 100
40901 | ROSS | NORTHWEST | 345 | 40 | Portland Area | 401
19053 | LIBERTY | WAPA L.C. | 345 | 19 | WAPA-DSW | 191
40891 | ROCKY RH | NORTHWEST | 345 | 40 | Central Washington | 403
19037 | MEAD | WAPA L.C. | 345 | 19 | WAPA-DSW | 191
10870 | CLNCRN_1 | NEW MEXICO | 345 | 10 | PNM: EHV and Gen | 100
13613 | GRADYNM | NEW MEXICO | 345 | 10 | Western Interconnect NM | 136
13602 | SUB_BEJN | NEW MEXICO | 345 | 10 | Western Interconnect NM | 136
10868 | LAJOYA_STA | NEW MEXICO | 345 | 10 | PNM: EHV and Gen | 100
13601 | BV_POI_3-T~1 | NEW MEXICO | 345 | 10 | Western Interconnect NM | 136
40721 | MCNARY | NORTHWEST | 345 | 40 | Lower Columbia Basin | 404
10845 | JAN | NEW MEXICO | 345 | 10 | PNM: EHV and Gen | 100
13402 | BLACKWTR | NEW MEXICO | 345 | 10 | SPS | 134
40691 | MAPLEVLY_VL | NORTHWEST | 345 | 40 | Seattle Area, Olympic Peninsula | 400
13401 | ARTESIAR | EL PASO | 345 | 11 | EPE - ZoneE | 116
13400 | ARTESIA | EL PASO | 345 | 11 | EPE - ZoneE | 116
10842 | JICARILLA | NEW MEXICO | 345 | 10 | PNM: EHV and Gen | 100
10116 | GUADLUPE | NEW MEXICO | 345 | 10 | PNM: EHV and Gen | 100
10631 | ARROY_STA | NEW MEXICO | 345 | 10 | PNM: EHV and Gen | 100
10630 | PINTADO | NEW MEXICO | 345 | 10 | PNM: EHV and Gen | 100
10563 | JEC | NEW MEXICO | 345 | 10 | PNM: EHV and Gen | 100
40225 | CHIEF_JO_4 | NORTHWEST | 345 | 40 | Central Washington | 403
40223 | CHIEF_JO_3 | NORTHWEST | 345 | 40 | Central Washington | 403
10110 | DIAMOND_TAIL | NEW MEXICO | 345 | 10 | PNM: EHV and Gen | 100
51847 | BTR 345 | B.C.HYDRO | 345 | 50 | BC HYDRO | 500
51756 | SAC 345 | B.C.HYDRO | 345 | 50 | BC HYDRO | 500
51755 | BR1 3T2 | B.C.HYDRO | 345 | 50 | BC HYDRO | 500
51728 | BR2 3X7 | B.C.HYDRO | 345 | 50 | BC HYDRO | 500
51727 | BR2 3X5 | B.C.HYDRO | 345 | 50 | BC HYDRO | 500
51711 | UHT 345 | B.C.HYDRO | 345 | 50 | BC HYDRO | 500
51554 | KWL 345 | B.C.HYDRO | 345 | 50 | BC HYDRO | 500
27135 | MWC345 | LADWP | 345 | 26 | LA IPP | 283
10232 | OJO | NEW MEXICO | 345 | 10 | PNM: EHV and Gen | 100
26281 | INT PF BUS 4 | LADWP | 345 | 26 | LA IPP | 283
26280 | INT PF BUS 3 | LADWP | 345 | 26 | LA IPP | 283
26279 | INT PF BUS 2 | LADWP | 345 | 26 | LA IPP | 283
26278 | INT PF BUS 1 | LADWP | 345 | 26 | LA IPP | 283
26251 | INT MDUM | LADWP | 345 | 26 | LA IPP | 283
10229 | NORTON | NEW MEXICO | 345 | 10 | PNM: EHV and Gen | 100
26116 | INTERMTY | LADWP | 345 | 26 | LA IPP | 283
26114 | INTERMTX | LADWP | 345 | 26 | LA IPP | 283
50303 | BR1 3T1 | B.C.HYDRO | 345 | 50 | BC HYDRO | 500
12082 | TAOS | NEW MEXICO | 345 | 10 | TSGT: North NM | 121
50193 | BRT 345 | B.C.HYDRO | 345 | 50 | BC HYDRO | 500
50192 | WAH 345 | B.C.HYDRO | 345 | 50 | BC HYDRO | 500
50191 | ROS 345 | B.C.HYDRO | 345 | 50 | BC HYDRO | 500
26043 | INTERMT | LADWP | 345 | 26 | LA IPP | 283
18002 | HA PS | NEVADA | 345 | 18 | ZoneN2 | 182
18001 | H ALLEN | NEVADA | 345 | 18 | ZoneN2 | 182
10420 | FC_SOLAR | NEW MEXICO | 345 | 10 | PNM: EHV and Gen | 100
17010 | GREEN-AE | AEPCO | 345 | 17 | AEPCO: Graham/Duncan | 174
999995 | FOURIO11 | NEW MEXICO | 345 | 10 | PNM: EHV and Gen | 100
999986 | BORPOP11 | PACE | 345 | 65 | ID NPC | 652
999985 | BORPOP21 | PACE | 345 | 65 | ID NPC | 652
999980 | KINPOP11 | PACE | 345 | 65 | ID NPC | 652
999943 | SANMCK11 | TEP | 345 | 16 | TEP | 160
999942 | SANMCK21 | TEP | 345 | 16 | TEP | 160
999939 | CABRIO11 | NEW MEXICO | 345 | 10 | PNM: EHV and Gen | 100
999938 | PAJWSP12 | NEW MEXICO | 345 | 10 | PNM: EHV and Gen | 100
999937 | PAJWSP11 | NEW MEXICO | 345 | 10 | PNM: EHV and Gen | 100
999936 | PINRIO11 | NEW MEXICO | 345 | 10 | PNM: EHV and Gen | 100
999929 | 3MIBRI11 | PACE | 345 | 65 | WY CENTRAL | 651
999928 | BRIPOP11 | PACE | 345 | 65 | ID NPC | 652
999927 | BRIPOP21 | PACE | 345 | 65 | ID NPC | 652
11380 | ESCONDIDO | EL PASO | 345 | 11 | EPE - Native Load | 110
17005 | BICKNELL | AEPCO | 345 | 17 | AEPCO: Trico | 171
999875 | FLAGLE11 | WAPA L.C. | 345 | 19 | WAPA-DSW | 191
999873 | FLAPIN11 | WAPA L.C. | 345 | 19 | WAPA-DSW | 191
999872 | FLAPIN21 | WAPA L.C. | 345 | 19 | WAPA-DSW | 191
999867 | LIBPEA11 | WAPA L.C. | 345 | 19 | WAPA-DSW | 191
999863 | GREVAI11 | TEP | 345 | 16 | TEP | 160
999861 | SPRGRE12 | TEP | 345 | 16 | TEP | 160
999860 | SPRGRE11 | TEP | 345 | 16 | TEP | 160
999859 | SPRVAI11 | TEP | 345 | 16 | TEP | 160
999857 | SPRVAI13 | TEP | 345 | 16 | TEP | 160
999856 | SPRVAI14 | TEP | 345 | 16 | TEP | 160
999855 | WINVAI12 | TEP | 345 | 16 | TEP | 160
999854 | WINVAI11 | TEP | 345 | 16 | TEP | 160
999853 | WINVAIA2 | TEP | 345 | 16 | TEP | 160
999852 | WINVAIA1 | TEP | 345 | 16 | TEP | 160
999851 | CW_GRE12 | TEP | 345 | 16 | TEP | 160
999849 | CW_GREA2 | TEP | 345 | 16 | TEP | 160
999848 | CW_GREA1 | TEP | 345 | 16 | TEP | 160
999847 | CW_GRE22 | TEP | 345 | 16 | TEP | 160
999846 | CW_GRE21 | TEP | 345 | 16 | TEP | 160
641121 | DGEFLT MPT1 | SIERRA | 345 | 64 | SPP-TM Load | 646
641120 | DODGEFLAT | SIERRA | 345 | 64 | SPP-TM Load | 646
640917 | FSHSP-TER1 | SIERRA | 345 | 64 | SPP-TM Load | 646
640916 | FISHSPRNG | SIERRA | 345 | 64 | SPP-TM Load | 646
623444 | NEXT_SC | MONTANA | 345 | 62 | COLSTRIP_MT | 628
623435 | NEXT_345 | MONTANA | 345 | 62 | COLSTRIP_MT | 628
623434 | NEXT_345_34 | MONTANA | 345 | 62 | COLSTRIP_MT | 628
623431 | NEXT_COL1 | MONTANA | 345 | 62 | COLSTRIP_MT | 628
623400 | NEXT_POI | MONTANA | 345 | 62 | COLSTRIP_MT | 628
10403 | CABEZON | NEW MEXICO | 345 | 10 | PNM: EHV and Gen | 100
10393 | LEF | NEW MEXICO | 345 | 10 | PNM: EHV and Gen | 100
11338 | BV_STA | EL PASO | 345 | 11 | EPE - Native Load | 110
11322 | BATTERY_E | EL PASO | 345 | 11 | EPE - Native Load | 110
11317 | EMPIRE | EL PASO | 345 | 11 | EPE - Native Load | 110
11315 | OTERO | EL PASO | 345 | 11 | EPE - Native Load | 110
10390 | RIOPUERC | NEW MEXICO | 345 | 10 | PNM: EHV and Gen | 100
11286 | MACHOSPRNGHV | EL PASO | 345 | 11 | EPE - Native Load | 110
164300 | COPPER_VERDE | TEP | 345 | 16 | FMI(TEP) | 164
160316 | OSO_HV1 | TEP | 345 | 16 | OSO Grande | 169
160315 | CW_POI | TEP | 345 | 16 | TEP | 160
160314 | CW | TEP | 345 | 16 | TEP | 160
160312 | WINCHESTER | TEP | 345 | 16 | TEP | 160
160310 | WESTWING | TEP | 345 | 16 | TEP | 160
160308 | VAIL | TEP | 345 | 16 | TEP | 160
160306 | SPRINGRVILLE | TEP | 345 | 16 | TEP | 160
160305 | SOUTH | TEP | 345 | 16 | TEP | 160
160304 | PINAL_WEST | TEP | 345 | 16 | TEP | 160
160302 | MCKINLEY | TEP | 345 | 16 | TEP | 160
160301 | GREENLEE | TEP | 345 | 16 | TEP | 160
160300 | CORONADO | TEP | 345 | 16 | TEP | 160
160266 | OSO.3WP2 | TEP | 345 | 16 | OSO Grande | 169
160265 | OSO.3WP1 | TEP | 345 | 16 | OSO Grande | 169
11266 | PICANTE | EL PASO | 345 | 11 | EPE - Native Load | 110
99899 | mid_99899 | NEW MEXICO | 345 | 10 | PNM: EHV and Gen | 100
99898 | mid_99898 | NEW MEXICO | 345 | 10 | PNM: EHV and Gen | 100
99897 | mid_99897 | NEW MEXICO | 345 | 10 | PNM: EHV and Gen | 100
99896 | mid_99896 | NEW MEXICO | 345 | 10 | PNM: EHV and Gen | 100
99895 | mid_99895 | NEW MEXICO | 345 | 10 | PNM: EHV and Gen | 100
99894 | mid_99894 | NEW MEXICO | 345 | 10 | PNM: EHV and Gen | 100
99893 | mid_99893 | NEW MEXICO | 345 | 10 | PNM: EHV and Gen | 100
99561 | mid_99561 | PSCOLORADO | 345 | 70 | ZoneRS | 704
99560 | mid_99560 | PSCOLORADO | 345 | 70 | ZoneRD | 700
99526 | mid_99526 | PSCOLORADO | 345 | 70 | ZoneRN | 706
99525 | mid_99525 | PSCOLORADO | 345 | 70 | ZoneRN | 706
99524 | mid_99524 | PSCOLORADO | 345 | 70 | ZoneRD | 700
98281 | mid_98281 | PACE | 345 | 65 | ID NPC | 652
98280 | mid_98280 | PACE | 345 | 65 | ID NPC | 652
98277 | mid_98277 | PACE | 345 | 65 | UT MOAB PINT | 676
98276 | mid_98276 | PACE | 345 | 65 | UT MOAB PINT | 676
96234 | MID_96234 | WAPA R.M. | 345 | 73 | WAPA-RMRAZ | 792
96233 | MID_96233 | WAPA R.M. | 345 | 73 | WAPA-RMRAZ | 792
96232 | MID_96232 | WAPA R.M. | 345 | 73 | WAPA-RMRAZ | 792
96190 | MID_96190 | WAPA R.M. | 345 | 73 | WAPA-RMRAZ | 792
96189 | MID_96189 | WAPA R.M. | 345 | 73 | WAPA-RMRAZ | 792
96188 | MID_96188 | WAPA R.M. | 345 | 73 | WAPA-RMRAZ | 792
96173 | mid_96173 | WAPA R.M. | 345 | 73 | ZoneEW | 753
96164 | mid_96164 | WAPA R.M. | 345 | 73 | ZoneEC | 752
96163 | mid_96163 | WAPA R.M. | 345 | 73 | ZoneEC | 752
96146 | mid_96146 | WAPA R.M. | 345 | 73 | ZoneR4 | 790
96144 | mid_96144 | WAPA R.M. | 345 | 73 | WAPA-RMRAZ | 792
96143 | mid_96143 | WAPA R.M. | 345 | 73 | ZoneR4 | 790
96142 | mid_96142 | WAPA R.M. | 345 | 73 | ZoneR4 | 790
81980 | mid_81980 | B.C.HYDRO | 345 | 50 | BC HYDRO | 500
81979 | mid_81979 | B.C.HYDRO | 345 | 50 | BC HYDRO | 500
81976 | mid_81976 | B.C.HYDRO | 345 | 50 | BC HYDRO | 500
999850 | CW_GRE11 | TEP | 345 | 16 | TEP | 160
10369 | WESTMESA | NEW MEXICO | 345 | 10 | PNM: EHV and Gen | 100
999858 | SPRVAI12 | TEP | 345 | 16 | TEP | 160
11242 | AFTON_N | EL PASO | 345 | 11 | EPE - Native Load | 110
11237 | AMRAD_B | EL PASO | 345 | 11 | EPE - Native Load | 110
81860 | mid_81860 | B.C.HYDRO | 345 | 50 | BC HYDRO | 500
81859 | mid_81859 | B.C.HYDRO | 345 | 50 | BC HYDRO | 500
999874 | FLAGLE21 | WAPA L.C. | 345 | 19 | WAPA-DSW | 191
81805 | mid_81805 | B.C.HYDRO | 345 | 50 | BC HYDRO | 500
999862 | GREVAI12 | TEP | 345 | 16 | TEP | 160
11217 | AFTON | EL PASO | 345 | 11 | EPE - Native Load | 110
81736 | mid_81736 | B.C.HYDRO | 345 | 50 | BC HYDRO | 500
11204 | NEWMAN_B | EL PASO | 345 | 11 | EPE - Native Load | 110
11202 | DIABLO_B | EL PASO | 345 | 11 | EPE - Native Load | 110
79990 | WATRFLW | WAPA R.M. | 345 | 73 | ZoneR4 | 790
79356 | MCBRYDE | WAPA R.M. | 345 | 73 | Zone69 | 791
79266 | MEEKER | WAPA R.M. | 345 | 73 | Zone69 | 791
79072 | HESPERUS | WAPA R.M. | 345 | 73 | ZoneR4 | 790
79064 | SHIPROCK | WAPA R.M. | 345 | 73 | WAPA-RMRAZ | 792
79060 | SANJN PS | WAPA R.M. | 345 | 73 | ZoneR4 | 790
79058 | RIFLE_CU | PSCOLORADO | 345 | 70 | ZoneRW | 708
79049 | MONTROSE | WAPA R.M. | 345 | 73 | ZoneR4 | 790
79036 | GRANDJCT | WAPA R.M. | 345 | 73 | ZoneR4 | 790
79014 | CRAIG | WAPA R.M. | 345 | 73 | Zone69 | 791
73193 | STORY | WAPA R.M. | 345 | 73 | ZoneEC | 752
73108 | LAR.RIVR | WAPA R.M. | 345 | 73 | ZoneEW | 753
14425 | Q273 | APS | 345 | 14 | APS | 141
73012 | AULT | WAPA R.M. | 345 | 73 | ZoneFH | 754
72811 | WL_CHILD | WAPA R.M. | 345 | 73 | ZoneEW | 753
72721 | AXIAL_HV2 | WAPA R.M. | 345 | 73 | Zone69 | 791
72720 | AXIAL_HV1 | WAPA R.M. | 345 | 73 | Zone69 | 791
72140 | KEOTA | WAPA R.M. | 345 | 73 | ZoneEC | 752
70778 | CHEYRGW_CTRL | PSCOLORADO | 345 | 70 | ZoneRD | 700
70764 | RUSHCK1_W1W2 | PSCOLORADO | 345 | 70 | ZoneRD | 700
70754 | NEPTUNE | PSCOLORADO | 345 | 70 | ZoneRS | 704
11111 | NEWMAN | EL PASO | 345 | 11 | EPE - Native Load | 110
70750 | BRONCOPLNS | PSCOLORADO | 345 | 70 | ZoneRD | 700
70730 | CHEYRDG_EST | PSCOLORADO | 345 | 70 | ZoneRD | 700
70654 | COMANCHE | PSCOLORADO | 345 | 70 | ZoneRS | 704
70653 | TUNDRA | PSCOLORADO | 345 | 70 | ZoneRS | 704
70632 | CHEYRDGE_W | PSCOLORADO | 345 | 70 | ZoneRD | 700
70630 | SHORTGRASS | PSCOLORADO | 345 | 70 | ZoneRD | 700
70628 | PRONGHORN | PSCOLORADO | 345 | 70 | ZoneRD | 700
70627 | LIMON3 | PSCOLORADO | 345 | 70 | ZoneRD | 700
70626 | LIMON2 | PSCOLORADO | 345 | 70 | ZoneRD | 700
70625 | LIMON1 | PSCOLORADO | 345 | 70 | ZoneRD | 700
70624 | MIS_SITE | PSCOLORADO | 345 | 70 | ZoneRD | 700
70601 | DANIELPK | PSCOLORADO | 345 | 70 | ZoneRS | 704
70599 | SMOKYHIL | PSCOLORADO | 345 | 70 | ZoneRD | 700
70598 | PAWNEE | PSCOLORADO | 345 | 70 | ZoneRN | 706
70597 | HARVEST_MI | PSCOLORADO | 345 | 70 | ZoneRD | 700
70466 | WATERTON | PSCOLORADO | 345 | 70 | ZoneRD | 700
70465 | MIDWAYPS | PSCOLORADO | 345 | 70 | ZoneRD | 700
11093 | LUNA | EL PASO | 345 | 11 | EPE - Native Load | 110
69998 | SIGURD&2 | PACE | 345 | 65 | UT RED PAC | 687
69783 | PEARSON | PACE | 345 | 65 | UT SIGURD | 657
69736 | ESCAL_MTR 3 | PACE | 345 | 65 | UT SIGURD | 657
69735 | ESCAL_MTR12 | PACE | 345 | 65 | UT SIGURD | 657
69731 | ESCALANT SOL | PACE | 345 | 65 | UT SIGURD | 657
69730 | HICKORY | PACE | 345 | 65 | UT SIGURD | 657
69600 | MONHUN_SR | PACE | 345 | 65 | UT CARB PRIC | 656
11080 | HIDALGO | EL PASO | 345 | 11 | EPE - Native Load | 110
67827 | ANTICLIN | PACE | 345 | 65 | WY CENTRAL | 651
67808 | LIMBER | PACE | 345 | 65 | UT SALT LAKE | 655
67790 | POPULUS | PACE | 345 | 65 | ID NPC | 652
67657 | UTAH-NEV | PACE | 345 | 65 | UT RED PAC | 687
67582 | PINTO &1 | PACE | 345 | 65 | UT MOAB PINT | 676
11061 | DIABLO | EL PASO | 345 | 11 | EPE - Native Load | 110
66510 | TERMINAL | PACE | 345 | 65 | UT SALT LAKE | 655
64895 | ROBINSON | SIERRA | 500 | 64 | SPP-East Tie | 642
41744 | GND_COULE_24 | NORTHWEST | 500 | 40 | Central Washington | 403
41743 | GND_COULE_23 | NORTHWEST | 500 | 40 | Central Washington | 403
41742 | GND_COULE_22 | NORTHWEST | 500 | 40 | Central Washington | 403
41741 | GND_COULE_21 | NORTHWEST | 500 | 40 | Central Washington | 403
41740 | GND_COULE_20 | NORTHWEST | 500 | 40 | Central Washington | 403
41739 | GND_COULE_19 | NORTHWEST | 500 | 40 | Central Washington | 403
41450 | KNIGHT | NORTHWEST | 500 | 40 | Central Washington | 403
41401 | ROCK CK | NORTHWEST | 500 | 40 | Lower Columbia Basin | 404
41312 | CELILO2 | NORTHWEST | 500 | 40 | Lower Columbia Basin | 404
41311 | CELILO1 | NORTHWEST | 500 | 40 | Lower Columbia Basin | 404
60242 | MIDHEM12 | IDAHO | 500 | 60 | ZoneIP Southern | 613
60241 | MIDHEM11 | IDAHO | 500 | 60 | ZoneIP Southern | 613
60240 | MIDPOINT | IDAHO | 500 | 60 | ZoneIP Southern | 613
14079 | MOEN-ELD SC3 | APS | 500 | 14 | APS | 141
60155 | HEMINWAY | IDAHO | 500 | 60 | ZoneIP Central | 612
14078 | MOEN-ELD SC2 | APS | 500 | 14 | APS | 141
41138 | WAUTOMA | NORTHWEST | 500 | 40 | Central Washington | 403
14077 | MOEN-ELD SC1 | APS | 500 | 14 | APS | 141
14073 | FC-MOEN SC1 | APS | 500 | 14 | APS | 141
41113 | VANTAGE | NORTHWEST | 500 | 40 | Central Washington | 403
14072 | NAV-MOEN SC1 | APS | 500 | 14 | APS | 141
41095 | TROUTDAL | NORTHWEST | 500 | 40 | Portland Area | 401
14071 | NAV-DUG SC2 | APS | 500 | 14 | APS | 141
14070 | NAV-DUG SC1 | APS | 500 | 14 | APS | 141
56510 | KEEPHIL3 | ALBERTA | 500 | 54 | AIES-Lake Wabamun Generation | 560
41057 | TAFT | NORTHWEST | 500 | 40 | Western Montana | 486
14069 | MOEN-CM SC1 | APS | 500 | 14 | APS | 141
41051 | TACOMA | NORTHWEST | 500 | 40 | Seattle Area, Olympic Peninsula | 400
41043 | SUMMER L | NORTHWEST | 500 | 40 | Southern Oregon | 405
14068 | YAV-WW SC1 | APS | 500 | 14 | APS | 141
14067 | CH-SAG SC1 | APS | 500 | 14 | APS | 141
41007 | SNOKING | NORTHWEST | 500 | 40 | Seattle Area, Olympic Peninsula | 400
55615 | HTHFIELD2 | ALBERTA | 500 | 54 | AIES-Fort Saskatchewan 2000 | 553
55614 | HTHFIELD1 | ALBERTA | 500 | 54 | AIES-Fort Saskatchewan 2000 | 553
41001 | SNOKING# | NORTHWEST | 500 | 40 | Seattle Area, Olympic Peninsula | 400
55601 | THICKWD1 | ALBERTA | 500 | 54 | AIES-Fort McMurray | 545
40989 | SLATT | NORTHWEST | 500 | 40 | Lower Columbia Basin | 404
40973 | SICKLER | NORTHWEST | 500 | 40 | Central Washington | 403
14018 | DUGAS | APS | 500 | 14 | APS | 141
14016 | PNPKAPS | APS | 500 | 14 | APS | 141
40957 | SCHULTZ | NORTHWEST | 500 | 40 | Central Washington | 403
40949 | SATSOP | NORTHWEST | 500 | 40 | Seattle Area, Olympic Peninsula | 400
14014 | CEDARMT | APS | 500 | 14 | APS | 141
40941 | SANTIAM | NORTHWEST | 500 | 40 | Western Oregon | 402
14012 | DELANEY | APS | 500 | 14 | APS | 141
40917 | SACJWA# | NORTHWEST | 500 | 40 | Lower Columbia Basin | 404
14011 | MORGAN | APS | 500 | 14 | APS | 141
40913 | SACJAWEA | NORTHWEST | 500 | 40 | Lower Columbia Basin | 404
14010 | SNVLY | APS | 500 | 14 | APS | 141
14009 | REDHAWK | APS | 500 | 14 | APS | 141
14006 | YAVAPAI | APS | 500 | 14 | APS | 141
40869 | RAVER | NORTHWEST | 500 | 40 | Seattle Area, Olympic Peninsula | 400
14005 | WESTWING | APS | 500 | 14 | APS | 141
14004 | SAGUARO | APS | 500 | 14 | APS | 141
40837 | PONDROSA | NORTHWEST | 500 | 40 | Southern Oregon | 405
40834 | PONDROSB | NORTHWEST | 500 | 40 | Southern Oregon | 405
14003 | NAVAJO | APS | 500 | 14 | APS | 141
40827 | PEARL | NORTHWEST | 500 | 40 | Portland Area | 401
40821 | PAUL | NORTHWEST | 500 | 40 | Seattle Area, Olympic Peninsula | 400
14002 | MOENKOPI | APS | 500 | 14 | APS | 141
40809 | OSTRNDER | NORTHWEST | 500 | 40 | Portland Area | 401
19038 | MEAD | WAPA L.C. | 500 | 19 | WAPA-DSW | 191
14001 | FOURCORN | APS | 500 | 14 | APS | 141
40797 | OLYMPIA | NORTHWEST | 500 | 40 | Seattle Area, Olympic Peninsula | 400
14000 | CHOLLA | APS | 500 | 14 | APS | 141
40774 | NAPAVINE | NORTHWEST | 500 | 40 | Seattle Area, Olympic Peninsula | 400
40749 | MONROE | NORTHWEST | 500 | 40 | Seattle Area, Olympic Peninsula | 400
18897 | RSHASC2 | NEVADA | 500 | 18 | ZoneN4 | 184
40723 | MCNARY | NORTHWEST | 500 | 40 | Lower Columbia Basin | 404
18896 | RSHASC1 | NEVADA | 500 | 18 | ZoneN4 | 184
40699 | MARION | NORTHWEST | 500 | 40 | Western Oregon | 402
40693 | MAPLEVLY_VL | NORTHWEST | 500 | 40 | Seattle Area, Olympic Peninsula | 400
40688 | MALIN R3 | NORTHWEST | 500 | 40 | Southern Oregon | 405
40687 | MALIN | NORTHWEST | 500 | 40 | Southern Oregon | 405
40684 | MALIN R1 | NORTHWEST | 500 | 40 | Southern Oregon | 405
40683 | LOW MON | NORTHWEST | 500 | 40 | Southeast Washington | 407
40679 | LOW GRAN | NORTHWEST | 500 | 40 | Southeast Washington | 407
40666 | CEN FERY | NORTHWEST | 500 | 40 | Southeast Washington | 407
40665 | LIT GOOS | NORTHWEST | 500 | 40 | Southeast Washington | 407
54630 | SUNNYB1 | ALBERTA | 500 | 54 | AIES-Lake Wabamun Generation | 560
54623 | SUNNYB2 | ALBERTA | 500 | 54 | AIES-Lake Wabamun Generation | 560
54610 | KEEPHIL2 | ALBERTA | 500 | 54 | AIES-Lake Wabamun Generation | 560
54609 | LIVOC500 | ALBERTA | 500 | 54 | AIES-Fort McMurray | 545
40629 | LANE | NORTHWEST | 500 | 40 | Western Oregon | 402
40601 | KEELER | NORTHWEST | 500 | 40 | Portland Area | 401
54525 | GENESEE4 | ALBERTA | 500 | 54 | AIES-Lake Wabamun Generation | 560
40585 | JOHN DAY | NORTHWEST | 500 | 40 | Lower Columbia Basin | 404
54456 | BENNETTP | ALBERTA | 500 | 54 | AIES-Calgary | 586
40553 | HOT SPR | NORTHWEST | 500 | 40 | Western Montana | 486
40521 | HATWAI | NORTHWEST | 500 | 40 | AVA: Lewiston/Clarkston | 444
30069 | L.BANS M | PG AND E | 500 | 30 | Intertie | 300
30066 | TABLE MTN5M | PG AND E | 500 | 30 | Intertie | 300
30065 | RD MT 1M | PG AND E | 500 | 30 | Intertie | 300
30060 | MIDWAY | PG AND E | 500 | 30 | Intertie | 300
30057 | DIABLOCNYNSS | PG AND E | 500 | 30 | Intertie | 300
40499 | HANFORD | NORTHWEST | 500 | 40 | Lower Columbia Basin | 404
30055 | GATES | PG AND E | 500 | 30 | Intertie | 300
30050 | LOSBANOS | PG AND E | 500 | 30 | Intertie | 300
30045 | MOSSLAND | PG AND E | 500 | 30 | Intertie | 300
30042 | METCALF | PG AND E | 500 | 30 | Intertie | 300
40489 | GRIZZLY | NORTHWEST | 500 | 40 | Southern Oregon | 405
40488 | GRIZZ R3 | NORTHWEST | 500 | 40 | Southern Oregon | 405
30040 | TESLA | PG AND E | 500 | 30 | Intertie | 300
30035 | TRACY | PG AND E | 500 | 30 | Intertie | 300
30030 | VACA-DIX | PG AND E | 500 | 30 | Intertie | 300
30025 | MAXWELL | PG AND E | 500 | 30 | Intertie | 300
40474 | SYCAN_12 | NORTHWEST | 500 | 40 | Southern Oregon | 405
30020 | OLINDA | PG AND E | 500 | 30 | Intertie | 300
40473 | SYCAN_11 | NORTHWEST | 500 | 40 | Southern Oregon | 405
40472 | FORT_RK_32 | NORTHWEST | 500 | 40 | Southern Oregon | 405
30015 | TABLE MTN | PG AND E | 500 | 30 | Intertie | 300
40470 | FORT_RK_12 | NORTHWEST | 500 | 40 | Southern Oregon | 405
30005 | ROUND MT | PG AND E | 500 | 30 | Intertie | 300
54273 | HRTLAND | ALBERTA | 500 | 54 | AIES-Fort Saskatchewan 2000 | 553
40468 | FORT_RK_31 | NORTHWEST | 500 | 40 | Southern Oregon | 405
40466 | FORT_RK_11 | NORTHWEST | 500 | 40 | Southern Oregon | 405
40464 | SAND_SP_32 | NORTHWEST | 500 | 40 | Southern Oregon | 405
40462 | SAND_SP_12 | NORTHWEST | 500 | 40 | Southern Oregon | 405
54258 | ELLERSLI1 | ALBERTA | 500 | 54 | AIES-Edmonton | 580
40461 | SAND_SP_31 | NORTHWEST | 500 | 40 | Southern Oregon | 405
40460 | SAND_SP_11 | NORTHWEST | 500 | 40 | Southern Oregon | 405
40459 | GARRISON | NORTHWEST | 500 | 40 | Western Montana | 486
40453 | GAR2EAST | NORTHWEST | 500 | 40 | Western Montana | 486
40452 | GAR2WEST | NORTHWEST | 500 | 40 | Western Montana | 486
40451 | GAR1EAST | NORTHWEST | 500 | 40 | Western Montana | 486
40450 | GAR1WEST | NORTHWEST | 500 | 40 | Western Montana | 486
40381 | ECHOLAKE | NORTHWEST | 500 | 40 | Seattle Area, Olympic Peninsula | 400
40369 | DWORSHAK | NORTHWEST | 500 | 40 | Southeast Washington | 407
40323 | CUSTER | NORTHWEST | 500 | 40 | Seattle Area, Olympic Peninsula | 400
18462 | LAUGHLIN2 | NEVADA | 500 | 18 | ZoneN7 | 187
40306 | COVINGT5 | NORTHWEST | 500 | 40 | Seattle Area, Olympic Peninsula | 400
18461 | LAUGHLIN1 | NEVADA | 500 | 18 | ZoneN7 | 187
40302 | COVINGT4 | NORTHWEST | 500 | 40 | Seattle Area, Olympic Peninsula | 400
40288 | G_COULEE_ R1 | NORTHWEST | 500 | 40 | Central Washington | 403
40287 | GRAND_COULEE | NORTHWEST | 500 | 40 | Central Washington | 403
29402 | WIRLWIND | SOCALIF | 500 | 24 | SCE NORTHERN 500kV | 250
18452 | CRSTL N | NEVADA | 500 | 18 | ZoneN4 | 184
29401 | WINDHUB | SOCALIF | 500 | 24 | SCE NORTHERN 500kV | 250
29400 | ANTELOPE | SOCALIF | 500 | 24 | SCE NORTHERN 500kV | 250
18451 | NWEST | NEVADA | 500 | 18 | ZoneN4 | 184
18450 | H ALLEN | NEVADA | 500 | 18 | ZoneN4 | 184
18438 | LENZ CB2 | NEVADA | 500 | 18 | ZoneN1 | 181
18437 | LENZ CB1 | NEVADA | 500 | 18 | ZoneN1 | 181
53985 | mid_99780 | B.C.HYDRO | 500 | 50 | BC HYDRO | 500
53984 | mid_99779 | B.C.HYDRO | 500 | 50 | BC HYDRO | 500
29255 | DVRS_RB_22 | SOCALIF | 500 | 24 | SCE EASTERN 500/230kV | 940
29254 | DVRS_RB_21 | SOCALIF | 500 | 24 | SCE EASTERN 500/230kV | 940
18430 | LENZIE | NEVADA | 500 | 18 | ZoneN4 | 184
29253 | DVRS_RB_12 | SOCALIF | 500 | 24 | SCE EASTERN 500/230kV | 940
29252 | DVRS_RB_11 | SOCALIF | 500 | 24 | SCE EASTERN 500/230kV | 940
18425 | HA CC | NEVADA | 500 | 18 | ZoneN2 | 182
40233 | CHIEF_JO | NORTHWEST | 500 | 40 | Central Washington | 403
29251 | PV_CLRVR_12 | SOCALIF | 500 | 24 | SCE EASTERN 500/230kV | 940
29250 | PV_CLRVR_11 | SOCALIF | 500 | 24 | SCE EASTERN 500/230kV | 940
29249 | DEL_CLRVR_12 | SOCALIF | 500 | 24 | SCE EASTERN 500/230kV | 940
29248 | DEL_CLRVR_11 | SOCALIF | 500 | 24 | SCE EASTERN 500/230kV | 940
18400 | SLHWK | NEVADA | 500 | 18 | ZoneN2 | 182
29247 | LGO_MOHVE_14 | SOCALIF | 500 | 24 | SCE EAST OF LUGO 500/230kV | 955
29246 | LGO_MOHVE_13 | SOCALIF | 500 | 24 | SCE EAST OF LUGO 500/230kV | 955
29245 | LGO_MOHVE_12 | SOCALIF | 500 | 24 | SCE EAST OF LUGO 500/230kV | 955
29244 | LGO_MOHVE_11 | SOCALIF | 500 | 24 | SCE EAST OF LUGO 500/230kV | 955
29243 | ELD_LUGO_14 | SOCALIF | 500 | 24 | SCE EAST OF LUGO 500/230kV | 955
51793 | NCT 31H | B.C.HYDRO | 500 | 50 | BC HYDRO | 500
51792 | TXW 29H | B.C.HYDRO | 500 | 50 | BC HYDRO | 500
29242 | ELD_LUGO_13 | SOCALIF | 500 | 24 | SCE EAST OF LUGO 500/230kV | 955
51791 | TXE 29H | B.C.HYDRO | 500 | 50 | BC HYDRO | 500
51790 | CCB 29H | B.C.HYDRO | 500 | 50 | BC HYDRO | 500
51789 | TXW 31H | B.C.HYDRO | 500 | 50 | BC HYDRO | 500
29241 | ELD_LUGO_12 | SOCALIF | 500 | 24 | SCE EAST OF LUGO 500/230kV | 955
29240 | ELD_LUGO_11 | SOCALIF | 500 | 24 | SCE EAST OF LUGO 500/230kV | 955
51708 | TXE 31H | B.C.HYDRO | 500 | 50 | BC HYDRO | 500
51704 | CCB 31H | B.C.HYDRO | 500 | 50 | BC HYDRO | 500
40155 | BUCKLEY | NORTHWEST | 500 | 40 | Lower Columbia Basin | 404
51677 | GUI 5C1N | B.C.HYDRO | 500 | 50 | BC HYDRO | 500
51676 | RYC 5C3N | B.C.HYDRO | 500 | 50 | BC HYDRO | 500
51675 | AMC 5C2N | B.C.HYDRO | 500 | 50 | BC HYDRO | 500
51674 | AMC 5C1N | B.C.HYDRO | 500 | 50 | BC HYDRO | 500
51672 | MLS 5C3K | B.C.HYDRO | 500 | 50 | BC HYDRO | 500
51671 | MLS 5C2K | B.C.HYDRO | 500 | 50 | BC HYDRO | 500
51670 | MLS 5C1K | B.C.HYDRO | 500 | 50 | BC HYDRO | 500
51668 | GUI 5C1K | B.C.HYDRO | 500 | 50 | BC HYDRO | 500
51667 | MLS 5C2W | B.C.HYDRO | 500 | 50 | BC HYDRO | 500
51666 | KDY 5C2W | B.C.HYDRO | 500 | 50 | BC HYDRO | 500
51665 | KDY 5C1W | B.C.HYDRO | 500 | 50 | BC HYDRO | 500
51663 | KDY 5C2G | B.C.HYDRO | 500 | 50 | BC HYDRO | 500
51662 | KDY 5C1G | B.C.HYDRO | 500 | 50 | BC HYDRO | 500
51655 | RYC 5C3M | B.C.HYDRO | 500 | 50 | BC HYDRO | 500
51654 | AMC 5C2M | B.C.HYDRO | 500 | 50 | BC HYDRO | 500
51653 | AMC 5C1I | B.C.HYDRO | 500 | 50 | BC HYDRO | 500
51652 | CHP 5C1C | B.C.HYDRO | 500 | 50 | BC HYDRO | 500
51650 | CRK 5C1C | B.C.HYDRO | 500 | 50 | BC HYDRO | 500
29040 | IEEC | SOCALIF | 500 | 24 | SCE EASTERN 500/230kV | 940
40111 | BIG EDDY | NORTHWEST | 500 | 40 | Lower Columbia Basin | 404
26970 | MOAPA | LADWP | 500 | 26 | LA EASTERN-AC | 286
40096 | BELL SC | NORTHWEST | 500 | 40 | Spokane Area, N Idaho, W Montana | 406
51470 | NCT 29H | B.C.HYDRO | 500 | 50 | BC HYDRO | 500
40091 | BELL BPA | NORTHWEST | 500 | 40 | Spokane Area, N Idaho, W Montana | 406
51298 | SBK 500 | B.C.HYDRO | 500 | 50 | BC HYDRO | 500
40062 | ASHE R1 | NORTHWEST | 500 | 40 | Lower Columbia Basin | 404
40061 | ASHE | NORTHWEST | 500 | 40 | Lower Columbia Basin | 404
51134 | VAS 500 | B.C.HYDRO | 500 | 50 | BC HYDRO | 500
40052 | ALVEY_CAP | NORTHWEST | 500 | 40 | Western Oregon | 402
40051 | ALVEY | NORTHWEST | 500 | 40 | Western Oregon | 402
51101 | KDY 5C3W | B.C.HYDRO | 500 | 50 | BC HYDRO | 500
40045 | ALLSTON | NORTHWEST | 500 | 40 | Portland Area | 401
50987 | MLS 5C1W | B.C.HYDRO | 500 | 50 | BC HYDRO | 500
26277 | ADL PF BUS 4 | LADWP | 500 | 26 | LA IPP | 283
26276 | ADL PF BUS 3 | LADWP | 500 | 26 | LA IPP | 283
26275 | ADL PF BUS 2 | LADWP | 500 | 26 | LA IPP | 283
26274 | ADL PF BUS 1 | LADWP | 500 | 26 | LA IPP | 283
50880 | SYA 5C2M | B.C.HYDRO | 500 | 50 | BC HYDRO | 500
50879 | SYA 5C1M | B.C.HYDRO | 500 | 50 | BC HYDRO | 500
50878 | SYA 5C2N | B.C.HYDRO | 500 | 50 | BC HYDRO | 500
50877 | SYA 5C1N | B.C.HYDRO | 500 | 50 | BC HYDRO | 500
50860 | CBN 500 | B.C.HYDRO | 500 | 50 | BC HYDRO | 500
50792 | SEL 500 | B.C.HYDRO | 500 | 50 | BC HYDRO | 500
50791 | CBK 500 | B.C.HYDRO | 500 | 50 | BC HYDRO | 500
26264 | VIC KDUM | LADWP | 500 | 26 | LA EASTERN-AC | 286
50704 | KLY 500 | B.C.HYDRO | 500 | 50 | BC HYDRO | 500
50703 | NIC 500 | B.C.HYDRO | 500 | 50 | BC HYDRO | 500
50702 | ACK 500 | B.C.HYDRO | 500 | 50 | BC HYDRO | 500
50701 | REV 500 | B.C.HYDRO | 500 | 50 | BC HYDRO | 500
26263 | RING2DUM | LADWP | 500 | 26 | LA EASTERN-AC | 286
50700 | MCA 500 | B.C.HYDRO | 500 | 50 | BC HYDRO | 500
26231 | APEX | LADWP | 500 | 26 | LA EASTERN-AC | 286
26200 | COPPMTN3 | LADWP | 500 | 26 | LA EASTERN-AC | 286
50649 | CRK 5C1K | B.C.HYDRO | 500 | 50 | BC HYDRO | 500
50648 | CHP 5C1K | B.C.HYDRO | 500 | 50 | BC HYDRO | 500
50596 | MLS 5C3W | B.C.HYDRO | 500 | 50 | BC HYDRO | 500
50562 | GLN 500 | B.C.HYDRO | 500 | 50 | BC HYDRO | 500
50561 | WSN 500 | B.C.HYDRO | 500 | 50 | BC HYDRO | 500
50560 | KDS 500 | B.C.HYDRO | 500 | 50 | BC HYDRO | 500
50559 | PCN 500 | B.C.HYDRO | 500 | 50 | BC HYDRO | 500
50558 | GMS 500 | B.C.HYDRO | 500 | 50 | BC HYDRO | 500
50464 | TKW 500 | B.C.HYDRO | 500 | 50 | BC HYDRO | 500
50463 | SKA 500 | B.C.HYDRO | 500 | 50 | BC HYDRO | 500
26123 | CRYSTAL | LADWP | 500 | 26 | LA EASTERN-AC | 286
26120 | MKTPSVC | LADWP | 500 | 26 | LA EASTERN-AC | 286
26119 | ADELSVC | LADWP | 500 | 26 | LA EASTERN-AC | 286
26115 | RINALDI2 | LADWP | 500 | 26 | LA EASTERN-AC | 286
26105 | VICTORVL | LADWP | 500 | 26 | LA EASTERN-AC | 286
50370 | DMR 500 | B.C.HYDRO | 500 | 50 | BC HYDRO | 500
50194 | ING 500 | B.C.HYDRO | 500 | 50 | BC HYDRO | 500
50116 | TIR 29R | B.C.HYDRO | 500 | 50 | BC HYDRO | 500
50048 | TIR 31R | B.C.HYDRO | 500 | 50 | BC HYDRO | 500
50047 | MDN 500 | B.C.HYDRO | 500 | 50 | BC HYDRO | 500
50046 | MSA 500 | B.C.HYDRO | 500 | 50 | BC HYDRO | 500
50045 | CKY 500 | B.C.HYDRO | 500 | 50 | BC HYDRO | 500
26079 | TOLUCA | LADWP | 500 | 26 | LA EASTERN-AC | 286
37510 | TCY MP2 | PG AND E | 500 | 30 | Conf Load (Western) | 325
37508 | TCY MP1 | PG AND E | 500 | 30 | Conf Load (Western) | 325
26062 | RINALDI | LADWP | 500 | 26 | LA EASTERN-AC | 286
26048 | MCCULLGH | LADWP | 500 | 26 | LA EASTERN-AC | 286
26044 | MARKETPL | LADWP | 500 | 26 | LA EASTERN-AC | 286
26012 | ADELANTY | LADWP | 500 | 26 | LA IPP | 283
26011 | ADELANTX | LADWP | 500 | 26 | LA IPP | 283
26003 | ADELANTO | LADWP | 500 | 26 | LA EASTERN-AC | 286
25660 | MIRA81X2 | SOCALIF | 500 | 24 | SCE MAIN SYSTEM | 240
47745 | CENTRLIA_P2 | NORTHWEST | 500 | 40 | Seattle Area, Olympic Peninsula | 400
47741 | BIG_HAN_STA# | NORTHWEST | 500 | 40 | Seattle Area, Olympic Peninsula | 400
47638 | HERMCALP | NORTHWEST | 500 | 40 | Lower Columbia Basin | 404
24900 | COLRIVER | SOCALIF | 500 | 24 | SCE EASTERN 500/230kV | 940
24801 | DEVERS | SOCALIF | 500 | 24 | SCE EASTERN 500/230kV | 940
999997 | NAVCRY11 | LADWP | 500 | 26 | LA EASTERN-AC | 286
999996 | NAVCRY12 | LADWP | 500 | 26 | LA EASTERN-AC | 286
999968 | MARADE11 | LADWP | 500 | 26 | LA EASTERN-AC | 286
999967 | MCCVIC11 | LADWP | 500 | 26 | LA EASTERN-AC | 286
999966 | MCCVIC21 | LADWP | 500 | 26 | LA EASTERN-AC | 286
999947 | CRYMCC11 | LADWP | 500 | 26 | LA EASTERN-AC | 286
999888 | HDWN.G11 | SANDIEGO | 500 | 22 | SDG&E Bulk Power | 227
999887 | N.GIMP11 | SANDIEGO | 500 | 22 | SDG&E Bulk Power | 227
999885 | ECOMIG11 | SANDIEGO | 500 | 22 | SDG&E Bulk Power | 227
999884 | OCOSUN11 | SANDIEGO | 500 | 22 | SDG&E Bulk Power | 227
999879 | VINMES11 | SOCALIF | 500 | 24 | SCE MAIN SYSTEM | 240
999878 | EASMIR11 | SOCALIF | 500 | 24 | SCE MAIN SYSTEM | 240
999869 | MEAPER12 | WAPA L.C. | 500 | 19 | WAPA-DSW | 191
999868 | MEAPER11 | WAPA L.C. | 500 | 19 | WAPA-DSW | 191
999866 | CORSIL11 | SRP | 500 | 15 | SRP EHV 500 KV | 1500
999865 | CORSIL12 | SRP | 500 | 15 | SRP EHV 500 KV | 1500
999864 | HASN.G11 | SANDIEGO | 500 | 22 | SDG&E Bulk Power | 227
627202 | TOWNSEND 2 | MONTANA | 500 | 62 | HELENA_MT | 627
627201 | TOWNSEND 1 | MONTANA | 500 | 62 | HELENA_MT | 627
623512 | BROADVIEW | MONTANA | 500 | 62 | BILLINGS_MT | 623
623310 | BROADVIEW B | MONTANA | 500 | 62 | BILLINGS_MT | 623
623309 | BROADVIEW A | MONTANA | 500 | 62 | BILLINGS_MT | 623
623272 | BDVWSOLR 2 | MONTANA | 500 | 62 | BILLINGS_MT | 623
623207 | COLSTRIP 500 | MONTANA | 500 | 62 | COLSTRIP_MT | 628
623206 | NEXTERA 500 | MONTANA | 500 | 62 | COLSTRIP_MT | 628
623126 | COLSTRIPGSU4 | MONTANA | 500 | 62 | COLSTRIP_MT | 628
623125 | COLSTRIPGSU3 | MONTANA | 500 | 62 | COLSTRIP_MT | 628
450352 | CJ_OL_12 | NORTHWEST | 500 | 40 | Southern Oregon | 405
450351 | CJ_OL_11 | NORTHWEST | 500 | 40 | Southern Oregon | 405
411380 | WAUTOMA_CAP | NORTHWEST | 500 | 40 | Central Washington | 403
409890 | SLATT_SC1 | NORTHWEST | 500 | 40 | Lower Columbia Basin | 404
409571 | SCHULTZ_CAP2 | NORTHWEST | 500 | 40 | Central Washington | 403
409570 | SCHULTZ_CAP1 | NORTHWEST | 500 | 40 | Central Washington | 403
407230 | MCN_CAL_CIO | NORTHWEST | 500 | 40 | Lower Columbia Basin | 404
406874 | MALIN R4 | NORTHWEST | 500 | 40 | Southern Oregon | 405
404893 | BAKEOVEN_21 | NORTHWEST | 500 | 40 | Lower Columbia Basin | 404
24595 | MW_WRLWND_31 | SOCALIF | 500 | 24 | SCE MAIN SYSTEM | 240
404892 | BAKEOVEN_22 | NORTHWEST | 500 | 40 | Lower Columbia Basin | 404
404891 | BAKEOVEN_11 | NORTHWEST | 500 | 40 | Lower Columbia Basin | 404
404890 | BAKEOVEN_12 | NORTHWEST | 500 | 40 | Lower Columbia Basin | 404
403691 | DWORSHAK_PH | NORTHWEST | 500 | 40 | Southeast Washington | 407
403690 | DWORSHAK_CAP | NORTHWEST | 500 | 40 | Western Montana | 486
24594 | MW_WRLWND_32 | SOCALIF | 500 | 24 | SCE MAIN SYSTEM | 240
403231 | CUS_ING_CIO2 | NORTHWEST | 500 | 40 | Seattle Area, Olympic Peninsula | 400
403230 | CUS_ING_CIO1 | NORTHWEST | 500 | 40 | Seattle Area, Olympic Peninsula | 400
402873 | COLUMBIA_C22 | NORTHWEST | 500 | 40 | Central Washington | 403
402872 | COLUMBIA_C21 | NORTHWEST | 500 | 40 | Central Washington | 403
402871 | COLUMBIA_C12 | NORTHWEST | 500 | 40 | Central Washington | 403
402870 | COLUMBIA_C11 | NORTHWEST | 500 | 40 | Central Washington | 403
24593 | MW_VINCNT_21 | SOCALIF | 500 | 24 | SCE MAIN SYSTEM | 240
24592 | MW_VINCNT_22 | SOCALIF | 500 | 24 | SCE MAIN SYSTEM | 240
400510 | ALVEY_TIE | NORTHWEST | 500 | 40 | Western Oregon | 402
366700 | DALLASES | PG AND E | 500 | 30 | Conf Load (Central Coast) | 319
24591 | MW_VINCNT_11 | SOCALIF | 500 | 24 | SCE MAIN SYSTEM | 240
24590 | MW_VINCNT_12 | SOCALIF | 500 | 24 | SCE MAIN SYSTEM | 240
300551 | GT_MW_11 | PG AND E | 500 | 30 | Intertie | 300
300504 | LB_MW_13 | PG AND E | 500 | 30 | Intertie | 300
300503 | LB_MW_12 | PG AND E | 500 | 30 | Intertie | 300
300502 | LB_MW_11 | PG AND E | 500 | 30 | Intertie | 300
300501 | LB_GT_11 | PG AND E | 500 | 30 | Intertie | 300
300301 | VD_TS_11 | PG AND E | 500 | 30 | Intertie | 300
24573 | HAE SVCL | SOCALIF | 500 | 24 | SCE EAST OF LUGO 500/230kV | 955
300251 | MX_TR_11 | PG AND E | 500 | 30 | Intertie | 300
300202 | OL_MX_12 | PG AND E | 500 | 30 | Intertie | 300
300201 | OL_MX_11 | PG AND E | 500 | 30 | Intertie | 300
300154 | TM_TS_12 | PG AND E | 500 | 30 | Intertie | 300
300153 | TM_TS_11 | PG AND E | 500 | 30 | Intertie | 300
300152 | TM_VD_12 | PG AND E | 500 | 30 | Intertie | 300
300151 | TM_VD_11 | PG AND E | 500 | 30 | Intertie | 300
24572 | HAE SVC | SOCALIF | 500 | 24 | SCE EAST OF LUGO 500/230kV | 955
300054 | RM_TM_22 | PG AND E | 500 | 30 | Intertie | 300
300053 | RM_TM_21 | PG AND E | 500 | 30 | Intertie | 300
300052 | RM_TM_12 | PG AND E | 500 | 30 | Intertie | 300
300051 | RM_TM_11 | PG AND E | 500 | 30 | Intertie | 300
300006 | MN_RM_23 | PG AND E | 500 | 30 | Intertie | 300
300005 | MN_RM_22 | PG AND E | 500 | 30 | Intertie | 300
300004 | MN_RM_21 | PG AND E | 500 | 30 | Intertie | 300
300003 | MN_RM_12 | PG AND E | 500 | 30 | Intertie | 300
300002 | MN_RM_11 | PG AND E | 500 | 30 | Intertie | 300
300001 | CJ_OL_13 | PG AND E | 500 | 30 | Intertie | 300
24386 | MESA CAL | SOCALIF | 500 | 24 | SCE MAIN SYSTEM | 240
24385 | WEST TS | SOCALIF | 500 | 24 | SCE MAIN SYSTEM | 240
24384 | EAST TS | SOCALIF | 500 | 24 | SCE MAIN SYSTEM | 240
160500 | TORTOLITA | TEP | 500 | 16 | TEP | 160
24374 | REDBLUFF | SOCALIF | 500 | 24 | SCE EASTERN 500/230kV | 940
159999 | PL-RCTR3 | SRP | 500 | 15 | SRP EHV 500 KV | 1500
159998 | PL-RCTR2 | SRP | 500 | 15 | SRP EHV 500 KV | 1500
159997 | PL-RCTR1 | SRP | 500 | 15 | SRP EHV 500 KV | 1500
159970 | GILARIVR | SRP | 500 | 15 | SRP EHV 500 KV | 1500
155013 | ANPP_Q09_M | SRP | 500 | 15 | SRP EHV 500 KV | 1500
155011 | ANPP_Q09 | SRP | 500 | 15 | SRP EHV 500 KV | 1500
99982 | mid_99982 | ALBERTA | 500 | 54 | AIES-Calgary | 586
15180 | AVSOLAR | SRP | 500 | 15 | SRP OTHER SUB 69kV | 1508
24236 | RANCHVST | SOCALIF | 500 | 24 | SCE MAIN SYSTEM | 240
97941 | mid_97941 | MONTANA | 500 | 62 | BILLINGS_MT | 623
97940 | mid_97940 | MONTANA | 500 | 62 | BILLINGS_MT | 623
24156 | VINCENT | SOCALIF | 500 | 24 | SCE MAIN SYSTEM | 240
24151 | VALLEYSC | SOCALIF | 500 | 24 | SCE EASTERN 500/230kV | 940
81999 | mid_81999 | B.C.HYDRO | 500 | 50 | BC HYDRO | 500
81998 | mid_81998 | B.C.HYDRO | 500 | 50 | BC HYDRO | 500
24138 | SERRANO | SOCALIF | 500 | 24 | SCE MAIN SYSTEM | 240
81974 | mid_81974 | B.C.HYDRO | 500 | 50 | BC HYDRO | 500
81973 | mid_81973 | B.C.HYDRO | 500 | 50 | BC HYDRO | 500
81970 | mid_81970 | B.C.HYDRO | 500 | 50 | BC HYDRO | 500
81969 | mid_81969 | B.C.HYDRO | 500 | 50 | BC HYDRO | 500
81944 | mid_81944 | B.C.HYDRO | 500 | 50 | BC HYDRO | 500
81943 | mid_81943 | B.C.HYDRO | 500 | 50 | BC HYDRO | 500
81923 | mid_81923 | B.C.HYDRO | 500 | 50 | BC HYDRO | 500
81922 | mid_81922 | B.C.HYDRO | 500 | 50 | BC HYDRO | 500
81914 | mid_81914 | B.C.HYDRO | 500 | 50 | BC HYDRO | 500
81913 | mid_81913 | B.C.HYDRO | 500 | 50 | BC HYDRO | 500
81896 | mid_81896 | B.C.HYDRO | 500 | 50 | BC HYDRO | 500
81895 | mid_81895 | B.C.HYDRO | 500 | 50 | BC HYDRO | 500
81894 | mid_81894 | B.C.HYDRO | 500 | 50 | BC HYDRO | 500
81879 | mid_81879 | B.C.HYDRO | 500 | 50 | BC HYDRO | 500
81863 | mid_81863 | B.C.HYDRO | 500 | 50 | BC HYDRO | 500
81862 | mid_81862 | B.C.HYDRO | 500 | 50 | BC HYDRO | 500
81855 | mid_81855 | B.C.HYDRO | 500 | 50 | BC HYDRO | 500
81854 | mid_81854 | B.C.HYDRO | 500 | 50 | BC HYDRO | 500
81853 | mid_81853 | B.C.HYDRO | 500 | 50 | BC HYDRO | 500
24097 | MOHAVE | SOCALIF | 500 | 24 | SCE EAST OF LUGO 500/230kV | 955
81839 | mid_81839 | B.C.HYDRO | 500 | 50 | BC HYDRO | 500
81838 | mid_81838 | B.C.HYDRO | 500 | 50 | BC HYDRO | 500
81832 | mid_81832 | B.C.HYDRO | 500 | 50 | BC HYDRO | 500
81831 | mid_81831 | B.C.HYDRO | 500 | 50 | BC HYDRO | 500
24092 | MIRALOMA | SOCALIF | 500 | 24 | SCE MAIN SYSTEM | 240
81818 | mid_81818 | B.C.HYDRO | 500 | 50 | BC HYDRO | 500
81817 | mid_81817 | B.C.HYDRO | 500 | 50 | BC HYDRO | 500
81807 | mid_81807 | B.C.HYDRO | 500 | 50 | BC HYDRO | 500
81806 | mid_81806 | B.C.HYDRO | 500 | 50 | BC HYDRO | 500
81795 | mid_81795 | B.C.HYDRO | 500 | 50 | BC HYDRO | 500
81794 | mid_81794 | B.C.HYDRO | 500 | 50 | BC HYDRO | 500
24086 | LUGO | SOCALIF | 500 | 24 | SCE MAIN SYSTEM | 240
81793 | mid_81793 | B.C.HYDRO | 500 | 50 | BC HYDRO | 500
81792 | mid_81792 | B.C.HYDRO | 500 | 50 | BC HYDRO | 500
81791 | mid_81791 | B.C.HYDRO | 500 | 50 | BC HYDRO | 500
81790 | mid_81790 | B.C.HYDRO | 500 | 50 | BC HYDRO | 500
81772 | mid_81772 | B.C.HYDRO | 500 | 50 | BC HYDRO | 500
81771 | mid_81771 | B.C.HYDRO | 500 | 50 | BC HYDRO | 500
81753 | mid_81753 | B.C.HYDRO | 500 | 50 | BC HYDRO | 500
81752 | mid_81752 | B.C.HYDRO | 500 | 50 | BC HYDRO | 500
81722 | mid_81722 | B.C.HYDRO | 500 | 50 | BC HYDRO | 500
81721 | mid_81721 | B.C.HYDRO | 500 | 50 | BC HYDRO | 500
81720 | mid_81720 | B.C.HYDRO | 500 | 50 | BC HYDRO | 500
81719 | mid_81719 | B.C.HYDRO | 500 | 50 | BC HYDRO | 500
81718 | mid_81718 | B.C.HYDRO | 500 | 50 | BC HYDRO | 500
24042 | ELDORDO | SOCALIF | 500 | 24 | SCE EAST OF LUGO 500/230kV | 955
80746 | STC 5T3 | B.C.HYDRO | 500 | 50 | BC HYDRO | 500
80745 | STC 5T2 | B.C.HYDRO | 500 | 50 | BC HYDRO | 500
80744 | STC 5T1 | B.C.HYDRO | 500 | 50 | BC HYDRO | 500
45262 | KFALLS | NORTHWEST | 500 | 40 | PAC:KFAL | 484
15096 | CHUKAR | SRP | 500 | 15 | SRP OTHER SUB 69kV | 1508
45197 | MERIDINP | NORTHWEST | 500 | 40 | PAC:MDFD | 470
15095 | MESQUIT2 | SRP | 500 | 15 | SRP EHV 500 KV | 1500
15094 | MESQUIT1 | SRP | 500 | 15 | SRP EHV 500 KV | 1500
23311 | OCOTILLO 1 | SANDIEGO | 500 | 22 | SDG&E Bulk Power | 227
23310 | OCOTILLO | SANDIEGO | 500 | 22 | SDG&E Bulk Power | 227
15093 | HARQUAHA | SRP | 500 | 15 | SRP EHV 500 KV | 1500
15092 | ARLINTON | SRP | 500 | 15 | SRP OTHER SUB 69kV | 1508
15090 | HASSYAMP | SRP | 500 | 15 | SRP EHV 500 KV | 1500
15089 | JOJOBA | SRP | 500 | 15 | SRP EHV 500 KV | 1500
45095 | DIXONVLE | NORTHWEST | 500 | 40 | PAC:ROSE | 471
15088 | PINAL_W | SRP | 500 | 15 | SRP EHV 500 KV | 1500
15087 | DUKE | SRP | 500 | 15 | SRP EHV 500 KV | 1500
15080 | PINAL_C | SRP | 500 | 15 | SRP EHV 500 KV | 1500
45035 | CAPTJACK | NORTHWEST | 500 | 40 | Southern Oregon | 405
15061 | RUDD | SRP | 500 | 15 | SRP EHV 500 KV | 1500
45029 | BURNS | NORTHWEST | 500 | 40 | Southern Oregon | 405
22972 | AGUACAL1 | SANDIEGO | 500 | 22 | SDG&E Bulk Power | 227
15051 | BROWNING | SRP | 500 | 15 | SRP EHV 500 KV | 1500
22933 | ECO MP | SANDIEGO | 500 | 22 | SDG&E Bulk Power | 227
15041 | SILVERKG | SRP | 500 | 15 | SRP EHV 500 KV | 1500
15034 | PERKINS | SRP | 500 | 15 | SRP EHV 500 KV | 1500
22930 | ECO | SANDIEGO | 500 | 22 | SDG&E Bulk Power | 227
22911 | IV BK81 MP | SANDIEGO | 500 | 22 | SDG&E Bulk Power | 227
15032 | PERK PS2 | SRP | 500 | 15 | SRP EHV 500 KV | 1500
22889 | SNCRSMP2 | SANDIEGO | 500 | 22 | SDG&E Bulk Power | 227
15031 | PERK PS1 | SRP | 500 | 15 | SRP EHV 500 KV | 1500
22888 | SNCRSMP1 | SANDIEGO | 500 | 22 | SDG&E Bulk Power | 227
15021 | PALOVRDE | SRP | 500 | 15 | SRP EHV 500 KV | 1500
44617 | BURNS_CAP2 | NORTHWEST | 500 | 40 | Western Oregon | 402
22885 | SUNCREST | SANDIEGO | 500 | 22 | SDG&E Bulk Power | 227
15011 | KYRENE | SRP | 500 | 15 | SRP EHV 500 KV | 1500
15010 | SGRLF | SRP | 500 | 15 | SRP EHV 500 KV | 1500
44540 | MERIDINP_CAP | NORTHWEST | 500 | 40 | Western Oregon | 402
44539 | DIXNVILE_CAP | NORTHWEST | 500 | 40 | Western Oregon | 402
44537 | BURNS_CAP | NORTHWEST | 500 | 40 | Western Oregon | 402
44536 | SYCAN_32 | NORTHWEST | 500 | 40 | Southern Oregon | 405
44535 | SYCAN_31 | NORTHWEST | 500 | 40 | Southern Oregon | 405
15001 | CORONADO | SRP | 500 | 15 | SRP EHV 500 KV | 1500
44516 | SNOGOOSE | NORTHWEST | 500 | 40 | PAC:KFAL | 484
44257 | LOW_MON_PH1 | NORTHWEST | 500 | 40 | Southeast Washington | 407
44237 | LOW_GRN_PH1 | NORTHWEST | 500 | 40 | Southeast Washington | 407
44217 | LIT_GOS_PH1 | NORTHWEST | 500 | 40 | Southeast Washington | 407
44167 | CHEF_JO_PH6 | NORTHWEST | 500 | 40 | Central Washington | 403
44166 | CHEF_JO_PH5 | NORTHWEST | 500 | 40 | Central Washington | 403
44089 | JOHNDAY_PH4 | NORTHWEST | 500 | 40 | Lower Columbia Basin | 404
44088 | JOHNDAY_PH3 | NORTHWEST | 500 | 40 | Lower Columbia Basin | 404
44087 | JOHNDAY_PH2 | NORTHWEST | 500 | 40 | Lower Columbia Basin | 404
44086 | JOHNDAY_PH1 | NORTHWEST | 500 | 40 | Lower Columbia Basin | 404
43995 | SYCAN_22 | NORTHWEST | 500 | 40 | Southern Oregon | 405
43994 | SYCAN_21 | NORTHWEST | 500 | 40 | Southern Oregon | 405
43993 | FORT_RK_22 | NORTHWEST | 500 | 40 | Southern Oregon | 405
43992 | FORT_RK_21 | NORTHWEST | 500 | 40 | Southern Oregon | 405
43991 | SAND_SP_22 | NORTHWEST | 500 | 40 | Southern Oregon | 405
43990 | SAND_SP_21 | NORTHWEST | 500 | 40 | Southern Oregon | 405
43960 | MALIN R2 | NORTHWEST | 500 | 40 | Portland General - BES S/S | 451
14427 | Q227 | APS | 500 | 14 | APS | 141
22536 | N.GILA | SANDIEGO | 500 | 22 | SDG&E Bulk Power | 227
22472 | MIGUELMP | SANDIEGO | 500 | 22 | SDG&E Bulk Power | 227
22468 | MIGUEL | SANDIEGO | 500 | 22 | SDG&E Bulk Power | 227
22362 | IV BK82 MP | SANDIEGO | 500 | 22 | SDG&E Bulk Power | 227
22361 | IV BK80 MP | SANDIEGO | 500 | 22 | SDG&E Bulk Power | 227
22360 | IMPRLVLY | SANDIEGO | 500 | 22 | SDG&E Bulk Power | 227
22342 | HDWSH | SANDIEGO | 500 | 22 | SDG&E Bulk Power | 227
43487 | ROUNDB_STR | NORTHWEST | 500 | 40 | Portland General - BES S/S | 451
43485 | ROUND BU | NORTHWEST | 500 | 40 | Portland General - BES S/S | 451
43123 | COYOTE | NORTHWEST | 500 | 40 | Portland General - BES S/S | 451
43115 | COYO M1 | NORTHWEST | 500 | 40 | Portland General - BES S/S | 451
43050 | CARTYM1 | NORTHWEST | 500 | 40 | Portland General - BES S/S | 451
43048 | GRASSLND | NORTHWEST | 500 | 40 | Portland General - BES S/S | 451
43046 | CARTY | NORTHWEST | 500 | 40 | Portland General - BES S/S | 451
67826 | ANTICLIN | PACE | 500 | 65 | WY CENTRAL | 651
67795 | AEOLUS | PACE | 500 | 65 | WY EAST | 679